## README
Toy model Exposure TIme Calculator
This spreasheet is a toy-model ETC to estimate the S/N of MOSAIC observations. As such, the S/N should be considered as providing only orders of magnitudes. The estimated S/N do not include any margins for additional steps or effects, such as, e.g., data reduction. The S/N budget of the instrument will include such margins but this should be kept in mind when using the resulting S/N values.
The spreadsheet is structred into 8 tabs:
- this README.
- one green SNR_LR tab and one blue SNR_HR tab: these tabs are the ETC for the LR modes and the HR modes of MOSAIC. It is the ones to be used for S/N calculations. Their content is locked except for cells that are coloured in orange, which correspond to input parameters you can change (eg, DIT, NDIT, wavelengths and magnitudes).
- three red tabs: these are tabulated reference values for throughput, PSF Enclosed Energies, and Background, which are used by the two SNR tabs. Their content is locked and should never be changed. They are shown for information.
- two orange tabs: one gives limiting magnitudes and surface brightnesses for S/N=5 and Tintg=5hr, and another one providing further information regarding the SNR regimes for different modes and wavelengths. These are locked and should not be changed. They are shown for information.
S/N calculations
The S/N tabs provide estimates of the S/N for all MOSAIC modes and for point sources and extended sources:
-for MOS modes, S/N are calculated within the full on-sky aperture
-for mIFU, S/N are calculated per spaxel
-all S/N are calculated per element of spectral resolution
The cells are colour-coded as follows:
-orange cells are the only cells that can be modified
-all other cells cannot be modified: grey cells correspond to intermediate calculations or parameters describing the current MOSAIC architecture and which should not be changed since they can depend one from each other. S/N estimates are indicated in green within white cells, they are the "ouput" of the calculations.
IMPORTANT: The SNR_LR tab provide estimates simultaneously for two VIS wavelengths and two NIR wavelengths, while the SNR_HR tab provide estimates for the 4 VIS HR windows and the H-band HR window. For the latter, the wavelengths are approximatively fixed to the center of these bands and cannot be changed. Since throughputs, EE etc. change between the VIS and the NIR spectrographs, you should be careful than the wavelengths used in the VIS and those used in the NIR are really within the VIS and the NIR spectral range, respectively. You should also be careful about choosing wavelengths between OH lines in the NIR, or outside atmosphéric absorption features. There are no warnings for that, please check the tabulated values in the Background tab.
We have done our best to test this spreadsheet. Please report any error or issue to mathieu.puech@obspm.fr
S/N assumptions
- Calculate S/N simultaneously for different wavelengths in the VIS and in the NIR. Results are to be interprated independently (parallel observations are NOT considered here).
- All fluxes are calculated within circular apertures while EE are calculated within real hexagonal spaxel footprints - a corrective factor will be introduced in future versions
- Saturation in the NIR is tentatively indicated by a red cell in the background section; you should then try to reduced DIT and compensate with larger NDIT until the cell goes back to grey
- Wavelength in SNR_LR tab: can be changed by any step - excel will look for the closest values where necessary; WARNING: choose wavelengths between OH lines! (see Background tab for this).
- Global Throughput: indicated values include atmosphere and telescope; These correspond to current best estimates and might change/decrease later as the design is developped
- GLAO PSF Enclosed Energy: evaluated at ZA=45deg and off-axis (~1.65 arcmin off-centered), 10sec PSF; slightly pessimistic. These impact only point-source calculations.
- Background models: you can choose to include or not moonlight diffusion and/or thermal background through a scrolling menu in the Background section.
-Sky model is from ESO skycal assuming a Paranal-like site with default values
-Thermal model is generated using skycal assuming three elements, assuming 4 Silver-protected mirrors and Including the impact of a 100-days degredation for the ELT mirrors. Impact only at the reddest wavelengths
Excel trick
You can use Data > Scenario Analysis > Target Value to determine a magnitude or required integration time corresponding to a target S/N value.
Version v2 Feb 2024
This v2 is based on Architecture Toy Model v7, with throughputs updated on Feb, 2, 2024.
GLAO PSFs correspond to the last batch from Durham, Jan. 2024.
The password to unlock the tabs is toto123. You should REALLY know what you're doing if you start unlocking the tabs and modifying the tabulated values or cells that are not coloured in orange.

## SNR_LR
Parameters (toy_model v7) |  |  |  | Results - per aperture and element of spectral resolution
Instrument |  |  |  | NDIT | 60 | DIT [s] | 300 | Texp [s - hr] | 18000 | 5 | hr
VIS channel - MOS |  |  |  | Point source continuum
Resolution VIS | 5000 |  |  | Wavelength [µm] | Global Throughput [%] | Source Mag [AB] | MOS |  |  | IFU
Aperture diameter [arcsec] | 0.7 | [5 empty] | Flux [ph/s/DIT] | Counts [ph/DIT] | S/N | Flux [ph/s/DIT] | Counts [ph/DIT] | S/N
Number of fibers per aperture | 7 |  | VIS | 0.45 | 17.28% | 23 | 0.69237 | 207.7118 | 34.5741
Spatial sampling [pix/fiber] | 5 | 4.95 |  | 0.94 | 10.36% | 24 | 0.2103 | 63.0893 | 7.6635
Spectral sampling [pix] | 5 | 4.95 | NIR | 1 | 23.8% | 24.3 | 0.29736 | 89.2086 | 12.7004 | 0.050945 | 15.2834 | 5.2546
Number of pixel per obj | 175 |  |  | 1.8 | 29.39% | 25.4 | 0.16813 | 50.4399 | 4.5413 | 0.045289 | 13.5866 | 3.5837
NIR channel - MOS |  |  |  | Extended source continuum
Resolution NIR | 5000 |  |  | Wavelength [µm] | Global Throughput [%] | Source Mag [AB/arcsec2] | MOS |  |  | IFU
Aperture diameter [arcsec] | 0.6 | [5 empty] | Flux [ph/s/DIT] | Counts [ph/DIT] | S/N | Flux [ph/s/DIT] | Counts [ph/DIT] | S/N
Number of fibers per aperture | 7 |  | VIS | 0.45 | 17.28% | 27.3 | 0.010217 | 3.065 | 0.53613
Spatial sampling [pix] | 3 | 2.75 |  | 0.94 | 10.36% | 25.6 | 0.02931 | 8.793 | 1.0753
Spectral sampling [pix] | 3 | 2.75 | NIR | 1 | 23.8% | 25.8 | 0.041163 | 12.3488 | 1.7813 | 0.0032756 | 0.98268 | 0.34272
Number of pixel per obj | 63 |  |  | 1.8 | 29.39% | 22 | 1.683 | 504.9007 | 44.124 | 0.13393 | 40.1787 | 10.438
NIR channel - IFU
Resolution NIR | 5000 |  |  | Mag to Surf. Brightness Converter | Magnitude (AB) | Size (arsec) | SB (mag/arcsec2)
Spaxel size [arcsec] | 0.15 |  |  |  | 25 | 0.6 | 23.6285
Spatial sampling [pix] | 3
Spectral sampling [pix] | 3 |  |  | Background emission per aperture
Number of spaxel per spaxels | 27 |  |  | Wavelength [µm] | Sky NO MOON+Th | MOS |  | IFU
Telescope |  |  |  |  | ph/s/m2/µm/arcsec² | Flux [ph/s/DIT] | Counts [ph/DIT] | Flux [ph/s/DIT] | Counts [ph/DIT]
ELT Entrance_Pupil_Diameter [m] | 38.542 |  | VIS | 0.45 | 113.1479 | 0.79009 | 237.0271
|  |  |  | 0.94 | 870.2239 | 7.6083 | 2282.4814
|  |  | NIR | 1 | 448.9362 | 7.0502 | 2115.0577 | 0.56104 | 168.3109
Detectors |  |  |  | 1.8 | 629.8601 | 21.9844 | 6595.3233 | 1.7495 | 524.8392
VIS Detectors performances | [5 empty] | SAT MOS-NIR? | 62210.6003 | SAT mIFU? | 11551.312
Dark current [e/s/pix] | 0.0027778 | See TechSpecs
RoN [e/pix] | 3 | See TechSpecs
CTE [not used - indicative] | 0.99999 | See TechSpecs
# of pixels / detector [not used] | 16000000 | 4k x 4k |  | GLAO performances on-axis (batch Jan24 - Durham - ZA45 - POS#2 - Pessimistic)
NIR Detectors performances |  |  |  | Wavelength [µm] | EE - NIR | EE - VIS | EE(150mas) - IFU
Dark current [e/s/pix] | 0.01 | See TechSpecs | VIS | 0.45 | 0% | 49.7%
RoN [e/pix] | 3 | See TechSpecs |  | 0.94 | 0% | 63.26%
Saturation level [e] | 70000 | From ESO/PM3 | NIR | 1 | 51.31% | 0% | 8.79%
|  |  |  | 1.8 | 64.71% | 0% | 17.43%
Constants
Velocity of light [m/s] |  | 299792458
Planck Constant [J,s] |  | 6.63e-34 |  | Noise Variances [per DIT] - MOS
ZP [AB system - f_nu in erg/s/cm2/Hz] |  | -48.6 |  | Wavelength | RON | Dark | Sky | Thermal | Object
|  |  | VIS | 0.45 | 1575 | 145.8333 | 237.0271 | 0 | 207.7118 | Noise Variances [per DIT] - IFU
[5 empty] | 72.73% | 6.734% | 10.95% | 0% | 9.592%
|  |  |  | 0.94 | 1575 | 145.8333 | 2282.4814 | 2.4912e-08 | 63.0893 | RON | Dark | Sky | Thermal | Object
[5 empty] | 38.73% | 3.586% | 56.13% | 6.126e-10% | 1.551%
|  |  | NIR | 1 | 567 | 189 | 2115.0577 | 1.19e-06 | 89.2086 | 243 | 81 | 168.3109 | 6.9572e-08 | 15.2834
[5 empty] | 19.15% | 6.385% | 71.45% | 4.02e-08% | 3.014% | 47.87% | 15.96% | 33.16% | 1.371e-08% | 3.011%
|  |  |  | 1.8 | 567 | 189 | 5192.6111 | 1402.7123 | 50.4399 | 243 | 81 | 283.3488 | 241.4904 | 13.5866
[5 empty] | 7.66% | 2.553% | 70.15% | 18.95% | 0.6815% | 28.18% | 9.392% | 32.85% | 28% | 1.575%
Toy model ETC for LR modes
- Calculate S/N simultaneously in two l in the VIS channel + two other l in the NIR channel. Results are to be interprated independently (parallel observations are NOT considered here).
- Look at Tab throughput for the current definition of the MOSAIC bands
For point-sources:
-enter into the orange cells wavelgenths of observations and magnitudes (AB) of the source
-enter DIT and NDIT values
-look at the white cells with green values for the resulting S/N
For extended sources:
-enter into the orange cells wavelgenths of observations and surface brightnesses (AB mag per arcsec2) of the source
-enter DIT and NDIT values
-look at the white cells with green values for the resulting S/N
Reference DIT values for sky-limited regimes: DIT_VIS~3600s, DIT_NIR~300s. See README tab for further information.

## SNR_HR
Parameters (toy_model v7) |  |  |  | Results - per aperture and element of spectral resolution
Instrument |  |  |  | NDIT | 60 | DIT [s] | 300 | Texp [s - hr] | 18000 | 5 | hr
VIS channel - MOS |  |  |  | Point source continuum
Resolution VIS | 19100 |  |  | Wavelength [µm] | Global Throughput [%] | Source Mag [AB] | MOS |  |  | IFU
Aperture diameter [arcsec] | 0.7 | [5 empty] | Flux [ph/s/DIT] | Counts [ph/DIT] | S/N | Flux [ph/s/DIT] | Counts [ph/DIT] | S/N
Number of fibers per aperture | 19 |  | VIS-HR-U | 0.415 | 10.49% | 22 | 0.26411 | 79.232 | 11.0212
Spatial sampling [pix/fiber] | 4 | 3.95 | VIS-HR-B | 0.535 | 19.13% | 21.5 | 0.84524 | 253.5724 | 33.9989
Spectral sampling [pix] | 4 | 3.95 | VIS-HR-V | 0.65 | 23.88% | 21 | 1.8007 | 540.1951 | 62.7649
Number of pixel per obj | 304 |  | VIS-HR-CaT | 0.85 | 23.61% | 23.2 | 0.25565 | 76.694 | 9.8002
NIR channel - MOS |  |  | NIR-HR-H | 1.575 | 26.4% | 22 | 0.86778 | 260.3325 | 24.9381 | 0.20927 | 62.7808 | 16.9182
Resolution NIR | 19000
Aperture diameter [arcsec] | 0.6 |  |  | Extended source continuum
Number of fibers per aperture | 7 |  |  | Wavelength [µm] | Global Throughput [%] | Source Mag [AB/arcsec2] | MOS |  |  | IFU
Spatial sampling [pix] | 3 | 2.93 |  |  |  |  | Flux [ph/s/DIT] | Counts [ph/DIT] | S/N | Flux [ph/s/DIT] | Counts [ph/DIT] | S/N
Spectral sampling [pix] | 3 | 2.93 | VIS-HR-U | 0.415 | 10.49% | 22.8 | 0.10246 | 30.7384 | 4.3095
Number of pixel per obj | 63 |  | VIS-HR-B | 0.535 | 19.13% | 21.4 | 0.67812 | 203.435 | 27.4837
NIR channel - IFU |  |  | VIS-HR-V | 0.65 | 23.88% | 23 | 0.19399 | 58.1959 | 7.1612
Resolution NIR | 19000 |  | VIS-HR-CaT | 0.85 | 23.61% | 22.7 | 0.25286 | 75.8589 | 9.6946
Spaxel size [arcsec] | 0.15 |  | NIR-HR-H | 1.575 | 26.4% | 21.6 | 0.57513 | 172.5402 | 16.6403 | 0.045768 | 13.7303 | 3.815
Spatial sampling [pix] | 3
Spectral sampling [pix] | 3
Number of spaxel per spaxels | 27 |  |  | Mag to Surf. Brightness Converter | Magnitude (AB) | Size (arsec) | SB (mag/arcsec2)
Telescope |  |  |  |  | 25 | 0.6 | 23.6285
ELT Entrance_Pupil_Diameter [m] | 38.542
Background emission per aperture
|  |  |  | Wavelength [µm] | Sky NO MOON+Th | MOS |  | IFU
Detectors |  |  |  |  | ph/s/m2/µm/arcsec² | Flux [ph/s/DIT] | Counts [ph/DIT] | Flux [ph/s/DIT] | Counts [ph/DIT]
VIS Detectors performances |  |  | VIS-HR-U | 0.415 | 105.5063 | 0.10799 | 32.3982
Dark current [e/s/pix] | 0.0027778 | See TechSpecs | VIS-HR-B | 0.535 | 131.1235 | 0.31539 | 94.6179
RoN [e/pix] | 3 | See TechSpecs | VIS-HR-V | 0.65 | 835.7395 | 3.0498 | 914.9355
CTE [not used - indicative] | 0.99999 | See TechSpecs | VIS-HR-CaT | 0.85 | 429.8651 | 2.0284 | 608.5146
# of pixels / detector [not used] | 16000000 | 4k x 4k | NIR-HR-H | 1.575 | 2549.3532 | 18.4074 | 5522.228 | 1.4648 | 439.4449
NIR Detectors performances
Dark current [e/s/pix] | 0.01 | See TechSpecs |  |  |  | SAT MOS-NIR? | 28602.9663 | SAT mIFU? | 5311.0207
RoN [e/pix] | 3 | See TechSpecs
Saturation level [e] | 70000 | From ESO/PM3
Constants |  |  |  | GLAO performances on-axis (batch Jan24 - Durham - ZA45 - POS#2 - Pessimistic)
Velocity of light [m/s] |  | 299792458 |  | Wavelength [µm] | EE - NIR | EE - VIS | EE(150mas) - IFU
Planck Constant [J,s] |  | 6.63e-34 | VIS-HR-U | 0.415 | 0% | 47.48%
ZP [AB system - f_nu in erg/s/cm2/Hz] |  | -48.6 | VIS-HR-B | 0.535 | 0% | 52.6%
|  |  | VIS-HR-V | 0.65 | 0% | 56.62%
|  |  | VIS-HR-CaT | 0.85 | 0% | 61.67%
|  |  | NIR-HR-H | 1.575 | 61.66% |  | 14.87%
Noise Variances [per DIT] - MOS
|  |  |  | Wavelength | RON | Dark | Sky | Thermal | Object
|  |  |  | 0.415 | 2736 | 253.3333 | 32.3982 | 0 | 79.232
[5 empty] | 88.23% | 8.17% | 1.045% | 0% | 2.555%
|  |  |  | 0.535 | 2736 | 253.3333 | 94.6179 | 0 | 253.5724
[5 empty] | 81.98% | 7.59% | 2.835% | 0% | 7.598%
|  |  |  | 0.65 | 2736 | 253.3333 | 914.9355 | 0 | 540.1951 | Noise Variances [per DIT] - IFU
[5 empty] | 61.56% | 5.7% | 20.59% | 0% | 12.15%
|  |  |  | 0.85 | 2736 | 253.3333 | 608.5146 | 6.8236e-11 | 76.694 | RON | Dark | Sky | Thermal | Object
[5 empty] | 74.46% | 6.894% | 16.56% | 1.857e-12% | 2.087%
|  |  |  | 1.575 | 567 | 189 | 5513.2785 | 8.9494 | 260.3325 | 243 | 81 | 389.4884 | 49.9565 | 13.7303
[5 empty] | 8.672% | 2.891% | 84.32% | 0.1369% | 3.981% | 31.27% | 10.42% | 50.12% | 6.428% | 1.767%
Toy model ETC for HR modes
- Calculate S/N simultaneously for 5 different wavelengths. Results are to be interprated independently (parallel observations are NOT considered here).
- Wavelengths are set to the middle of the HR windows as defined today. You should really avoid changing these values.
- Look at Tab throughput for the current definition of the MOSAIC bands
See README tab for further information.
-Sky background spectrum undersampled for R>5000 ; as long as a wavelength between OH lines is picked up, this sould be ~OK. To be updated in a future version.

## Throughput
Instrument only | [5 empty] | Atmosphere x Telescope | [5 empty] | Global throughput
Wavelength LR | VIS-LR | NIR-LR | Wavelength HR | VIS-HR | NIR-HR | Wavelength | Atm x ELT | WavelengthLR | Atm x ELT LR | Wavelength HR | Atm x ELT HR | Wavelength LR | VIS-LR | NIR-LR | Wavelength HR | VIS-HR | NIR-HR
0.39 | 0.14725 |  | 0.39 | 0.10243 |  | 0.375 | 0.345 | 0.39 | 0.4122 | 0.39 | 0.4122 | 0.39 | 0.060696 |  | 0.39 | 0.04222
0.415 | 0.25816 |  | 0.415 | 0.20727 |  | 0.4 | 0.4568 | 0.415 | 0.5062 | 0.415 | 0.5062 | 0.415 | 0.13068 |  | 0.415 | 0.10492
0.44 | 0.30084 |  | 0.44 | 0.23152 |  | 0.425 | 0.539 | 0.44 | 0.5744 | 0.44 | 0.5744 | 0.44 | 0.1728 |  | 0.44 | 0.13299
0.465 | 0.33769 |  | 0.45 | 0 |  | 0.45 | 0.598 | 0.465 | 0.6208 | 0.45 | 0.598 | 0.465 | 0.20964 |  | 0.45 | 0
0.49 | 0.33882 |  | 0.46 | 0 |  | 0.475 | 0.63642 | 0.49 | 0.6558 | 0.46 | 0.6132 | 0.49 | 0.2222 |  | 0.46 | 0
0.515 | 0.3342 |  | 0.47 | 0 |  | 0.5 | 0.6688 | 0.515 | 0.6822 | 0.47 | 0.6284 | 0.515 | 0.22799 |  | 0.47 | 0
0.54 | 0.33374 |  | 0.5 | 0 |  | 0.525 | 0.69114 | 0.54 | 0.7024 | 0.5 | 0.669 | 0.54 | 0.23442 |  | 0.5 | 0
0.565 | 0.31948 |  | 0.51 | 0.27042 |  | 0.55 | 0.71 | 0.565 | 0.7184 | 0.51 | 0.6778 | 0.565 | 0.22951 |  | 0.51 | 0.18329
0.589 | 0.31481 |  | 0.535 | 0.27377 |  | 0.575 | 0.72417 | 0.589 | 0.73072 | 0.535 | 0.6986 | 0.589 | 0.23004 |  | 0.535 | 0.19125
0.59 | 0.29183 |  | 0.56 | 0.2741 |  | 0.6 | 0.73636 | 0.59 | 0.7312 | 0.56 | 0.7156 | 0.59 | 0.21339 |  | 0.56 | 0.19615
0.615 | 0.30703 |  | 0.57 | 0 |  | 0.625 | 0.74559 | 0.615 | 0.742 | 0.57 | 0.7212 | 0.615 | 0.22781 |  | 0.57 | 0
0.64 | 0.33128 |  | 0.59 | 0 |  | 0.65 | 0.75403 | 0.64 | 0.7508 | 0.59 | 0.7312 | 0.64 | 0.24872 |  | 0.59 | 0
0.665 | 0.34543 |  | 0.61 | 0.31053 |  | 0.675 | 0.7605 | 0.665 | 0.7582 | 0.61 | 0.74 | 0.665 | 0.26191 |  | 0.61 | 0.22979
0.69 | 0.33775 |  | 0.635 | 0.31877 |  | 0.7 | 0.75799 | 0.69 | 0.7592 | 0.635 | 0.7492 | 0.69 | 0.25642 |  | 0.635 | 0.23882
0.715 | 0.34975 |  | 0.66 | 0.3241 |  | 0.725 | 0.76444 | 0.715 | 0.7616 | 0.66 | 0.7568 | 0.715 | 0.26637 |  | 0.66 | 0.24528
0.74 | 0.34306 |  | 0.685 | 0.31625 |  | 0.75 | 0.77331 | 0.74 | 0.7694 | 0.685 | 0.7598 | 0.74 | 0.26395 |  | 0.685 | 0.24029
0.765 | 0.34049 |  | 0.71 | 0.31964 |  | 0.775 | 0.77238 | 0.765 | 0.7724 | 0.71 | 0.7604 | 0.765 | 0.26299 |  | 0.71 | 0.24305
0.79 | 0.33026 |  | 0.72 | 0 |  | 0.8 | 0.7692 | 0.79 | 0.7702 | 0.72 | 0.7628 | 0.79 | 0.25437 |  | 0.72 | 0
0.815 | 0.33418 |  | 0.75 | 0 |  | 0.825 | 0.57546 | 0.815 | 0.6526 | 0.75 | 0.773 | 0.815 | 0.21808 |  | 0.75 | 0
0.84 | 0.32806 |  | 0.79 | 0 |  | 0.85 | 0.77491 | 0.84 | 0.695 | 0.79 | 0.7702 | 0.84 | 0.228 |  | 0.79 | 0
0.865 | 0.31949 |  | 0.8 | 0.30117 |  | 0.875 | 0.78758 | 0.865 | 0.7828 | 0.8 | 0.769 | 0.865 | 0.2501 |  | 0.8 | 0.2316
0.89 | 0.29892 |  | 0.8252 | 0.30598 |  | 0.9 | 0.80095 | 0.89 | 0.7958 | 0.8252 | 0.575 | 0.89 | 0.23788 |  | 0.8252 | 0.17594
0.915 | 0.28654 |  | 0.85 | 0.30471 |  | 0.925 | 0.79204 | 0.915 | 0.7956 | 0.85 | 0.775 | 0.915 | 0.22797 |  | 0.85 | 0.23615
0.94 | 0.27057 |  | 0.875 | 0.29912 |  | 0.95 | 0.11016 | 0.94 | 0.3828 | 0.875 | 0.788 | 0.94 | 0.10357 |  | 0.875 | 0.23571
0.95 |  | 0.26063 | 0.9 | 0.29008 |  | 0.975 | 0.84525 | 0.95 | 0.11 | 0.9 | 0.801 | 0.95 |  | 0.028669 | 0.9 | 0.23235
0.975 |  | 0.27084 | 0.925 | 0.27833 |  | 1 | 0.85723 | 0.975 | 0.845 | 0.925 | 0.792 | 0.975 |  | 0.22886 | 0.925 | 0.22044
1 |  | 0.27775 | 0.93 | 0 |  | 1.025 | 0.86521 | 1 | 0.857 | 0.93 | 0.6556 | 1 |  | 0.23803 | 0.93 | 0
1.025 |  | 0.28821 | 0.94 | 0 |  | 1.05 | 0.87192 | 1.025 | 0.865 | 0.94 | 0.3828 | 1.025 |  | 0.2493 | 0.94 | 0
1.05 |  | 0.29325 | 0.95 |  | 0 | 1.075 | 0.87673 | 1.05 | 0.872 | 0.95 | 0.11 | 1.05 |  | 0.25571 | 0.95 |  | 0
1.075 |  | 0.30701 | 0.975 |  | 0 | 1.1 | 0.87766 | 1.075 | 0.877 | 0.975 | 0.845 | 1.075 |  | 0.26925 | 0.975 |  | 0
1.1 |  | 0.31175 | 1 |  | 0 | 1.125 | 0.5035 | 1.1 | 0.878 | 1 | 0.857 | 1.1 |  | 0.27371 | 1 |  | 0
1.125 |  | 0.3153 | 1.1 |  | 0 | 1.15 | 0.8114 | 1.125 | 0.504 | 1.1 | 0.878 | 1.125 |  | 0.15891 | 1.1 |  | 0
1.15 |  | 0.32148 | 1.2 |  | 0 | 1.175 | 0.88648 | 1.15 | 0.811 | 1.2 | 0.897 | 1.15 |  | 0.26072 | 1.2 |  | 0
1.175 |  | 0.32085 | 1.3 |  | 0 | 1.2 | 0.89675 | 1.175 | 0.886 | 1.3 | 0.909 | 1.175 |  | 0.28427 | 1.3 |  | 0
1.2 |  | 0.32601 | 1.4 |  | 0 | 1.225 | 0.90017 | 1.2 | 0.897 | 1.4 | 0 | 1.2 |  | 0.29243 | 1.4 |  | 0
1.225 |  | 0.32224 | 1.5 |  | 0 | 1.25 | 0.9044 | 1.225 | 0.9 | 1.5 | 0.92 | 1.225 |  | 0.29002 | 1.5 |  | 0
1.25 |  | 0.3174 | 1.52 |  | 0 | 1.275 | 0.90272 | 1.25 | 0.904 | 1.52 | 0.9176 | 1.25 |  | 0.28693 | 1.52 |  | 0
1.275 |  | 0.31498 | 1.523 |  | 0.209 | 1.3 | 0.90877 | 1.275 | 0.903 | 1.523 | 0.91724 | 1.275 |  | 0.28442 | 1.523 |  | 0.19171
1.3 |  | 0.30723 | 1.548 |  | 0.29115 | 1.325 | 0.88565 | 1.3 | 0.909 | 1.548 | 0.92436 | 1.3 |  | 0.27927 | 1.548 |  | 0.26912
1.325 |  | 0.30884 | 1.573 |  | 0.31804 | 1.35 | 0.70436 | 1.325 | 0.886 | 1.573 | 0.83024 | 1.325 |  | 0.27363 | 1.573 |  | 0.26405
1.35 |  | 0.30487 | 1.598 |  | 0.30173 | 1.375 | 0.19082 | 1.35 | 0.704 | 1.598 | 0.90572 | 1.35 |  | 0.21463 | 1.598 |  | 0.27328
1.375 |  | 0.29349 | 1.623 |  | 0.23757 | 1.4 | 0 | 1.375 | 0.191 | 1.623 | 0.92404 | 1.375 |  | 0.056057 | 1.623 |  | 0.21953
1.42 |  | 0.30356 | 1.63 |  | 0 | 1.425 | 0.15862 | 1.42 | 0.1272 |  |  | 1.42 |  | 0.038613 | 1.63 |  | 0
1.445 |  | 0.31148 |  |  |  | 1.45 | 0.81868 | 1.445 | 0.687 |  |  | 1.445 |  | 0.21399
1.47 |  | 0.32293 |  |  |  | 1.475 | 0.87577 | 1.47 | 0.8646 |  |  | 1.47 |  | 0.2792
1.495 |  | 0.32172 |  |  |  | 1.5 | 0.91951 | 1.495 | 0.9112 |  |  | 1.495 |  | 0.29316
1.52 |  | 0.33468 |  |  |  | 1.525 | 0.9172 | 1.52 | 0.9176 |  |  | 1.52 |  | 0.3071
1.545 |  | 0.33355 |  |  |  | 1.55 | 0.9245 | 1.545 | 0.9234 |  |  | 1.545 |  | 0.308
1.57 |  | 0.32205 |  |  |  | 1.575 | 0.822 | 1.57 | 0.8426 |  |  | 1.57 |  | 0.27136
1.595 |  | 0.33895 |  |  |  | 1.6 | 0.91285 | 1.595 | 0.8948 |  |  | 1.595 |  | 0.30329
1.62 |  | 0.34136 |  |  |  | 1.625 | 0.9251 | 1.62 | 0.9226 |  |  | 1.62 |  | 0.31494
1.645 |  | 0.33498 |  |  |  | 1.65 | 0.92293 | 1.645 | 0.9234 |  |  | 1.645 |  | 0.30932
1.67 |  | 0.3428 |  |  |  | 1.675 | 0.92398 | 1.67 | 0.9238 |  |  | 1.67 |  | 0.31667
1.695 |  | 0.33594 |  |  |  | 1.7 | 0.93046 | 1.695 | 0.9288 |  |  | 1.695 |  | 0.31202
1.72 |  | 0.32386 |  |  |  | 1.725 | 0.92246 | 1.72 | 0.9236 |  |  | 1.72 |  | 0.29912
1.745 |  | 0.32922 |  |  |  | 1.75 | 0.92276 | 1.745 | 0.9228 |  |  | 1.745 |  | 0.3038
1.77 |  | 0.32742 |  |  |  | 1.775 | 0.92328 | 1.77 | 0.923 |  |  | 1.77 |  | 0.30221
1.795 |  | 0.31788 |  |  |  | 1.8 | 0.9247 | 1.795 | 0.9246 |  |  | 1.795 |  | 0.29391
[12 empty] | 1.81 |  | 0

## EE
l [nm] | EE-LR-ZA45 | EE-LR-ZA45 | EE-HR-ZA45 | EE-IFU ZA45
| Durham VIS | Durham NIR | Durham VIS | Durham
375 | 42.85% |  | 46.26%
400 | 44.09% |  | 47.48%
425 | 45.25% |  | 48.62%
450 | 46.35% |  | 49.7%
475 | 47.39% |  | 50.71%
500 | 48.37% |  | 51.68%
525 | 49.31% |  | 52.6%
550 | 50.2% |  | 53.47%
575 | 51.05% |  | 54.31%
600 | 51.87% |  | 55.11%
625 | 52.65% |  | 55.88%
650 | 53.41% |  | 56.62%
675 | 54.13% |  | 57.33%
700 | 54.83% |  | 58.01%
725 | 55.5% |  | 58.67%
750 | 56.16% |  | 59.31%
775 | 56.78% |  | 59.93%
800 | 57.39% |  | 60.52%
825 | 57.99% |  | 61.1%
850 | 58.56% |  | 61.67%
875 | 59.12% |  | 62.21%
900 | 59.66% |  | 62.74%
925 | 60.18% |  | 63.26% | 8.046%
950 |  | 50.14% |  | 8.293%
975 |  | 50.73% |  | 8.541%
1000 |  | 51.31% |  | 8.79%
1025 |  | 51.87% |  | 9.041%
1050 |  | 52.42% |  | 9.292%
1075 |  | 52.96% |  | 9.546%
1100 |  | 53.48% |  | 9.8%
1125 |  | 53.99% |  | 10.06%
1150 |  | 54.49% |  | 10.31%
1175 |  | 54.98% |  | 10.57%
1200 |  | 55.46% |  | 10.83%
1225 |  | 55.93% |  | 11.09%
1250 |  | 56.39% |  | 11.35%
1275 |  | 56.85% |  | 11.62%
1300 |  | 57.29% |  | 11.88%
1325 |  | 57.72% |  | 12.15%
1350 |  | 58.15% |  | 12.41%
1375 |  | 58.57% |  | 12.68%
1400 |  | 58.98% |  | 12.95%
1425 |  | 59.38% |  | 13.22%
1450 |  | 59.78% |  | 13.49%
1475 |  | 60.17% |  | 13.77%
1500 |  | 60.55% |  | 14.04%
1525 |  | 60.93% |  | 14.32%
1550 |  | 61.3% |  | 14.59%
1575 |  | 61.66% |  | 14.87%
1600 |  | 62.02% |  | 15.15%
1625 |  | 62.38% |  | 15.43%
1650 |  | 62.72% |  | 15.71%
1675 |  | 63.07% |  | 16%
1700 |  | 63.41% |  | 16.28%
1725 |  | 63.74% |  | 16.57%
1750 |  | 64.07% |  | 16.85%
1775 |  | 64.39% |  | 17.14%
1800 |  | 64.71% |  | 17.43%
EE Values
On-axis values
EE(600mas) for median conditions: retro-fitting of the curve on the top-right panel
EE(700mas)=EE(600mas)+10% according to the bottom-right panel - This could change with lambda

## Background
Wavelength | Scattered Moonlight | Scattered Starlight | Zodiacal Light | Lower Atmosphere | Upper Atmosphere | Airglow/Residual Continuum | Thermal w/ degrad | %thermal vs total no moon | Sky ALL | Sky NO MOON | Sky ALL+Th | Sky NO MOON+Th
nm | ph/s/m2/mu/arcsec2
390 | 208.8421 | 6.313 | 13.2871 | 0 | 1.537e-13 | 33.0906 | 0 | 0% | 261.5328 | 52.6907 | 261.5328 | 52.6907
390.02 | 268.7288 | 8.1347 | 17.0975 | 0 | 1.6988e-13 | 42.648 | 0 | 0% | 336.609 | 67.8802 | 336.609 | 67.8802
390.04 | 310.3987 | 9.4105 | 19.749 | 0 | 1.3078e-13 | 49.3494 | 0 | 0% | 388.9076 | 78.5089 | 388.9076 | 78.5089
390.06 | 333.1883 | 10.1144 | 21.1995 | 0 | 2.2112e-13 | 53.0583 | 0 | 0% | 417.5605 | 84.3722 | 417.5605 | 84.3722
390.08 | 343.0793 | 10.4193 | 21.8294 | 0 | 1.6988e-13 | 54.6789 | 0 | 0% | 430.0069 | 86.9276 | 430.0069 | 86.9276
390.1 | 346.806 | 10.5216 | 22.0671 | 0 | 0 | 55.2385 | 0 | 0% | 434.6332 | 87.8272 | 434.6332 | 87.8272
390.12 | 348.6428 | 10.5463 | 22.1846 | 0 | 0 | 55.3918 | 0 | 0% | 436.7656 | 88.1228 | 436.7656 | 88.1228
390.14 | 350.3917 | 10.5483 | 22.2966 | 0 | 0 | 55.4259 | 0 | 0% | 438.6624 | 88.2708 | 438.6624 | 88.2708
390.16 | 352.4765 | 10.545 | 22.4299 | 0 | 0 | 55.433 | 0 | 0% | 440.8845 | 88.4079 | 440.8845 | 88.4079
390.18 | 354.7651 | 10.5409 | 22.5762 | 0 | 0 | 55.4353 | 0 | 0% | 443.3175 | 88.5524 | 443.3175 | 88.5524
390.2 | 356.941 | 10.5366 | 22.7154 | 0 | 0 | 55.4369 | 0 | 0% | 445.6299 | 88.6889 | 445.6299 | 88.6889
390.22 | 358.6471 | 10.5323 | 22.8246 | 0 | 0 | 55.4384 | 0 | 0% | 447.4425 | 88.7954 | 447.4425 | 88.7954
390.24 | 359.5553 | 10.528 | 22.8831 | 0 | 0 | 55.44 | 0 | 0% | 448.4064 | 88.8511 | 448.4064 | 88.8511
390.26 | 359.4145 | 10.5237 | 22.8748 | 0 | 0 | 55.4415 | 0 | 0% | 448.2546 | 88.8401 | 448.2546 | 88.8401
390.28 | 358.093 | 10.5194 | 22.7914 | 0 | 1.6179e-14 | 55.4431 | 0 | 0% | 446.847 | 88.7539 | 446.847 | 88.7539
390.3 | 355.6192 | 10.5151 | 22.6346 | 0 | 0 | 55.4446 | 0 | 0% | 444.2136 | 88.5944 | 444.2136 | 88.5944
390.32 | 352.2081 | 10.5108 | 22.4182 | 0 | 3.91e-14 | 55.4462 | 0 | 0% | 440.5833 | 88.3752 | 440.5833 | 88.3752
390.34 | 348.2437 | 10.5066 | 22.1665 | 0 | 0 | 55.4477 | 0 | 0% | 436.3645 | 88.1208 | 436.3645 | 88.1208
390.36 | 344.2043 | 10.5023 | 21.91 | 0 | 0.0001721 | 55.4493 | 0 | 0% | 432.0661 | 87.8617 | 432.0661 | 87.8617
390.38 | 340.558 | 10.498 | 21.6786 | 0 | 0.0016309 | 55.4508 | 0 | 0% | 428.187 | 87.629 | 428.187 | 87.629
390.4 | 337.6665 | 10.4937 | 21.4952 | 0 | 0.012355 | 55.4524 | 0 | 0% | 425.12 | 87.4536 | 425.12 | 87.4536
390.42 | 335.7197 | 10.4894 | 21.3719 | 0 | 0.073485 | 55.4539 | 0 | 0% | 423.1084 | 87.3887 | 423.1084 | 87.3887
390.44 | 334.7132 | 10.4851 | 21.3085 | 0 | 0.34662 | 55.4555 | 0 | 0% | 422.3089 | 87.5957 | 422.3089 | 87.5957
390.46 | 334.4711 | 10.4808 | 21.2937 | 0 | 1.2997 | 55.457 | 0 | 0% | 423.0024 | 88.5313 | 423.0024 | 88.5313
390.48 | 334.6981 | 10.4765 | 21.3088 | 0 | 3.8912 | 55.4586 | 0 | 0% | 425.8333 | 91.1352 | 425.8333 | 91.1352
390.5 | 335.0393 | 10.4722 | 21.3312 | 0 | 9.3622 | 55.4602 | 0 | 0% | 431.6652 | 96.6259 | 431.6652 | 96.6259
390.52 | 335.1431 | 10.468 | 21.3385 | 0 | 18.2777 | 55.4618 | 0 | 0% | 440.6889 | 105.5459 | 440.6889 | 105.5459
390.54 | 334.7265 | 10.4637 | 21.3126 | 0 | 29.3554 | 55.4634 | 0 | 0% | 451.3216 | 116.5951 | 451.3216 | 116.5951
390.56 | 333.6375 | 10.4594 | 21.2439 | 0 | 39.5046 | 55.465 | 0 | 0% | 460.3105 | 126.6729 | 460.3105 | 126.6729
390.58 | 331.8951 | 10.4551 | 21.1336 | 0 | 45.5521 | 55.4667 | 0 | 0% | 464.5025 | 132.6074 | 464.5025 | 132.6074
390.6 | 329.6905 | 10.4509 | 20.9938 | 0 | 46.1283 | 55.4683 | 0 | 0% | 462.7318 | 133.0413 | 462.7318 | 133.0413
390.62 | 327.3496 | 10.4466 | 20.8454 | 0 | 42.1105 | 55.47 | 0 | 0% | 456.2222 | 128.8725 | 456.2222 | 128.8725
390.64 | 325.2708 | 10.4424 | 20.7136 | 0 | 35.8054 | 55.4717 | 0 | 0% | 447.7039 | 122.4331 | 447.7039 | 122.4331
390.66 | 323.8593 | 10.4381 | 20.6244 | 0 | 29.8605 | 55.4734 | 0 | 0% | 440.2557 | 116.3964 | 440.2557 | 116.3964
390.68 | 323.4687 | 10.4339 | 20.6001 | 0 | 26.3766 | 55.4751 | 0 | 0% | 436.3544 | 112.8857 | 436.3544 | 112.8857
390.7 | 324.3492 | 10.4296 | 20.6568 | 0 | 26.3938 | 55.4769 | 0 | 0% | 437.3062 | 112.9571 | 437.3062 | 112.9571
390.72 | 326.6035 | 10.4254 | 20.8011 | 0 | 29.6919 | 55.4786 | 0 | 0% | 443.0004 | 116.3969 | 443.0004 | 116.3969
390.74 | 330.1629 | 10.4211 | 21.0284 | 0 | 34.6026 | 55.4803 | 0 | 0% | 451.6953 | 121.5323 | 451.6953 | 121.5323
390.76 | 334.7939 | 10.4168 | 21.324 | 0 | 38.4355 | 55.4819 | 0 | 0% | 460.4522 | 125.6583 | 460.4522 | 125.6583
390.78 | 340.1375 | 10.4125 | 21.665 | 0 | 39.4347 | 55.4835 | 0 | 0% | 467.1333 | 126.9958 | 467.1333 | 126.9958
390.8 | 345.7739 | 10.4082 | 22.0247 | 0 | 38.6587 | 55.485 | 0 | 0% | 472.3506 | 126.5767 | 472.3506 | 126.5767
390.82 | 351.303 | 10.4039 | 22.3776 | 0 | 38.8733 | 55.4865 | 0 | 0% | 478.4443 | 127.1413 | 478.4443 | 127.1413
390.84 | 356.4174 | 10.3996 | 22.7041 | 0 | 41.2359 | 55.4879 | 0 | 0% | 486.2449 | 129.8275 | 486.2449 | 129.8275
390.86 | 360.9436 | 10.3953 | 22.9932 | 0 | 43.9331 | 55.4893 | 0 | 0% | 493.7544 | 132.8109 | 493.7544 | 132.8109
390.88 | 364.8418 | 10.391 | 23.2422 | 0 | 44.51 | 55.4907 | 0 | 0% | 498.4756 | 133.6339 | 498.4756 | 133.6339
390.9 | 368.171 | 10.3866 | 23.4551 | 0 | 42.8706 | 55.4921 | 0 | 0% | 500.3754 | 132.2044 | 500.3754 | 132.2044
390.92 | 371.0342 | 10.3823 | 23.6382 | 0 | 41.0934 | 55.4936 | 0 | 0% | 501.6417 | 130.6076 | 501.6417 | 130.6076
390.94 | 373.5239 | 10.378 | 23.7976 | 0 | 40.3173 | 55.4951 | 0 | 0% | 503.5119 | 129.988 | 503.5119 | 129.988
390.96 | 375.687 | 10.3737 | 23.9361 | 0 | 38.9697 | 55.4967 | 0 | 0% | 504.4633 | 128.7763 | 504.4633 | 128.7763
390.98 | 377.5169 | 10.3695 | 24.0535 | 0 | 34.9397 | 55.4983 | 0 | 0% | 502.3778 | 124.861 | 502.3778 | 124.861
391 | 378.9743 | 10.3652 | 24.1471 | 0 | 28.9442 | 55.5 | 0 | 0% | 497.9308 | 118.9565 | 497.9308 | 118.9565
391.02 | 380.027 | 10.3609 | 24.2149 | 0 | 24.7134 | 55.5017 | 0 | 0% | 494.8179 | 114.7909 | 494.8179 | 114.7909
391.04 | 380.6855 | 10.3567 | 24.2576 | 0 | 25.5738 | 55.5033 | 0 | 0% | 496.3769 | 115.6914 | 496.3769 | 115.6914
391.06 | 381.0203 | 10.3524 | 24.2797 | 0 | 31.1111 | 55.505 | 0 | 0% | 502.2684 | 121.2481 | 502.2684 | 121.2481
391.08 | 381.16 | 10.3481 | 24.2894 | 0 | 37.2962 | 55.5066 | 0 | 0% | 508.6003 | 127.4403 | 508.6003 | 127.4403
391.1 | 381.2754 | 10.3438 | 24.2975 | 0 | 39.8014 | 55.5081 | 0 | 0% | 511.2263 | 129.9509 | 511.2263 | 129.9509
391.12 | 381.5528 | 10.3395 | 24.316 | 0 | 37.3472 | 55.5096 | 0 | 0% | 509.0652 | 127.5124 | 509.0652 | 127.5124
391.14 | 382.1613 | 10.3352 | 24.3555 | 0 | 32.302 | 55.5111 | 0 | 0% | 504.6651 | 122.5038 | 504.6651 | 122.5038
391.16 | 383.2194 | 10.3309 | 24.4237 | 0 | 28.3046 | 55.5126 | 0 | 0% | 501.7912 | 118.5718 | 501.7912 | 118.5718
391.18 | 384.77 | 10.3266 | 24.5234 | 0 | 27.1694 | 55.514 | 0 | 0% | 502.3035 | 117.5334 | 502.3035 | 117.5334
391.2 | 386.7676 | 10.3223 | 24.6515 | 0 | 27.9574 | 55.5155 | 0 | 0% | 505.2143 | 118.4467 | 505.2143 | 118.4467
391.22 | 389.083 | 10.318 | 24.7998 | 0 | 28.6307 | 55.5171 | 0 | 0% | 508.3486 | 119.2656 | 508.3486 | 119.2656
391.24 | 391.5281 | 10.3137 | 24.9565 | 0 | 27.8297 | 55.5187 | 0 | 0% | 510.1467 | 118.6186 | 510.1467 | 118.6186
391.26 | 393.8932 | 10.3094 | 25.108 | 0 | 25.3242 | 55.5203 | 0 | 0% | 510.1552 | 116.262 | 510.1552 | 116.262
391.28 | 395.9838 | 10.3052 | 25.2421 | 0 | 22.1477 | 55.522 | 0 | 0% | 509.2008 | 113.217 | 509.2008 | 113.217
391.3 | 397.6402 | 10.3009 | 25.3485 | 0 | 20.4552 | 55.5237 | 0 | 0% | 509.2685 | 111.6283 | 509.2685 | 111.6283
391.32 | 398.7423 | 10.2967 | 25.4195 | 0 | 21.7684 | 55.5255 | 0 | 0% | 511.7524 | 113.0101 | 511.7524 | 113.0101
391.34 | 399.2079 | 10.2924 | 25.45 | 0 | 24.763 | 55.5272 | 0 | 0% | 515.2405 | 116.0327 | 515.2405 | 116.0327
391.36 | 398.994 | 10.2882 | 25.4372 | 0 | 25.8712 | 55.529 | 0 | 0% | 516.1195 | 117.1255 | 516.1195 | 117.1255
391.38 | 398.1081 | 10.2839 | 25.3815 | 0 | 22.8509 | 55.5307 | 0 | 0% | 512.155 | 114.047 | 512.155 | 114.047
391.4 | 396.628 | 10.2797 | 25.2879 | 0 | 17.221 | 55.5323 | 0 | 0% | 504.9488 | 108.3209 | 504.9488 | 108.3209
391.42 | 394.7185 | 10.2754 | 25.167 | 0 | 12.7503 | 55.5339 | 0 | 0% | 498.445 | 103.7266 | 498.445 | 103.7266
391.44 | 392.6225 | 10.2711 | 25.0342 | 0 | 12.1102 | 55.5355 | 0 | 0% | 495.5734 | 102.9509 | 495.5734 | 102.9509
391.46 | 390.6172 | 10.2668 | 24.9071 | 0 | 15.2706 | 55.5371 | 0 | 0% | 496.5988 | 105.9815 | 496.5988 | 105.9815
391.48 | 388.9515 | 10.2625 | 24.8017 | 0 | 20.3681 | 55.5386 | 0 | 0% | 499.9224 | 110.9709 | 499.9224 | 110.9709
391.5 | 387.7885 | 10.2582 | 24.7284 | 0 | 25.3919 | 55.5402 | 0 | 0% | 503.7071 | 115.9186 | 503.7071 | 115.9186
391.52 | 387.1692 | 10.2539 | 24.6897 | 0 | 29.2154 | 55.5417 | 0 | 0% | 506.8699 | 119.7007 | 506.8699 | 119.7007
391.54 | 387.0035 | 10.2496 | 24.6799 | 0 | 31.6276 | 55.5433 | 0 | 0% | 509.104 | 122.1005 | 509.104 | 122.1005
391.56 | 387.0948 | 10.2454 | 24.6865 | 0 | 32.6196 | 55.5448 | 0 | 0% | 510.1911 | 123.0963 | 510.1911 | 123.0963
391.58 | 387.1868 | 10.2411 | 24.6932 | 0 | 31.6244 | 55.5464 | 0 | 0% | 509.2918 | 122.105 | 509.2918 | 122.105
391.6 | 387.0219 | 10.2368 | 24.6835 | 0 | 27.8537 | 55.548 | 0 | 0% | 505.3439 | 118.3219 | 505.3439 | 118.3219
391.62 | 386.4018 | 10.2325 | 24.6448 | 0 | 21.7948 | 55.5495 | 0 | 0% | 498.6234 | 112.2216 | 498.6234 | 112.2216
391.64 | 385.234 | 10.2282 | 24.5711 | 0 | 15.9258 | 55.5511 | 0 | 0% | 491.5101 | 106.2761 | 491.5101 | 106.2761
391.66 | 383.5516 | 10.2239 | 24.4646 | 0 | 13.1922 | 55.5526 | 0 | 0% | 486.9848 | 103.4333 | 486.9848 | 103.4333
391.68 | 381.5012 | 10.2196 | 24.3346 | 0 | 14.5521 | 55.5542 | 0 | 0% | 486.1617 | 104.6604 | 486.1617 | 104.6604
391.7 | 379.3025 | 10.2153 | 24.1951 | 0 | 18.0894 | 55.5557 | 0 | 0% | 487.358 | 108.0556 | 487.358 | 108.0556
391.72 | 377.1866 | 10.211 | 24.061 | 0 | 20.7065 | 55.5573 | 0 | 0% | 487.7223 | 110.5358 | 487.7223 | 110.5358
391.74 | 375.3364 | 10.2067 | 23.9437 | 0 | 20.8454 | 55.5588 | 0 | 0% | 485.8911 | 110.5547 | 485.8911 | 110.5547
391.76 | 373.8442 | 10.2024 | 23.8493 | 0 | 19.3214 | 55.5604 | 0 | 0% | 482.7778 | 108.9336 | 482.7778 | 108.9336
391.78 | 372.6943 | 10.1981 | 23.7768 | 0 | 17.4739 | 55.562 | 0 | 0% | 479.7051 | 107.0108 | 479.7051 | 107.0108
391.8 | 371.7709 | 10.1939 | 23.7186 | 0 | 15.4318 | 55.5635 | 0 | 0% | 476.6787 | 104.9078 | 476.6787 | 104.9078
391.82 | 370.887 | 10.1896 | 23.663 | 0 | 12.851 | 55.5651 | 0 | 0% | 473.1556 | 102.2686 | 473.1556 | 102.2686
391.84 | 369.8289 | 10.1853 | 23.5963 | 0 | 10.5453 | 55.5666 | 0 | 0% | 469.7225 | 99.8936 | 469.7225 | 99.8936
391.86 | 368.407 | 10.181 | 23.5064 | 0 | 10.2993 | 55.5682 | 0 | 0% | 467.9618 | 99.5548 | 467.9618 | 99.5548
391.88 | 366.5017 | 10.1767 | 23.3856 | 0 | 12.9821 | 55.5697 | 0 | 0% | 468.6158 | 102.1141 | 468.6158 | 102.1141
391.9 | 364.0924 | 10.1724 | 23.2326 | 0 | 17.2683 | 55.5713 | 0 | 0% | 470.337 | 106.2446 | 470.337 | 106.2446
391.92 | 361.2607 | 10.1681 | 23.0527 | 0 | 20.5099 | 55.5728 | 0 | 0% | 470.5643 | 109.3036 | 470.5643 | 109.3036
391.94 | 358.1594 | 10.1638 | 22.8556 | 0 | 21.0198 | 55.5744 | 0 | 0% | 467.7729 | 109.6136 | 467.7729 | 109.6136
391.96 | 354.9523 | 10.1595 | 22.6517 | 0 | 19.3834 | 55.576 | 0 | 0% | 462.7229 | 107.7706 | 462.7229 | 107.7706
391.98 | 351.7483 | 10.1552 | 22.448 | 0 | 17.3702 | 55.5775 | 0 | 0% | 457.2993 | 105.5509 | 457.2993 | 105.5509
392 | 348.5608 | 10.1509 | 22.2453 | 0 | 15.84 | 55.5791 | 0 | 0% | 452.3761 | 103.8153 | 452.3761 | 103.8153
392.02 | 345.3078 | 10.1466 | 22.0384 | 0 | 14.1897 | 55.5806 | 0 | 0% | 447.2633 | 101.9554 | 447.2633 | 101.9554
392.04 | 341.8509 | 10.1424 | 21.8185 | 0 | 11.8018 | 55.5822 | 0 | 0% | 441.1957 | 99.3449 | 441.1957 | 99.3449
392.06 | 338.0596 | 10.1381 | 21.5773 | 0 | 9.4188 | 55.5837 | 0 | 0% | 434.7776 | 96.7179 | 434.7776 | 96.7179
392.08 | 333.879 | 10.1338 | 21.3111 | 0 | 8.6409 | 55.5853 | 0 | 0% | 429.5502 | 95.6711 | 429.5502 | 95.6711
392.1 | 329.3714 | 10.1295 | 21.0241 | 0 | 10.1654 | 55.5869 | 0 | 0% | 426.2772 | 96.9059 | 426.2772 | 96.9059
392.12 | 324.7213 | 10.1252 | 20.728 | 0 | 12.804 | 55.5884 | 0 | 0% | 423.9669 | 99.2456 | 423.9669 | 99.2456
392.14 | 320.2048 | 10.1209 | 20.4404 | 0 | 14.4385 | 55.59 | 0 | 0% | 420.7946 | 100.5898 | 420.7946 | 100.5898
392.16 | 316.1316 | 10.1166 | 20.1811 | 0 | 14.0119 | 55.5915 | 0 | 0% | 416.0327 | 99.9011 | 416.0327 | 99.9011
392.18 | 312.776 | 10.1123 | 19.9676 | 0 | 12.3648 | 55.5931 | 0 | 0% | 410.8137 | 98.0378 | 410.8137 | 98.0378
392.2 | 310.3126 | 10.108 | 19.811 | 0 | 10.9985 | 55.5946 | 0 | 0% | 406.8247 | 96.5121 | 406.8247 | 96.5121
392.22 | 308.7694 | 10.1037 | 19.7131 | 0 | 10.4074 | 55.5962 | 0 | 0% | 404.5899 | 95.8205 | 404.5899 | 95.8205
392.24 | 308.0166 | 10.0994 | 19.6657 | 0 | 9.8985 | 55.5978 | 0 | 0% | 403.278 | 95.2614 | 403.278 | 95.2614
392.26 | 307.7999 | 10.0951 | 19.6526 | 0 | 8.6944 | 55.5993 | 0 | 0% | 401.8414 | 94.0415 | 401.8414 | 94.0415
392.28 | 307.809 | 10.0909 | 19.6538 | 0 | 6.8853 | 55.6009 | 0 | 0% | 400.0398 | 92.2309 | 400.0398 | 92.2309
392.3 | 307.7578 | 10.0866 | 19.6512 | 0 | 5.4642 | 55.6024 | 0 | 0% | 398.5623 | 90.8045 | 398.5623 | 90.8045
392.32 | 307.4582 | 10.0823 | 19.6328 | 0 | 5.6324 | 55.604 | 0 | 0% | 398.4096 | 90.9514 | 398.4096 | 90.9514
392.34 | 306.8617 | 10.078 | 19.5954 | 0 | 7.8701 | 55.6056 | 0 | 0% | 400.0106 | 93.149 | 400.0106 | 93.149
392.36 | 306.0533 | 10.0737 | 19.5444 | 0 | 11.3343 | 55.6071 | 0 | 0% | 402.6128 | 96.5595 | 402.6128 | 96.5595
392.38 | 305.2032 | 10.0694 | 19.4908 | 0 | 14.2243 | 55.6087 | 0 | 0% | 404.5963 | 99.3931 | 404.5963 | 99.3931
392.4 | 304.4954 | 10.0651 | 19.4463 | 0 | 15.2441 | 55.6102 | 0 | 0% | 404.8611 | 100.3657 | 404.8611 | 100.3657
392.42 | 304.0544 | 10.0608 | 19.4188 | 0 | 14.9298 | 55.6118 | 0 | 0% | 404.0756 | 100.0212 | 404.0756 | 100.0212
392.44 | 303.8934 | 10.0565 | 19.4092 | 0 | 15.1266 | 55.6133 | 0 | 0% | 404.099 | 100.2056 | 404.099 | 100.2056
392.46 | 303.9 | 10.0522 | 19.4103 | 0 | 16.8053 | 55.6149 | 0 | 0% | 405.7827 | 101.8827 | 405.7827 | 101.8827
392.48 | 303.8599 | 10.0479 | 19.4084 | 0 | 18.6778 | 55.6165 | 0 | 0% | 407.6104 | 103.7506 | 407.6104 | 103.7506
392.5 | 303.5086 | 10.0436 | 19.3866 | 0 | 18.4247 | 55.618 | 0 | 0% | 406.9815 | 103.4729 | 406.9815 | 103.4729
392.52 | 302.5989 | 10.0394 | 19.3292 | 0 | 15.226 | 55.6196 | 0 | 0% | 402.8129 | 100.2141 | 402.8129 | 100.2141
392.54 | 300.9597 | 10.0351 | 19.2251 | 0 | 10.7374 | 55.6211 | 0 | 0% | 396.5784 | 95.6187 | 396.5784 | 95.6187
392.56 | 298.529 | 10.0308 | 19.0705 | 0 | 7.6956 | 55.6227 | 0 | 0% | 390.9486 | 92.4196 | 390.9486 | 92.4196
392.58 | 295.3561 | 10.0265 | 18.8685 | 0 | 7.8873 | 55.6243 | 0 | 0% | 387.7626 | 92.4065 | 387.7626 | 92.4065
392.6 | 291.5808 | 10.0222 | 18.6279 | 0 | 11.0535 | 55.6258 | 0 | 0% | 386.9103 | 95.3295 | 386.9103 | 95.3295
392.62 | 287.3963 | 10.0179 | 18.3612 | 0 | 15.0202 | 55.6274 | 0 | 0% | 386.4231 | 99.0267 | 386.4231 | 99.0267
392.64 | 283.004 | 10.0136 | 18.0812 | 0 | 17.112 | 55.6289 | 0 | 0% | 383.8398 | 100.8358 | 383.8398 | 100.8358
392.66 | 278.5706 | 10.0093 | 17.7986 | 0 | 16.298 | 55.6305 | 0 | 0% | 378.3071 | 99.7365 | 378.3071 | 99.7365
392.68 | 274.1978 | 10.005 | 17.5198 | 0 | 14.0658 | 55.6321 | 0 | 0% | 371.4205 | 97.2227 | 371.4205 | 97.2227
392.7 | 269.9105 | 10.0007 | 17.2465 | 0 | 12.7485 | 55.6336 | 0 | 0% | 365.5399 | 95.6294 | 365.5399 | 95.6294
392.72 | 265.6636 | 9.9964 | 16.9757 | 0 | 13.0849 | 55.6352 | 0 | 0% | 361.3558 | 95.6923 | 361.3558 | 95.6923
392.74 | 261.3607 | 9.9922 | 16.7014 | 0 | 13.7609 | 55.6367 | 0 | 0% | 357.4519 | 96.0912 | 357.4519 | 96.0912
392.76 | 256.8813 | 9.9879 | 16.4157 | 0 | 13.1052 | 55.6383 | 0 | 0% | 352.0283 | 95.147 | 352.0283 | 95.147
392.78 | 252.1102 | 9.9836 | 16.1114 | 0 | 10.7552 | 55.6399 | 0 | 0% | 344.6002 | 92.49 | 344.6002 | 92.49
392.8 | 246.9666 | 9.9793 | 15.7832 | 0 | 7.8013 | 55.6414 | 0 | 0% | 336.1718 | 89.2053 | 336.1718 | 89.2053
392.82 | 241.4276 | 9.975 | 15.4298 | 0 | 5.9124 | 55.643 | 0 | 0% | 328.3877 | 86.9601 | 328.3877 | 86.9601
392.84 | 235.5426 | 9.9707 | 15.0542 | 0 | 6.4712 | 55.6445 | 0 | 0% | 322.6833 | 87.1406 | 322.6833 | 87.1406
392.86 | 229.4309 | 9.9664 | 14.6641 | 0 | 9.898 | 55.6461 | 0 | 0% | 319.6055 | 90.1746 | 319.6055 | 90.1746
392.88 | 223.2622 | 9.9621 | 14.2703 | 0 | 15.0405 | 55.6477 | 0 | 0% | 318.1828 | 94.9206 | 318.1828 | 94.9206
392.9 | 217.2244 | 9.9578 | 13.8849 | 0 | 19.2775 | 55.6492 | 0 | 0% | 315.9939 | 98.7695 | 315.9939 | 98.7695
392.92 | 211.4817 | 9.9535 | 13.5183 | 0 | 20.0876 | 55.6508 | 0 | 0% | 310.6919 | 99.2103 | 310.6919 | 99.2103
392.94 | 206.1369 | 9.9492 | 13.1771 | 0 | 17.1237 | 55.6524 | 0 | 0% | 302.0393 | 95.9024 | 302.0393 | 95.9024
392.96 | 201.2126 | 9.9449 | 12.8628 | 0 | 12.5436 | 55.6539 | 0 | 0% | 292.2178 | 91.0052 | 292.2178 | 91.0052
392.98 | 196.6544 | 9.9407 | 12.5719 | 0 | 9.0638 | 55.6555 | 0 | 0% | 283.8862 | 87.2318 | 283.8862 | 87.2318
393 | 192.3545 | 9.9364 | 12.2974 | 0 | 7.8437 | 55.657 | 0 | 0% | 278.0889 | 85.7345 | 278.0889 | 85.7345
393.02 | 188.1883 | 9.9321 | 12.0315 | 0 | 8.144 | 55.6586 | 0 | 0% | 273.9545 | 85.7662 | 273.9545 | 85.7662
393.04 | 184.0507 | 9.9278 | 11.7674 | 0 | 8.4678 | 55.6602 | 0 | 0% | 269.8738 | 85.8231 | 269.8738 | 85.8231
393.06 | 179.8792 | 9.9235 | 11.5011 | 0 | 7.7878 | 55.6617 | 0 | 0% | 264.7533 | 84.8741 | 264.7533 | 84.8741
393.08 | 175.661 | 9.9192 | 11.2318 | 0 | 6.0671 | 55.6633 | 0 | 0% | 258.5424 | 82.8814 | 258.5424 | 82.8814
393.1 | 171.4246 | 9.9149 | 10.9613 | 0 | 4.0712 | 55.6649 | 0 | 0% | 252.0368 | 80.6123 | 252.0368 | 80.6123
393.12 | 167.2206 | 9.9106 | 10.6929 | 0 | 2.8505 | 55.6664 | 0 | 0% | 246.3411 | 79.1204 | 246.3411 | 79.1204
393.14 | 163.103 | 9.9063 | 10.43 | 0 | 3.3216 | 55.668 | 0 | 0% | 242.4288 | 79.3258 | 242.4288 | 79.3258
393.16 | 159.1136 | 9.902 | 10.1752 | 0 | 5.9737 | 55.6695 | 0 | 0% | 240.8341 | 81.7205 | 240.8341 | 81.7205
393.18 | 155.2748 | 9.8977 | 9.9301 | 0 | 10.3648 | 55.6711 | 0 | 0% | 241.1386 | 85.8637 | 241.1386 | 85.8637
393.2 | 151.5886 | 9.8934 | 9.6947 | 0 | 14.6973 | 55.6727 | 0 | 0% | 241.5467 | 89.9581 | 241.5467 | 89.9581
393.22 | 148.0399 | 9.8892 | 9.4681 | 0 | 16.559 | 55.6742 | 0 | 0% | 239.6304 | 91.5905 | 239.6304 | 91.5905
393.24 | 144.6038 | 9.8849 | 9.2487 | 0 | 14.8501 | 55.6758 | 0 | 0% | 234.2632 | 89.6594 | 234.2632 | 89.6594
393.26 | 141.2537 | 9.8806 | 9.0347 | 0 | 10.9316 | 55.6774 | 0 | 0% | 226.778 | 85.5243 | 226.778 | 85.5243
393.28 | 137.9692 | 9.8763 | 8.825 | 0 | 7.5579 | 55.6789 | 0 | 0% | 219.9073 | 81.938 | 219.9073 | 81.938
393.3 | 134.7412 | 9.872 | 8.6188 | 0 | 6.756 | 55.6805 | 0 | 0% | 215.6684 | 80.9272 | 215.6684 | 80.9272
393.32 | 131.5757 | 9.8677 | 8.4166 | 0 | 8.5732 | 55.682 | 0 | 0% | 214.1152 | 82.5395 | 214.1152 | 82.5395
393.34 | 128.4992 | 9.8634 | 8.2201 | 0 | 11.2386 | 55.6836 | 0 | 0% | 213.5049 | 85.0058 | 213.5049 | 85.0058
393.36 | 125.5643 | 9.8591 | 8.0327 | 0 | 12.4384 | 55.6852 | 0 | 0% | 211.5797 | 86.0154 | 211.5797 | 86.0154
393.38 | 122.8518 | 9.8548 | 7.8594 | 0 | 11.014 | 55.6867 | 0 | 0% | 207.2668 | 84.415 | 207.2668 | 84.415
393.4 | 120.4607 | 9.8505 | 7.7068 | 0 | 7.7174 | 55.6883 | 0 | 0% | 201.4237 | 80.963 | 201.4237 | 80.963
393.42 | 118.4899 | 9.8462 | 7.5809 | 0 | 4.2698 | 55.6899 | 0 | 0% | 195.8767 | 77.3869 | 195.8767 | 77.3869
393.44 | 117.0181 | 9.8419 | 7.4871 | 0 | 1.8646 | 55.6914 | 0 | 0% | 191.9032 | 74.885 | 191.9032 | 74.885
393.46 | 116.0959 | 9.8377 | 7.4283 | 0 | 0.64264 | 55.693 | 0 | 0% | 189.6975 | 73.6016 | 189.6975 | 73.6016
393.48 | 115.7452 | 9.8334 | 7.4062 | 0 | 0.1748 | 55.6946 | 0 | 0% | 188.854 | 73.1089 | 188.854 | 73.1089
393.5 | 115.964 | 9.8291 | 7.4205 | 0 | 0.037525 | 55.6961 | 0 | 0% | 188.9472 | 72.9832 | 188.9472 | 72.9832
393.52 | 116.7308 | 9.8248 | 7.4698 | 0 | 0.0063576 | 55.6977 | 0 | 0% | 189.7294 | 72.9986 | 189.7294 | 72.9986
393.54 | 118.0093 | 9.8205 | 7.5519 | 0 | 0.00085008 | 55.6992 | 0 | 0% | 191.0818 | 73.0725 | 191.0818 | 73.0725
393.56 | 119.7547 | 9.8162 | 7.6639 | 0 | 8.9707e-05 | 55.7008 | 0 | 0% | 192.9357 | 73.181 | 192.9357 | 73.181
393.58 | 121.9181 | 9.8119 | 7.8026 | 0 | 0 | 55.7024 | 0 | 0% | 195.235 | 73.3169 | 195.235 | 73.3169
393.6 | 124.4472 | 9.8076 | 7.9648 | 0 | 0 | 55.7039 | 0 | 0% | 197.9235 | 73.4763 | 197.9235 | 73.4763
393.62 | 127.2867 | 9.8033 | 8.1468 | 0 | 0 | 55.7055 | 0 | 0% | 200.9424 | 73.6556 | 200.9424 | 73.6556
393.64 | 130.3831 | 9.799 | 8.3453 | 0 | 0 | 55.7071 | 0 | 0% | 204.2345 | 73.8514 | 204.2345 | 73.8514
393.66 | 133.6948 | 9.7947 | 8.5576 | 0 | 2.9896e-05 | 55.7086 | 0 | 0% | 207.7558 | 74.061 | 207.7558 | 74.061
393.68 | 137.2019 | 9.7904 | 8.7824 | 0 | 0.0002833 | 55.7102 | 0 | 0% | 211.4852 | 74.2833 | 211.4852 | 74.2833
393.7 | 140.9049 | 9.7862 | 9.0198 | 0 | 0.0021187 | 55.7118 | 0 | 0% | 215.4247 | 74.5198 | 215.4247 | 74.5198
393.72 | 144.8149 | 9.7819 | 9.2704 | 0 | 0.012506 | 55.7133 | 0 | 0% | 219.593 | 74.7781 | 219.593 | 74.7781
393.74 | 148.9405 | 9.7776 | 9.5349 | 0 | 0.058255 | 55.7149 | 0 | 0% | 224.0261 | 75.0856 | 224.0261 | 75.0856
393.76 | 153.2795 | 9.7733 | 9.813 | 0 | 0.21417 | 55.7165 | 0 | 0% | 228.7964 | 75.5169 | 228.7964 | 75.5169
393.78 | 157.8157 | 9.769 | 10.1038 | 0 | 0.62139 | 55.718 | 0 | 0% | 234.028 | 76.2122 | 234.028 | 76.2122
393.8 | 162.5215 | 9.7647 | 10.4055 | 0 | 1.4229 | 55.7196 | 0 | 0% | 239.8342 | 77.3127 | 239.8342 | 77.3127
393.82 | 167.3627 | 9.7604 | 10.7158 | 0 | 2.5715 | 55.7212 | 0 | 0% | 246.1316 | 78.7689 | 246.1316 | 78.7689
393.84 | 172.3067 | 9.7561 | 11.0328 | 0 | 3.6677 | 55.7227 | 0 | 0% | 252.486 | 80.1793 | 252.486 | 80.1793
393.86 | 177.3303 | 9.7518 | 11.3549 | 0 | 4.1286 | 55.7243 | 0 | 0% | 258.2899 | 80.9596 | 258.2899 | 80.9596
393.88 | 182.4253 | 9.7475 | 11.6816 | 0 | 3.6681 | 55.7259 | 0 | 0% | 263.2483 | 80.823 | 263.2483 | 80.823
393.9 | 187.5972 | 9.7432 | 12.0132 | 0 | 2.5742 | 55.7274 | 0 | 0% | 267.6553 | 80.0581 | 267.6553 | 80.0581
393.92 | 192.8599 | 9.7389 | 12.3507 | 0 | 1.4392 | 55.729 | 0 | 0% | 272.1177 | 79.2578 | 272.1177 | 79.2578
393.94 | 198.2243 | 9.7347 | 12.6947 | 0 | 0.69897 | 55.7306 | 0 | 0% | 277.0832 | 78.8589 | 277.0832 | 78.8589
393.96 | 203.6882 | 9.7304 | 13.0451 | 0 | 0.51 | 55.7321 | 0 | 0% | 282.7057 | 79.0176 | 282.7057 | 79.0176
393.98 | 209.2252 | 9.7261 | 13.4002 | 0 | 0.96613 | 55.7337 | 0 | 0% | 289.0513 | 79.8261 | 289.0513 | 79.8261
394 | 214.7788 | 9.7218 | 13.7564 | 0 | 2.2739 | 55.7353 | 0 | 0% | 296.2662 | 81.4874 | 296.2662 | 81.4874
394.02 | 220.2628 | 9.7175 | 14.1082 | 0 | 4.621 | 55.7368 | 0 | 0% | 304.4463 | 84.1835 | 304.4463 | 84.1835
394.04 | 225.5704 | 9.7132 | 14.4487 | 0 | 7.8191 | 55.7384 | 0 | 0% | 313.2897 | 87.7194 | 313.2897 | 87.7194
394.06 | 230.5917 | 9.7089 | 14.7709 | 0 | 11.0782 | 55.74 | 0 | 0% | 321.8897 | 91.298 | 321.8897 | 91.298
394.08 | 235.2347 | 9.7046 | 15.0689 | 0 | 13.2703 | 55.7415 | 0 | 0% | 329.02 | 93.7853 | 329.02 | 93.7853
394.1 | 239.4443 | 9.7003 | 15.3391 | 0 | 13.6914 | 55.7431 | 0 | 0% | 333.9182 | 94.474 | 333.9182 | 94.474
394.12 | 243.2162 | 9.696 | 15.5813 | 0 | 12.7858 | 55.7447 | 0 | 0% | 337.024 | 93.8078 | 337.024 | 93.8078
394.14 | 246.5987 | 9.6917 | 15.7986 | 0 | 12.022 | 55.7462 | 0 | 0% | 339.8573 | 93.2586 | 339.8573 | 93.2586
394.16 | 249.6786 | 9.6874 | 15.9966 | 0 | 12.7541 | 55.7478 | 0 | 0% | 343.8645 | 94.1859 | 343.8645 | 94.1859
394.18 | 252.5604 | 9.6832 | 16.1818 | 0 | 15.0767 | 55.7494 | 0 | 0% | 349.2515 | 96.6911 | 349.2515 | 96.6911
394.2 | 255.3451 | 9.6789 | 16.3608 | 0 | 17.909 | 55.7509 | 0 | 0% | 355.0447 | 99.6997 | 355.0447 | 99.6997
394.22 | 258.112 | 9.6746 | 16.5388 | 0 | 20.1799 | 55.7525 | 0 | 0% | 360.2577 | 102.1457 | 360.2577 | 102.1457
394.24 | 260.9038 | 9.6703 | 16.7183 | 0 | 21.5618 | 55.7541 | 0 | 0% | 364.6083 | 103.7045 | 364.6083 | 103.7045
394.26 | 263.7157 | 9.666 | 16.8991 | 0 | 21.8925 | 55.7556 | 0 | 0% | 367.929 | 104.2133 | 367.929 | 104.2133
394.28 | 266.4925 | 9.6617 | 17.0777 | 0 | 20.6886 | 55.7572 | 0 | 0% | 369.6777 | 103.1852 | 369.6777 | 103.1852
394.3 | 269.1382 | 9.6574 | 17.2479 | 0 | 18.238 | 55.7588 | 0 | 0% | 370.0404 | 100.9021 | 370.0404 | 100.9021
394.32 | 271.5376 | 9.6531 | 17.4024 | 0 | 16.8975 | 55.7603 | 0 | 0% | 371.2509 | 99.7133 | 371.2509 | 99.7133
394.34 | 273.5814 | 9.6488 | 17.534 | 0 | 20.0489 | 55.7619 | 0 | 0% | 376.5751 | 102.9937 | 376.5751 | 102.9937
394.36 | 275.1914 | 9.6445 | 17.6379 | 0 | 28.9154 | 55.7635 | 0 | 0% | 387.1526 | 111.9613 | 387.1526 | 111.9613
394.38 | 276.3415 | 9.6402 | 17.7123 | 0 | 40.4953 | 55.765 | 0 | 0% | 399.9543 | 123.6128 | 399.9543 | 123.6128
394.4 | 277.0785 | 9.6359 | 17.7602 | 0 | 49.3684 | 55.7666 | 0 | 0% | 409.6096 | 132.5311 | 409.6096 | 132.5311
394.42 | 277.5345 | 9.6317 | 17.7901 | 0 | 51.8697 | 55.7682 | 0 | 0% | 412.5942 | 135.0597 | 412.5942 | 135.0597
394.44 | 277.9248 | 9.6274 | 17.8158 | 0 | 47.9923 | 55.7698 | 0 | 0% | 409.13 | 131.2052 | 409.13 | 131.2052
394.46 | 278.5216 | 9.6231 | 17.8548 | 0 | 39.6691 | 55.7713 | 0 | 0% | 401.4398 | 122.9182 | 401.4398 | 122.9182
394.48 | 279.6116 | 9.6188 | 17.9253 | 0 | 28.9823 | 55.7729 | 0 | 0% | 391.9109 | 112.2993 | 391.9109 | 112.2993
394.5 | 281.4439 | 9.6145 | 18.0435 | 0 | 18.2021 | 55.7745 | 0 | 0% | 383.0784 | 101.6346 | 383.0784 | 101.6346
394.52 | 284.1812 | 9.6102 | 18.2197 | 0 | 9.6806 | 55.776 | 0 | 0% | 377.4677 | 93.2865 | 377.4677 | 93.2865
394.54 | 287.8761 | 9.6059 | 18.4573 | 0 | 4.8425 | 55.7776 | 0 | 0% | 376.5595 | 88.6834 | 376.5595 | 88.6834
394.56 | 292.4814 | 9.6016 | 18.7534 | 0 | 3.886 | 55.7792 | 0 | 0% | 380.5015 | 88.0201 | 380.5015 | 88.0201
394.58 | 297.8795 | 9.5973 | 19.1002 | 0 | 6.4909 | 55.7807 | 0 | 0% | 388.8487 | 90.9692 | 388.8487 | 90.9692
394.6 | 303.9042 | 9.593 | 19.4873 | 0 | 12.1277 | 55.7823 | 0 | 0% | 400.8946 | 96.9904 | 400.8946 | 96.9904
394.62 | 310.3459 | 9.5887 | 19.9011 | 0 | 19.5656 | 55.7839 | 0 | 0% | 415.1853 | 104.8394 | 415.1853 | 104.8394
394.64 | 316.9515 | 9.5844 | 20.3255 | 0 | 26.716 | 55.7854 | 0 | 0% | 429.3629 | 112.4114 | 429.3629 | 112.4114
394.66 | 323.4298 | 9.5802 | 20.7418 | 0 | 31.3926 | 55.787 | 0 | 0% | 440.9314 | 117.5015 | 440.9314 | 117.5015
394.68 | 329.4712 | 9.5759 | 21.13 | 0 | 32.1426 | 55.7886 | 0 | 0% | 448.1083 | 118.6371 | 448.1083 | 118.6371
394.7 | 334.7883 | 9.5716 | 21.4719 | 0 | 28.5967 | 55.7902 | 0 | 0% | 450.2186 | 115.4303 | 450.2186 | 115.4303
394.72 | 339.171 | 9.5673 | 21.7538 | 0 | 21.7363 | 55.7917 | 0 | 0% | 448.0202 | 108.8491 | 448.0202 | 108.8491
394.74 | 342.5315 | 9.563 | 21.9702 | 0 | 13.8058 | 55.7933 | 0 | 0% | 443.6639 | 101.1323 | 443.6639 | 101.1323
394.76 | 344.914 | 9.5587 | 22.1239 | 0 | 7.1919 | 55.7949 | 0 | 0% | 439.5834 | 94.6694 | 439.5834 | 94.6694
394.78 | 346.4738 | 9.5544 | 22.2248 | 0 | 3.073 | 55.7964 | 0 | 0% | 437.1225 | 90.6487 | 437.1225 | 90.6487
394.8 | 347.4388 | 9.5501 | 22.2876 | 0 | 1.271 | 55.798 | 0 | 0% | 436.3455 | 88.9067 | 436.3455 | 88.9067
394.82 | 348.0659 | 9.5458 | 22.3287 | 0 | 1.2308 | 55.7996 | 0 | 0% | 436.9708 | 88.9049 | 436.9708 | 88.9049
394.84 | 348.6033 | 9.5415 | 22.364 | 0 | 2.9367 | 55.8012 | 0 | 0% | 439.2467 | 90.6434 | 439.2467 | 90.6434
394.86 | 349.2651 | 9.5372 | 22.4074 | 0 | 6.983 | 55.8027 | 0 | 0% | 443.9954 | 94.7303 | 443.9954 | 94.7303
394.88 | 350.2197 | 9.533 | 22.4695 | 0 | 13.8001 | 55.8043 | 0 | 0% | 451.8265 | 101.6068 | 451.8265 | 101.6068
394.9 | 351.5839 | 9.5287 | 22.558 | 0 | 22.6874 | 55.8059 | 0 | 0% | 462.1639 | 110.58 | 462.1639 | 110.58
394.92 | 353.4187 | 9.5247 | 22.6766 | 0 | 31.5807 | 55.8074 | 0 | 0% | 473.0081 | 119.5894 | 473.0081 | 119.5894
394.94 | 355.7271 | 9.5212 | 22.8256 | 0 | 37.7761 | 55.809 | 0 | 0% | 481.6591 | 125.932 | 481.6591 | 125.932
394.96 | 358.4596 | 9.5191 | 23.0019 | 0 | 38.9991 | 55.8106 | 0 | 0% | 485.7902 | 127.3306 | 485.7902 | 127.3306
394.98 | 361.5275 | 9.5192 | 23.1997 | 0 | 34.4652 | 55.8122 | 0 | 0% | 484.5237 | 122.9962 | 484.5237 | 122.9962
395 | 364.819 | 9.5227 | 23.4118 | 0 | 25.6569 | 55.8137 | 0 | 0% | 479.2241 | 114.4051 | 479.2241 | 114.4051
395.02 | 368.218 | 9.5299 | 23.6309 | 0 | 15.8132 | 55.8153 | 0 | 0% | 473.0072 | 104.7892 | 473.0072 | 104.7892
395.04 | 371.6185 | 9.5404 | 23.8501 | 0 | 7.955 | 55.8169 | 0 | 0% | 468.7808 | 97.1623 | 468.7808 | 97.1623
395.06 | 374.9302 | 9.5532 | 24.0636 | 0 | 3.234 | 55.8184 | 0 | 0% | 467.5994 | 92.6692 | 467.5994 | 92.6692
395.08 | 378.0769 | 9.5674 | 24.2665 | 0 | 1.0611 | 55.82 | 0 | 0% | 468.7919 | 90.715 | 468.7919 | 90.715
395.1 | 380.9915 | 9.5821 | 24.4546 | 0 | 0.31837 | 55.8216 | 0 | 0% | 471.168 | 90.1766 | 471.168 | 90.1766
395.12 | 383.6121 | 9.5969 | 24.6237 | 0 | 0.2876 | 55.8232 | 0 | 0% | 473.9436 | 90.3315 | 473.9436 | 90.3315
395.14 | 385.8805 | 9.6119 | 24.7703 | 0 | 0.98533 | 55.8247 | 0 | 0% | 477.0728 | 91.1923 | 477.0728 | 91.1923
395.16 | 387.74 | 9.6268 | 24.8907 | 0 | 3.3099 | 55.8263 | 0 | 0% | 481.3937 | 93.6537 | 481.3937 | 93.6537
395.18 | 389.1337 | 9.6418 | 24.9812 | 0 | 8.9889 | 55.8279 | 0 | 0% | 488.5734 | 99.4397 | 488.5734 | 99.4397
395.2 | 390.0045 | 9.6568 | 25.0381 | 0 | 19.5901 | 55.8294 | 0 | 0% | 500.1188 | 110.1143 | 500.1188 | 110.1143
395.22 | 390.2993 | 9.6717 | 25.058 | 0 | 34.3391 | 55.831 | 0 | 0% | 515.1992 | 124.8999 | 515.1992 | 124.8999
395.24 | 389.9791 | 9.6867 | 25.0385 | 0 | 48.6799 | 55.8326 | 0 | 0% | 529.2167 | 139.2376 | 529.2167 | 139.2376
395.26 | 389.0348 | 9.7016 | 24.9788 | 0 | 56.4004 | 55.8342 | 0 | 0% | 535.9498 | 146.915 | 535.9498 | 146.915
395.28 | 387.513 | 9.7166 | 24.8821 | 0 | 54.3898 | 55.8357 | 0 | 0% | 532.3373 | 144.8242 | 532.3373 | 144.8242
395.3 | 385.5477 | 9.7315 | 24.7569 | 0 | 44.8785 | 55.8373 | 0 | 0% | 520.752 | 135.2043 | 520.752 | 135.2043
395.32 | 383.3815 | 9.7465 | 24.6188 | 0 | 32.743 | 55.8389 | 0 | 0% | 506.3288 | 122.9473 | 506.3288 | 122.9473
395.34 | 381.3542 | 9.7614 | 24.4897 | 0 | 21.6681 | 55.8405 | 0 | 0% | 493.1139 | 111.7597 | 493.1139 | 111.7597
395.36 | 379.8448 | 9.7764 | 24.3937 | 0 | 13.1263 | 55.842 | 0 | 0% | 482.9832 | 103.1385 | 482.9832 | 103.1385
395.38 | 379.1855 | 9.7913 | 24.3524 | 0 | 7.4636 | 55.8436 | 0 | 0% | 476.6365 | 97.451 | 476.6365 | 97.451
395.4 | 379.5731 | 9.8063 | 24.3783 | 0 | 4.7194 | 55.8452 | 0 | 0% | 474.3223 | 94.7492 | 474.3223 | 94.7492
395.42 | 381.0036 | 9.8213 | 24.4712 | 0 | 4.6699 | 55.8467 | 0 | 0% | 475.8127 | 94.8091 | 475.8127 | 94.8091
395.44 | 383.2604 | 9.8362 | 24.6171 | 0 | 6.683 | 55.8483 | 0 | 0% | 480.2451 | 96.9847 | 480.2451 | 96.9847
395.46 | 385.9671 | 9.8512 | 24.792 | 0 | 9.624 | 55.8499 | 0 | 0% | 486.0842 | 100.1171 | 486.0842 | 100.1171
395.48 | 388.6783 | 9.8661 | 24.9672 | 0 | 11.9422 | 55.8515 | 0 | 0% | 491.3053 | 102.627 | 491.3053 | 102.627
395.5 | 390.9717 | 9.8811 | 25.1155 | 0 | 12.2569 | 55.853 | 0 | 0% | 494.0782 | 103.1065 | 494.0782 | 103.1065
395.52 | 392.5212 | 9.896 | 25.2161 | 0 | 10.2621 | 55.8546 | 0 | 0% | 493.75 | 101.2289 | 493.75 | 101.2289
395.54 | 393.1362 | 9.911 | 25.2566 | 0 | 7.028 | 55.8562 | 0 | 0% | 491.188 | 98.0518 | 491.188 | 98.0518
395.56 | 392.7627 | 9.9259 | 25.2337 | 0 | 4.2413 | 55.8578 | 0 | 0% | 488.0214 | 95.2587 | 488.0214 | 95.2587
395.58 | 391.4592 | 9.9409 | 25.1509 | 0 | 3.224 | 55.8593 | 0 | 0% | 485.6344 | 94.1752 | 485.6344 | 94.1752
395.6 | 389.3679 | 9.9559 | 25.0176 | 0 | 4.6189 | 55.8609 | 0 | 0% | 484.8211 | 95.4533 | 484.8211 | 95.4533
395.62 | 386.6902 | 9.9708 | 24.8466 | 0 | 8.4598 | 55.8625 | 0 | 0% | 485.8299 | 99.1397 | 485.8299 | 99.1397
395.64 | 383.6634 | 9.9858 | 24.6531 | 0 | 14.0198 | 55.8641 | 0 | 0% | 488.1862 | 104.5228 | 488.1862 | 104.5228
395.66 | 380.5362 | 10.0007 | 24.4532 | 0 | 19.7196 | 55.8656 | 0 | 0% | 490.5753 | 110.0391 | 490.5753 | 110.0391
395.68 | 377.5456 | 10.0157 | 24.262 | 0 | 23.7119 | 55.8672 | 0 | 0% | 491.4023 | 113.8568 | 491.4023 | 113.8568
395.7 | 374.8966 | 10.0306 | 24.0928 | 0 | 24.884 | 55.8688 | 0 | 0% | 489.7727 | 114.8762 | 489.7727 | 114.8762
395.72 | 372.7434 | 10.0456 | 23.9554 | 0 | 23.3647 | 55.8704 | 0 | 0% | 485.9794 | 113.236 | 485.9794 | 113.236
395.74 | 371.1732 | 10.0605 | 23.8555 | 0 | 20.1329 | 55.8719 | 0 | 0% | 481.0941 | 109.9208 | 481.0941 | 109.9208
395.76 | 370.1982 | 10.0755 | 23.7938 | 0 | 16.2024 | 55.8735 | 0 | 0% | 476.1434 | 105.9452 | 476.1434 | 105.9452
395.78 | 369.7572 | 10.0905 | 23.7665 | 0 | 12.1481 | 55.8751 | 0 | 0% | 471.6374 | 101.8801 | 471.6374 | 101.8801
395.8 | 369.7276 | 10.1054 | 23.7655 | 0 | 8.2672 | 55.8767 | 0 | 0% | 467.7424 | 98.0148 | 467.7424 | 98.0148
395.82 | 369.9469 | 10.1204 | 23.7806 | 0 | 4.915 | 55.8782 | 0 | 0% | 464.6411 | 94.6943 | 464.6411 | 94.6943
395.84 | 370.2436 | 10.1353 | 23.8007 | 0 | 2.4639 | 55.8798 | 0 | 0% | 462.5233 | 92.2797 | 462.5233 | 92.2797
395.86 | 370.4689 | 10.1503 | 23.8162 | 0 | 1.015 | 55.8814 | 0 | 0% | 461.3317 | 90.8628 | 461.3317 | 90.8628
395.88 | 370.5177 | 10.1652 | 23.8203 | 0 | 0.33796 | 55.883 | 0 | 0% | 460.7241 | 90.2065 | 460.7241 | 90.2065
395.9 | 370.3294 | 10.1802 | 23.8092 | 0 | 0.09014 | 55.8845 | 0 | 0% | 460.2935 | 89.9641 | 460.2935 | 89.9641
395.92 | 369.8689 | 10.1951 | 23.7806 | 0 | 0.019712 | 55.8861 | 0 | 0% | 459.7505 | 89.8816 | 459.7505 | 89.8816
395.94 | 369.0956 | 10.2101 | 23.7319 | 0 | 0.0070553 | 55.8877 | 0 | 0% | 458.9323 | 89.8367 | 458.9323 | 89.8367
395.96 | 367.9345 | 10.225 | 23.6582 | 0 | 0.019581 | 55.8893 | 0 | 0% | 457.7266 | 89.7921 | 457.7266 | 89.7921
395.98 | 366.2635 | 10.24 | 23.5517 | 0 | 0.077334 | 55.8908 | 0 | 0% | 456.0234 | 89.7599 | 456.0234 | 89.7599
396 | 363.9311 | 10.255 | 23.4027 | 0 | 0.25503 | 55.8924 | 0 | 0% | 453.7362 | 89.8051 | 453.7362 | 89.8051
396.02 | 360.7969 | 10.2699 | 23.2021 | 0 | 0.6982 | 55.894 | 0 | 0% | 450.8612 | 90.0643 | 450.8612 | 90.0643
396.04 | 356.7676 | 10.2849 | 22.944 | 0 | 1.6139 | 55.8956 | 0 | 0% | 447.5059 | 90.7383 | 447.5059 | 90.7383
396.06 | 351.8054 | 10.2998 | 22.6258 | 0 | 3.2114 | 55.8972 | 0 | 0% | 443.8396 | 92.0342 | 443.8396 | 92.0342
396.08 | 345.9162 | 10.3148 | 22.248 | 0 | 5.6049 | 55.8987 | 0 | 0% | 439.9826 | 94.0664 | 439.9826 | 94.0664
396.1 | 339.1363 | 10.3297 | 21.8128 | 0 | 8.706 | 55.9003 | 0 | 0% | 435.8851 | 96.7489 | 435.8851 | 96.7489
396.12 | 331.5308 | 10.3447 | 21.3245 | 0 | 12.1199 | 55.9019 | 0 | 0% | 431.2218 | 99.691 | 431.2218 | 99.691
396.14 | 323.2084 | 10.3596 | 20.7901 | 0 | 15.0759 | 55.9035 | 0 | 0% | 425.3376 | 102.1291 | 425.3376 | 102.1291
396.16 | 314.3441 | 10.3746 | 20.2208 | 0 | 16.5554 | 55.905 | 0 | 0% | 417.4 | 103.0558 | 417.4 | 103.0558
396.18 | 305.1978 | 10.3896 | 19.6332 | 0 | 15.8484 | 55.9066 | 0 | 0% | 406.9756 | 101.7778 | 406.9756 | 101.7778
396.2 | 296.107 | 10.4045 | 19.0492 | 0 | 13.3185 | 55.9082 | 0 | 0% | 394.7875 | 98.6805 | 394.7875 | 98.6805
396.22 | 287.4458 | 10.4195 | 18.4928 | 0 | 10.4535 | 55.9098 | 0 | 0% | 382.7213 | 95.2755 | 382.7213 | 95.2755
396.24 | 279.5585 | 10.4344 | 17.9862 | 0 | 8.7054 | 55.9113 | 0 | 0% | 372.5958 | 93.0373 | 372.5958 | 93.0373
396.26 | 272.6918 | 10.4494 | 17.5452 | 0 | 8.1988 | 55.9129 | 0 | 0% | 364.798 | 92.1062 | 364.798 | 92.1062
396.28 | 266.9475 | 10.4643 | 17.1763 | 0 | 7.8223 | 55.9144 | 0 | 0% | 358.3249 | 91.3774 | 358.3249 | 91.3774
396.3 | 262.2704 | 10.4793 | 16.8761 | 0 | 6.5741 | 55.9159 | 0 | 0% | 352.1158 | 89.8454 | 352.1158 | 89.8454
396.32 | 258.4745 | 10.4942 | 16.6326 | 0 | 4.5296 | 55.9175 | 0 | 0% | 346.0483 | 87.5739 | 346.0483 | 87.5739
396.34 | 255.2959 | 10.5092 | 16.4287 | 0 | 2.493 | 55.9191 | 0 | 0% | 340.6458 | 85.3499 | 340.6458 | 85.3499
396.36 | 252.4585 | 10.5241 | 16.2468 | 0 | 1.0869 | 55.9207 | 0 | 0% | 336.2371 | 83.7786 | 336.2371 | 83.7786
396.38 | 249.7277 | 10.5391 | 16.0718 | 0 | 0.3744 | 55.9223 | 0 | 0% | 332.6353 | 82.9076 | 332.6353 | 82.9076
396.4 | 246.9368 | 10.5541 | 15.8929 | 0 | 0.10182 | 55.9239 | 0 | 0% | 329.4094 | 82.4727 | 329.4094 | 82.4727
396.42 | 243.9869 | 10.569 | 15.7037 | 0 | 0.021857 | 55.9255 | 0 | 0% | 326.2069 | 82.22 | 326.2069 | 82.22
396.44 | 240.8328 | 10.5839 | 15.5013 | 0 | 0.003703 | 55.927 | 0 | 0% | 322.8488 | 82.016 | 322.8488 | 82.016
396.46 | 237.4648 | 10.5989 | 15.2852 | 0 | 0.00049512 | 55.9284 | 0 | 0% | 319.2778 | 81.813 | 319.2778 | 81.813
396.48 | 233.8911 | 10.6138 | 15.0558 | 0 | 5.2247e-05 | 55.9297 | 0 | 0% | 315.4905 | 81.5994 | 315.4905 | 81.5994
396.5 | 230.1241 | 10.6286 | 14.814 | 0 | 2.7193e-13 | 55.9311 | 0 | 0% | 311.4978 | 81.3737 | 311.4978 | 81.3737
396.52 | 226.1704 | 10.6436 | 14.5601 | 0 | 9.4211e-14 | 55.9324 | 0 | 0% | 307.3065 | 81.1361 | 307.3065 | 81.1361
396.54 | 222.0238 | 10.6585 | 14.2938 | 0 | 2.1766e-13 | 55.9339 | 0 | 0% | 302.91 | 80.8862 | 302.91 | 80.8862
396.56 | 217.6627 | 10.6734 | 14.0136 | 0 | 5.2414e-14 | 55.9355 | 0 | 0% | 298.2853 | 80.6226 | 298.2853 | 80.6226
396.58 | 213.0562 | 10.6884 | 13.7177 | 0 | 5.7723e-15 | 55.937 | 0 | 0% | 293.3992 | 80.3431 | 293.3992 | 80.3431
396.6 | 208.1793 | 10.7033 | 13.4042 | 0 | 0 | 55.9385 | 0 | 0% | 288.2254 | 80.0461 | 288.2254 | 80.0461
396.62 | 203.0352 | 10.7183 | 13.0736 | 0 | 0 | 55.9401 | 0 | 0% | 282.7672 | 79.732 | 282.7672 | 79.732
396.64 | 197.67 | 10.7333 | 12.7287 | 0 | 0 | 55.9419 | 0 | 0% | 277.0738 | 79.4038 | 277.0738 | 79.4038
396.66 | 192.1743 | 10.7483 | 12.3753 | 0 | 0 | 55.9438 | 0 | 0% | 271.2416 | 79.0674 | 271.2416 | 79.0674
396.68 | 186.6704 | 10.7633 | 12.0214 | 0 | 0 | 55.9457 | 0 | 0% | 265.4008 | 78.7303 | 265.4008 | 78.7303
396.7 | 181.2904 | 10.7783 | 11.6754 | 0 | 0 | 55.9475 | 0 | 0% | 259.6916 | 78.4012 | 259.6916 | 78.4012
396.72 | 176.149 | 10.7933 | 11.3448 | 0 | 2.0192e-13 | 55.9492 | 0 | 0% | 254.2362 | 78.0873 | 254.2362 | 78.0873
396.74 | 171.3206 | 10.8083 | 11.0343 | 0 | 0 | 55.9508 | 0 | 0% | 249.114 | 77.7934 | 249.114 | 77.7934
396.76 | 166.831 | 10.8233 | 10.7456 | 0 | 0 | 55.9524 | 0 | 0% | 244.3522 | 77.5212 | 244.3522 | 77.5212
396.78 | 162.6628 | 10.8382 | 10.4776 | 0 | 7.1646e-14 | 55.954 | 0 | 0% | 239.9325 | 77.2697 | 239.9325 | 77.2697
396.8 | 158.7751 | 10.8531 | 10.2276 | 0 | 6.6065e-14 | 55.9555 | 0 | 0% | 235.8114 | 77.0362 | 235.8114 | 77.0362
396.82 | 155.1296 | 10.8681 | 9.9932 | 0 | 0 | 55.9569 | 0 | 0% | 231.9478 | 76.8182 | 231.9478 | 76.8182
396.84 | 151.7159 | 10.883 | 9.7738 | 0 | 0 | 55.9583 | 0 | 0% | 228.331 | 76.6151 | 228.331 | 76.6151
396.86 | 148.5699 | 10.8979 | 9.5715 | 0 | 0 | 55.9597 | 0 | 0% | 224.9989 | 76.4291 | 224.9989 | 76.4291
396.88 | 145.7745 | 10.9128 | 9.3919 | 0 | 0 | 55.961 | 0 | 0% | 222.0402 | 76.2656 | 222.0402 | 76.2656
396.9 | 143.4417 | 10.9277 | 9.242 | 0 | 0 | 55.9625 | 0 | 0% | 219.5739 | 76.1322 | 219.5739 | 76.1322
396.92 | 141.6806 | 10.9427 | 9.1289 | 0 | 3.2359e-14 | 55.9642 | 0 | 0% | 217.7163 | 76.0358 | 217.7163 | 76.0358
396.94 | 140.5727 | 10.9577 | 9.0579 | 0 | 8.629e-14 | 55.9659 | 0 | 0% | 216.5543 | 75.9815 | 216.5543 | 75.9815
396.96 | 140.1668 | 10.9727 | 9.0322 | 0 | 1.7258e-13 | 55.9677 | 0 | 0% | 216.1393 | 75.9725 | 216.1393 | 75.9725
396.98 | 140.4865 | 10.9876 | 9.0532 | 0 | 4.6381e-13 | 55.9692 | 0 | 0% | 216.4965 | 76.01 | 216.4965 | 76.01
397 | 141.5363 | 11.0025 | 9.1213 | 0 | 5.7706e-13 | 55.9706 | 0 | 0% | 217.6307 | 76.0943 | 217.6307 | 76.0943
397.02 | 143.2991 | 11.0174 | 9.2353 | 0 | 7.2267e-13 | 55.9718 | 0 | 0% | 219.5235 | 76.2245 | 219.5235 | 76.2245
397.04 | 145.7315 | 11.0323 | 9.3925 | 0 | 4.2336e-13 | 55.9731 | 0 | 0% | 222.1293 | 76.3978 | 222.1293 | 76.3978
397.06 | 148.7639 | 11.0472 | 9.5884 | 0 | 9.2222e-13 | 55.9746 | 0 | 0% | 225.3741 | 76.6102 | 225.3741 | 76.6102
397.08 | 152.3034 | 11.0622 | 9.8169 | 0 | 8.1571e-13 | 55.9764 | 0 | 0% | 229.159 | 76.8555 | 229.159 | 76.8555
397.1 | 156.2385 | 11.0773 | 10.071 | 0 | 1.169e-12 | 55.9783 | 0 | 0% | 233.3651 | 77.1266 | 233.3651 | 77.1266
397.12 | 160.4472 | 11.0923 | 10.3427 | 0 | 1.0449e-12 | 55.9802 | 0 | 0% | 237.8624 | 77.4152 | 237.8624 | 77.4152
397.14 | 164.8121 | 11.1073 | 10.6246 | 0 | 7.0245e-13 | 55.9818 | 0 | 0% | 242.5258 | 77.7137 | 242.5258 | 77.7137
397.16 | 169.2403 | 11.1222 | 10.9105 | 0 | 2.9392e-13 | 55.9832 | 0 | 0% | 247.2561 | 78.0159 | 247.2561 | 78.0159
397.18 | 173.6801 | 11.1369 | 11.1973 | 0 | 1.6719e-13 | 55.9841 | 0 | 0% | 251.9984 | 78.3183 | 251.9984 | 78.3183
397.2 | 178.127 | 11.1516 | 11.4846 | 0 | 2.1033e-13 | 55.9845 | 0 | 0% | 256.7477 | 78.6207 | 256.7477 | 78.6207
397.22 | 182.6161 | 11.1662 | 11.7746 | 0 | 7.5503e-14 | 55.9847 | 0 | 0% | 261.5416 | 78.9255 | 261.5416 | 78.9255
397.24 | 187.203 | 11.1809 | 12.0709 | 0 | 1.0786e-14 | 55.9852 | 0 | 0% | 266.44 | 79.237 | 266.44 | 79.237
397.26 | 191.9403 | 11.1958 | 12.3769 | 0 | 3.6403e-14 | 55.9864 | 0 | 0% | 271.4994 | 79.5591 | 271.4994 | 79.5591
397.28 | 196.8554 | 11.2108 | 12.6944 | 0 | 3.1684e-14 | 55.9884 | 0 | 0% | 276.7491 | 79.8937 | 276.7491 | 79.8937
397.3 | 201.9383 | 11.226 | 13.0227 | 0 | 0.00013424 | 55.991 | 0 | 0% | 282.1781 | 80.2399 | 282.1781 | 80.2399
397.32 | 207.142 | 11.2412 | 13.3589 | 0 | 0.0012721 | 55.9936 | 0 | 0% | 287.737 | 80.595 | 287.737 | 80.595
397.34 | 212.3955 | 11.2564 | 13.6982 | 0 | 0.0095809 | 55.996 | 0 | 0% | 293.3557 | 80.9602 | 293.3557 | 80.9602
397.36 | 217.6245 | 11.2714 | 14.0361 | 0 | 0.05679 | 55.9979 | 0 | 0% | 298.9866 | 81.3622 | 298.9866 | 81.3622
397.38 | 222.7738 | 11.2864 | 14.3689 | 0 | 0.26634 | 55.9995 | 0 | 0% | 304.6949 | 81.921 | 304.6949 | 81.921
397.4 | 227.8265 | 11.3013 | 14.6954 | 0 | 0.98979 | 56.0009 | 0 | 0% | 310.8139 | 82.9874 | 310.8139 | 82.9874
397.42 | 232.8132 | 11.3162 | 15.0178 | 0 | 2.9214 | 56.0023 | 0 | 0% | 318.0709 | 85.2576 | 318.0709 | 85.2576
397.44 | 237.8134 | 11.3311 | 15.341 | 0 | 6.8725 | 56.0036 | 0 | 0% | 327.3616 | 89.5482 | 327.3616 | 89.5482
397.46 | 242.9437 | 11.3459 | 15.6727 | 0 | 12.9553 | 56.0047 | 0 | 0% | 338.9222 | 95.9786 | 338.9222 | 95.9786
397.48 | 248.3353 | 11.3607 | 16.0213 | 0 | 19.7238 | 56.0057 | 0 | 0% | 351.4468 | 103.1115 | 351.4468 | 103.1115
397.5 | 254.0981 | 11.3756 | 16.3938 | 0 | 24.529 | 56.0071 | 0 | 0% | 362.4037 | 108.3055 | 362.4037 | 108.3055
397.52 | 260.2787 | 11.3907 | 16.7933 | 0 | 25.3289 | 56.009 | 0 | 0% | 369.8005 | 109.5219 | 369.8005 | 109.5219
397.54 | 266.8293 | 11.4058 | 17.2167 | 0 | 22.2422 | 56.0114 | 0 | 0% | 373.7055 | 106.8762 | 373.7055 | 106.8762
397.56 | 273.6063 | 11.4211 | 17.6547 | 0 | 17.1962 | 56.0141 | 0 | 0% | 375.8923 | 102.286 | 375.8923 | 102.286
397.58 | 280.3972 | 11.4362 | 18.0936 | 0 | 12.229 | 56.0165 | 0 | 0% | 378.1725 | 97.7753 | 378.1725 | 97.7753
397.6 | 286.9709 | 11.4513 | 18.5186 | 0 | 8.2802 | 56.0185 | 0 | 0% | 381.2395 | 94.2687 | 381.2395 | 94.2687
397.62 | 293.1376 | 11.4663 | 18.9174 | 0 | 5.3194 | 56.0203 | 0 | 0% | 384.8611 | 91.7235 | 384.8611 | 91.7235
397.64 | 298.7978 | 11.4813 | 19.2836 | 0 | 3.1047 | 56.022 | 0 | 0% | 388.6893 | 89.8915 | 388.6893 | 89.8915
397.66 | 303.9622 | 11.4962 | 19.6177 | 0 | 1.5612 | 56.0236 | 0 | 0% | 392.661 | 88.6987 | 392.661 | 88.6987
397.68 | 308.7429 | 11.5112 | 19.9272 | 0 | 0.6509 | 56.0252 | 0 | 0% | 396.8574 | 88.1145 | 396.8574 | 88.1145
397.7 | 313.3207 | 11.5262 | 20.2236 | 0 | 0.22731 | 56.0268 | 0 | 0% | 401.3245 | 88.0038 | 401.3245 | 88.0038
397.72 | 317.8984 | 11.5411 | 20.52 | 0 | 0.11003 | 56.0283 | 0 | 0% | 406.0979 | 88.1995 | 406.0979 | 88.1995
397.74 | 322.6508 | 11.5561 | 20.8277 | 0 | 0.25508 | 56.0299 | 0 | 0% | 411.3196 | 88.6688 | 411.3196 | 88.6688
397.76 | 327.6836 | 11.571 | 21.1536 | 0 | 0.91726 | 56.0315 | 0 | 0% | 417.3569 | 89.6733 | 417.3569 | 89.6733
397.78 | 333.0125 | 11.586 | 21.4986 | 0 | 2.7694 | 56.0331 | 0 | 0% | 424.8995 | 91.887 | 424.8995 | 91.887
397.8 | 338.5687 | 11.6009 | 21.8583 | 0 | 6.7797 | 56.0347 | 0 | 0% | 434.8422 | 96.2735 | 434.8422 | 96.2735
397.82 | 344.2282 | 11.6159 | 22.2247 | 0 | 13.5999 | 56.0362 | 0 | 0% | 447.7048 | 103.4766 | 447.7048 | 103.4766
397.84 | 349.8559 | 11.6308 | 22.589 | 0 | 22.699 | 56.0378 | 0 | 0% | 462.8126 | 112.9567 | 462.8126 | 112.9567
397.86 | 355.3487 | 11.6458 | 22.9448 | 0 | 32.0129 | 56.0393 | 0 | 0% | 477.9914 | 122.6427 | 477.9914 | 122.6427
397.88 | 360.6642 | 11.6607 | 23.2891 | 0 | 38.55 | 56.0408 | 0 | 0% | 490.2048 | 129.5406 | 490.2048 | 129.5406
397.9 | 365.8227 | 11.6756 | 23.6232 | 0 | 39.6844 | 56.0423 | 0 | 0% | 496.8482 | 131.0256 | 496.8482 | 131.0256
397.92 | 370.8848 | 11.6906 | 23.9512 | 0 | 34.6377 | 56.0439 | 0 | 0% | 497.2082 | 126.3235 | 497.2082 | 126.3235
397.94 | 375.9174 | 11.7056 | 24.2774 | 0 | 25.2911 | 56.0456 | 0 | 0% | 493.237 | 117.3196 | 493.237 | 117.3196
397.96 | 380.9621 | 11.7205 | 24.6043 | 0 | 15.2354 | 56.0472 | 0 | 0% | 488.5695 | 107.6074 | 488.5695 | 107.6074
397.98 | 386.0142 | 11.7355 | 24.9317 | 0 | 7.4863 | 56.0489 | 0 | 0% | 486.2166 | 100.2024 | 486.2166 | 100.2024
398 | 391.0207 | 11.7504 | 25.2562 | 0 | 2.9804 | 56.0504 | 0 | 0% | 487.0582 | 96.0375 | 487.0582 | 96.0375
398.02 | 395.8916 | 11.7654 | 25.572 | 0 | 0.98498 | 56.0519 | 0 | 0% | 490.2659 | 94.3743 | 490.2659 | 94.3743
398.04 | 400.5184 | 11.7803 | 25.8721 | 0 | 0.40846 | 56.0533 | 0 | 0% | 494.6325 | 94.1141 | 494.6325 | 94.1141
398.06 | 404.79 | 11.7952 | 26.1493 | 0 | 0.67967 | 56.0546 | 0 | 0% | 499.4687 | 94.6788 | 499.4687 | 94.6788
398.08 | 408.6051 | 11.8101 | 26.397 | 0 | 1.9276 | 56.056 | 0 | 0% | 504.7958 | 96.1907 | 504.7958 | 96.1907
398.1 | 411.8819 | 11.825 | 26.6099 | 0 | 4.707 | 56.0576 | 0 | 0% | 511.0814 | 99.1995 | 511.0814 | 99.1995
398.12 | 414.5682 | 11.84 | 26.7847 | 0 | 9.3845 | 56.0592 | 0 | 0% | 518.6365 | 104.0684 | 518.6365 | 104.0684
398.14 | 416.6476 | 11.855 | 26.9203 | 0 | 15.489 | 56.061 | 0 | 0% | 526.9729 | 110.3252 | 526.9729 | 110.3252
398.16 | 418.1415 | 11.87 | 27.018 | 0 | 21.7077 | 56.0628 | 0 | 0% | 534.7999 | 116.6585 | 534.7999 | 116.6585
398.18 | 419.1068 | 11.885 | 27.0816 | 0 | 26.6643 | 56.0645 | 0 | 0% | 540.8023 | 121.6954 | 540.8023 | 121.6954
398.2 | 419.6374 | 11.8999 | 27.1172 | 0 | 29.542 | 56.0661 | 0 | 0% | 544.2626 | 124.6252 | 544.2626 | 124.6252
398.22 | 419.8613 | 11.9149 | 27.1329 | 0 | 29.9124 | 56.0675 | 0 | 0% | 544.8891 | 125.0278 | 544.8891 | 125.0278
398.24 | 419.9294 | 11.9297 | 27.1386 | 0 | 27.4768 | 56.0688 | 0 | 0% | 542.5434 | 122.614 | 542.5434 | 122.614
398.26 | 419.9894 | 11.9446 | 27.1438 | 0 | 22.4225 | 56.0701 | 0 | 0% | 537.5704 | 117.581 | 537.5704 | 117.581
398.28 | 420.1555 | 11.9595 | 27.1559 | 0 | 15.8595 | 56.0716 | 0 | 0% | 531.202 | 111.0465 | 531.202 | 111.0465
398.3 | 420.4839 | 11.9745 | 27.1783 | 0 | 9.5029 | 56.0733 | 0 | 0% | 525.213 | 104.729 | 525.213 | 104.729
398.32 | 420.9633 | 11.9896 | 27.2106 | 0 | 4.732 | 56.0751 | 0 | 0% | 520.9706 | 100.0072 | 520.9706 | 100.0072
398.34 | 421.5276 | 12.0046 | 27.2483 | 0 | 1.9318 | 56.077 | 0 | 0% | 518.7894 | 97.2618 | 518.7894 | 97.2618
398.36 | 422.0875 | 12.0196 | 27.2858 | 0 | 0.66034 | 56.0788 | 0 | 0% | 518.1319 | 96.0444 | 518.1319 | 96.0444
398.38 | 422.5694 | 12.0345 | 27.3182 | 0 | 0.28584 | 56.0803 | 0 | 0% | 518.2882 | 95.7188 | 518.2882 | 95.7188
398.4 | 422.9461 | 12.0494 | 27.3439 | 0 | 0.47334 | 56.0815 | 0 | 0% | 518.8942 | 95.9481 | 518.8942 | 95.9481
398.42 | 423.2501 | 12.0642 | 27.3649 | 0 | 1.2986 | 56.0825 | 0 | 0% | 520.0603 | 96.8102 | 520.0603 | 96.8102
398.44 | 423.5664 | 12.0789 | 27.3867 | 0 | 3.0539 | 56.0834 | 0 | 0% | 522.1693 | 98.603 | 522.1693 | 98.603
398.46 | 424.0072 | 12.0938 | 27.4166 | 0 | 5.8445 | 56.0845 | 0 | 0% | 525.4465 | 101.4393 | 525.4465 | 101.4393
398.48 | 424.6784 | 12.1087 | 27.4613 | 0 | 9.2938 | 56.0858 | 0 | 0% | 529.628 | 104.9496 | 529.628 | 104.9496
398.5 | 425.65 | 12.1237 | 27.5254 | 0 | 12.8011 | 56.0876 | 0 | 0% | 534.1878 | 108.5378 | 534.1878 | 108.5378
398.52 | 426.9364 | 12.1388 | 27.6099 | 0 | 16.102 | 56.0898 | 0 | 0% | 538.8768 | 111.9404 | 538.8768 | 111.9404
398.54 | 428.489 | 12.1539 | 27.7115 | 0 | 19.1311 | 56.0921 | 0 | 0% | 543.5776 | 115.0886 | 543.5776 | 115.0886
398.56 | 430.1992 | 12.169 | 27.8234 | 0 | 21.143 | 56.0942 | 0 | 0% | 547.4289 | 117.2296 | 547.4289 | 117.2296
398.58 | 431.9114 | 12.1841 | 27.9354 | 0 | 20.677 | 56.0962 | 0 | 0% | 548.8041 | 116.8927 | 548.8041 | 116.8927
398.6 | 433.447 | 12.1991 | 28.036 | 0 | 17.0495 | 56.098 | 0 | 0% | 546.8296 | 113.3827 | 546.8296 | 113.3827
398.62 | 434.6396 | 12.2141 | 28.1145 | 0 | 11.4887 | 56.0997 | 0 | 0% | 542.5565 | 107.9169 | 542.5565 | 107.9169
398.64 | 435.3756 | 12.229 | 28.1634 | 0 | 6.2207 | 56.1013 | 0 | 0% | 538.0901 | 102.7144 | 538.0901 | 102.7144
398.66 | 435.6302 | 12.244 | 28.1812 | 0 | 2.6835 | 56.1029 | 0 | 0% | 534.8419 | 99.2116 | 534.8419 | 99.2116
398.68 | 435.4897 | 12.2589 | 28.1735 | 0 | 0.91832 | 56.1044 | 0 | 0% | 532.9448 | 97.4552 | 532.9448 | 97.4552
398.7 | 435.1515 | 12.2739 | 28.153 | 0 | 0.24873 | 56.1059 | 0 | 0% | 531.933 | 96.7815 | 531.933 | 96.7815
398.72 | 434.899 | 12.2888 | 28.138 | 0 | 0.053255 | 56.1074 | 0 | 0% | 531.4864 | 96.5874 | 531.4864 | 96.5874
398.74 | 435.0524 | 12.3037 | 28.1493 | 0 | 0.009106 | 56.1088 | 0 | 0% | 531.6232 | 96.5709 | 531.6232 | 96.5709
398.76 | 435.9064 | 12.3186 | 28.2059 | 0 | 0.0021577 | 56.1103 | 0 | 0% | 532.5434 | 96.637 | 532.5434 | 96.637
398.78 | 437.6637 | 12.3336 | 28.321 | 0 | 0.0073513 | 56.1118 | 0 | 0% | 534.4374 | 96.7737 | 534.4374 | 96.7737
398.8 | 440.376 | 12.3485 | 28.4979 | 0 | 0.043296 | 56.1134 | 0 | 0% | 537.3791 | 97.0032 | 537.3791 | 97.0032
398.82 | 443.91 | 12.3635 | 28.728 | 0 | 0.20544 | 56.115 | 0 | 0% | 541.322 | 97.412 | 541.322 | 97.412
398.84 | 447.9595 | 12.3784 | 28.9915 | 0 | 0.77408 | 56.1166 | 0 | 0% | 546.22 | 98.2605 | 546.22 | 98.2605
398.86 | 452.1101 | 12.3934 | 29.2615 | 0 | 2.3229 | 56.1181 | 0 | 0% | 552.2059 | 100.0958 | 552.2059 | 100.0958
398.88 | 455.9335 | 12.4083 | 29.5104 | 0 | 5.5786 | 56.1197 | 0 | 0% | 559.5504 | 103.6169 | 559.5504 | 103.6169
398.9 | 459.0762 | 12.4233 | 29.7152 | 0 | 10.8088 | 56.1213 | 0 | 0% | 568.1448 | 109.0686 | 568.1448 | 109.0686
398.92 | 461.3231 | 12.4382 | 29.8621 | 0 | 17.1172 | 56.1229 | 0 | 0% | 576.8635 | 115.5404 | 576.8635 | 115.5404
398.94 | 462.6212 | 12.4531 | 29.9476 | 0 | 22.5798 | 56.1243 | 0 | 0% | 583.7261 | 121.1048 | 583.7261 | 121.1048
398.96 | 463.0579 | 12.468 | 29.9773 | 0 | 25.3948 | 56.1256 | 0 | 0% | 587.0235 | 123.9657 | 587.0235 | 123.9657
398.98 | 462.8155 | 12.4828 | 29.9631 | 0 | 24.8651 | 56.1268 | 0 | 0% | 586.2533 | 123.4378 | 586.2533 | 123.4378
399 | 462.131 | 12.4978 | 29.9202 | 0 | 21.4227 | 56.1282 | 0 | 0% | 582.0999 | 119.9689 | 582.0999 | 119.9689
399.02 | 461.2668 | 12.5128 | 29.8657 | 0 | 16.3027 | 56.13 | 0 | 0% | 576.078 | 114.8112 | 576.078 | 114.8112
399.04 | 460.4835 | 12.5278 | 29.8164 | 0 | 11.2276 | 56.132 | 0 | 0% | 570.1874 | 109.7039 | 570.1874 | 109.7039
399.06 | 460.0078 | 12.5429 | 29.787 | 0 | 7.6357 | 56.134 | 0 | 0% | 566.1075 | 106.0997 | 566.1075 | 106.0997
399.08 | 459.9986 | 12.5579 | 29.7878 | 0 | 5.7877 | 56.1358 | 0 | 0% | 564.2679 | 104.2693 | 564.2679 | 104.2693
399.1 | 460.5185 | 12.5729 | 29.823 | 0 | 4.8364 | 56.1374 | 0 | 0% | 563.8881 | 103.3696 | 563.8881 | 103.3696
399.12 | 461.5219 | 12.5878 | 29.8894 | 0 | 3.8521 | 56.1389 | 0 | 0% | 563.9901 | 102.4682 | 563.9901 | 102.4682
399.14 | 462.871 | 12.6027 | 29.9783 | 0 | 2.6069 | 56.1404 | 0 | 0% | 564.1993 | 101.3283 | 564.1993 | 101.3283
399.16 | 464.3816 | 12.6177 | 30.0776 | 0 | 1.4267 | 56.142 | 0 | 0% | 564.6456 | 100.264 | 564.6456 | 100.264
399.18 | 465.8802 | 12.6327 | 30.1761 | 0 | 0.62094 | 56.1437 | 0 | 0% | 565.4537 | 99.5734 | 565.4537 | 99.5734
399.2 | 467.2477 | 12.6477 | 30.2661 | 0 | 0.21379 | 56.1454 | 0 | 0% | 566.5207 | 99.273 | 566.5207 | 99.273
399.22 | 468.4377 | 12.6626 | 30.3447 | 0 | 0.058126 | 56.147 | 0 | 0% | 567.6501 | 99.2124 | 567.6501 | 99.2124
399.24 | 469.4695 | 12.6775 | 30.4131 | 0 | 0.012545 | 56.1483 | 0 | 0% | 568.721 | 99.2514 | 568.721 | 99.2514
399.26 | 470.4011 | 12.6923 | 30.475 | 0 | 0.0028096 | 56.1495 | 0 | 0% | 569.7207 | 99.3196 | 569.7207 | 99.3196
399.28 | 471.2946 | 12.7071 | 30.5344 | 0 | 0.0056039 | 56.1505 | 0 | 0% | 570.6923 | 99.3977 | 570.6923 | 99.3977
399.3 | 472.187 | 12.722 | 30.5938 | 0 | 0.032411 | 56.1518 | 0 | 0% | 571.687 | 99.5 | 571.687 | 99.5
399.32 | 473.073 | 12.737 | 30.6527 | 0 | 0.1565 | 56.1535 | 0 | 0% | 572.7726 | 99.6996 | 572.7726 | 99.6996
399.34 | 473.9009 | 12.7521 | 30.7078 | 0 | 0.60279 | 56.1555 | 0 | 0% | 574.119 | 100.2181 | 574.119 | 100.2181
399.36 | 474.5835 | 12.7672 | 30.7534 | 0 | 1.8565 | 56.1577 | 0 | 0% | 576.1182 | 101.5348 | 576.1182 | 101.5348
399.38 | 475.0186 | 12.7823 | 30.7831 | 0 | 4.5938 | 56.1597 | 0 | 0% | 579.3374 | 104.3188 | 579.3374 | 104.3188
399.4 | 475.1145 | 12.7973 | 30.7908 | 0 | 9.1991 | 56.1616 | 0 | 0% | 584.0633 | 108.9487 | 584.0633 | 108.9487
399.42 | 474.8152 | 12.8123 | 30.7729 | 0 | 15.0688 | 56.1633 | 0 | 0% | 589.6324 | 114.8172 | 589.6324 | 114.8172
399.44 | 474.1169 | 12.8272 | 30.7291 | 0 | 20.4894 | 56.1649 | 0 | 0% | 594.3277 | 120.2107 | 594.3277 | 120.2107
399.46 | 473.0725 | 12.8422 | 30.663 | 0 | 23.5257 | 56.1665 | 0 | 0% | 596.2698 | 123.1973 | 596.2698 | 123.1973
399.48 | 471.7815 | 12.8571 | 30.5808 | 0 | 23.1529 | 56.1681 | 0 | 0% | 594.5404 | 122.7589 | 594.5404 | 122.7589
399.5 | 470.371 | 12.8721 | 30.4909 | 0 | 19.6517 | 56.1695 | 0 | 0% | 589.5552 | 119.1841 | 589.5552 | 119.1841
399.52 | 468.9713 | 12.8869 | 30.4017 | 0 | 14.2964 | 56.1709 | 0 | 0% | 582.7271 | 113.7558 | 582.7271 | 113.7558
399.54 | 467.6903 | 12.9018 | 30.3202 | 0 | 8.7756 | 56.1721 | 0 | 0% | 575.8599 | 108.1696 | 575.8599 | 108.1696
399.56 | 466.5961 | 12.9167 | 30.2508 | 0 | 4.4619 | 56.1733 | 0 | 0% | 570.3987 | 103.8027 | 570.3987 | 103.8027
399.58 | 465.7067 | 12.9316 | 30.1947 | 0 | 1.8491 | 56.1748 | 0 | 0% | 566.8568 | 101.1501 | 566.8568 | 101.1501
399.6 | 464.9898 | 12.9466 | 30.1497 | 0 | 0.61727 | 56.1765 | 0 | 0% | 564.8799 | 99.89 | 564.8799 | 99.89
399.62 | 464.3705 | 12.9616 | 30.111 | 0 | 0.16468 | 56.1784 | 0 | 0% | 563.7862 | 99.4157 | 563.7862 | 99.4157
399.64 | 463.7461 | 12.9766 | 30.072 | 0 | 0.034941 | 56.1802 | 0 | 0% | 563.0099 | 99.2638 | 563.0099 | 99.2638
399.66 | 463.0044 | 12.9916 | 30.0254 | 0 | 0.0058724 | 56.1818 | 0 | 0% | 562.209 | 99.2046 | 562.209 | 99.2046
399.68 | 462.0439 | 13.0064 | 29.9646 | 0 | 0.00077723 | 56.1831 | 0 | 0% | 561.1988 | 99.1549 | 561.1988 | 99.1549
399.7 | 460.7958 | 13.0212 | 29.8852 | 0 | 8.2019e-05 | 56.1842 | 0 | 0% | 559.8866 | 99.0907 | 559.8866 | 99.0907
399.72 | 459.2462 | 13.036 | 29.7863 | 0 | 1.9584e-13 | 56.1853 | 0 | 0% | 558.2538 | 99.0076 | 558.2538 | 99.0076
399.74 | 457.4478 | 13.0509 | 29.6711 | 0 | 1.0491e-13 | 56.1865 | 0 | 0% | 556.3564 | 98.9086 | 556.3564 | 98.9086
399.76 | 455.5175 | 13.0659 | 29.5474 | 0 | 0 | 56.1882 | 0 | 0% | 554.319 | 98.8015 | 554.319 | 98.8015
399.78 | 453.6221 | 13.081 | 29.4259 | 0 | 0 | 56.1902 | 0 | 0% | 552.3191 | 98.697 | 552.3191 | 98.697
399.8 | 451.9589 | 13.096 | 29.3194 | 0 | 0 | 56.1922 | 0 | 0% | 550.5666 | 98.6077 | 550.5666 | 98.6077
399.82 | 450.7346 | 13.1111 | 29.2414 | 0 | 8.1998e-05 | 56.1942 | 0 | 0% | 549.2814 | 98.5468 | 549.2814 | 98.5468
399.84 | 450.1443 | 13.1261 | 29.2046 | 0 | 0.00077703 | 56.1959 | 0 | 0% | 548.6717 | 98.5274 | 548.6717 | 98.5274
399.86 | 450.3527 | 13.1411 | 29.2196 | 0 | 0.0059678 | 56.1975 | 0 | 0% | 548.9168 | 98.5641 | 548.9168 | 98.5641
399.88 | 451.4728 | 13.156 | 29.2938 | 0 | 0.035784 | 56.199 | 0 | 0% | 550.1574 | 98.6845 | 550.1574 | 98.6845
399.9 | 453.5378 | 13.1708 | 29.4293 | 0 | 0.17087 | 56.2004 | 0 | 0% | 552.5092 | 98.9714 | 552.5092 | 98.9714
399.92 | 456.4714 | 13.1855 | 29.6212 | 0 | 0.65289 | 56.2017 | 0 | 0% | 556.1327 | 99.6613 | 556.1327 | 99.6613
399.94 | 460.0778 | 13.1998 | 29.8567 | 0 | 2.0094 | 56.2031 | 0 | 0% | 561.3468 | 101.269 | 561.3468 | 101.269
399.96 | 464.0634 | 13.2132 | 30.1169 | 0 | 5.0242 | 56.2044 | 0 | 0% | 568.622 | 104.5586 | 568.622 | 104.5586
399.98 | 468.0808 | 13.2249 | 30.3791 | 0 | 10.3068 | 56.2058 | 0 | 0% | 578.1975 | 110.1166 | 578.1975 | 110.1166
400 | 471.7833 | 13.2342 | 30.6209 | 0 | 17.5104 | 56.2072 | 0 | 0% | 589.3559 | 117.5726 | 589.3559 | 117.5726
400.02 | 474.8766 | 13.2409 | 30.8231 | 0 | 24.7885 | 56.2086 | 0 | 0% | 599.9377 | 125.0612 | 599.9377 | 125.0612
400.04 | 477.1612 | 13.2452 | 30.9728 | 0 | 29.2644 | 56.2101 | 0 | 0% | 606.8537 | 129.6925 | 606.8537 | 129.6925
400.06 | 478.5519 | 13.2478 | 31.0644 | 0 | 28.6708 | 56.2116 | 0 | 0% | 607.7465 | 129.1946 | 607.7465 | 129.1946
400.08 | 479.0789 | 13.2496 | 31.1 | 0 | 23.1074 | 56.213 | 0 | 0% | 602.7489 | 123.67 | 602.7489 | 123.67
400.1 | 478.8767 | 13.2509 | 31.0883 | 0 | 15.1692 | 56.2145 | 0 | 0% | 594.5995 | 115.7228 | 594.5995 | 115.7228
400.12 | 478.1625 | 13.252 | 31.0433 | 0 | 8.038 | 56.2159 | 0 | 0% | 586.7117 | 108.5492 | 586.7117 | 108.5492
400.14 | 477.2006 | 13.2531 | 30.9822 | 0 | 3.4135 | 56.2173 | 0 | 0% | 581.0667 | 103.8661 | 581.0667 | 103.8661
400.16 | 476.2562 | 13.2543 | 30.9222 | 0 | 1.1557 | 56.2187 | 0 | 0% | 577.807 | 101.5509 | 577.807 | 101.5509
400.18 | 475.5498 | 13.2554 | 30.8777 | 0 | 0.31084 | 56.2201 | 0 | 0% | 576.2139 | 100.6641 | 576.2139 | 100.6641
400.2 | 475.2276 | 13.2565 | 30.8582 | 0 | 0.066258 | 56.2216 | 0 | 0% | 575.6302 | 100.4026 | 575.6302 | 100.4026
400.22 | 475.3494 | 13.2576 | 30.8674 | 0 | 0.011176 | 56.2231 | 0 | 0% | 575.7088 | 100.3594 | 575.7088 | 100.3594
400.24 | 475.8952 | 13.2588 | 30.9042 | 0 | 0.0014834 | 56.2247 | 0 | 0% | 576.2844 | 100.3892 | 576.2844 | 100.3892
400.26 | 476.7862 | 13.26 | 30.9635 | 0 | 0.00015654 | 56.2263 | 0 | 0% | 577.236 | 100.4499 | 577.236 | 100.4499
400.28 | 477.9084 | 13.2612 | 31.0377 | 0 | 0 | 56.228 | 0 | 0% | 578.4352 | 100.5268 | 578.4352 | 100.5268
400.3 | 479.1301 | 13.2624 | 31.1184 | 0 | 5.2583e-14 | 56.2296 | 0 | 0% | 579.7405 | 100.6104 | 579.7405 | 100.6104
400.32 | 480.3098 | 13.2635 | 31.1964 | 0 | 0 | 56.2313 | 0 | 0% | 581.001 | 100.6912 | 581.001 | 100.6912
400.34 | 481.2991 | 13.2647 | 31.262 | 0 | 0 | 56.2329 | 0 | 0% | 582.0587 | 100.7596 | 582.0587 | 100.7596
400.36 | 481.9439 | 13.2659 | 31.3052 | 0 | 3.2359e-14 | 56.2345 | 0 | 0% | 582.7495 | 100.8056 | 582.7495 | 100.8056
400.38 | 482.0894 | 13.2671 | 31.3161 | 0 | 4.8538e-14 | 56.2362 | 0 | 0% | 582.9087 | 100.8193 | 582.9087 | 100.8193
400.4 | 481.5933 | 13.2682 | 31.2852 | 0 | 4.0448e-14 | 56.2378 | 0 | 0% | 582.3845 | 100.7912 | 582.3845 | 100.7912
400.42 | 480.343 | 13.2694 | 31.2053 | 0 | 1.5101e-13 | 56.2394 | 0 | 0% | 581.0571 | 100.7141 | 581.0571 | 100.7141
400.44 | 478.2634 | 13.2706 | 31.0716 | 0 | 1.4022e-13 | 56.2409 | 0 | 0% | 578.8465 | 100.5831 | 578.8465 | 100.5831
400.46 | 475.3089 | 13.2717 | 30.881 | 0 | 0 | 56.2425 | 0 | 0% | 575.7041 | 100.3952 | 575.7041 | 100.3952
400.48 | 471.4572 | 13.2729 | 30.6321 | 0 | 0 | 56.244 | 0 | 0% | 571.6062 | 100.149 | 571.6062 | 100.149
400.5 | 466.7278 | 13.274 | 30.3262 | 0 | 3.128e-13 | 56.2456 | 0 | 0% | 566.5736 | 99.8457 | 566.5736 | 99.8457
400.52 | 461.2247 | 13.2752 | 29.9699 | 0 | 0 | 56.2471 | 0 | 0% | 560.7169 | 99.4922 | 560.7169 | 99.4922
400.54 | 455.1789 | 13.2763 | 29.5784 | 0 | 0 | 56.2486 | 0 | 0% | 554.2822 | 99.1033 | 554.2822 | 99.1033
400.56 | 448.9612 | 13.2775 | 29.1756 | 0 | 1.4292e-13 | 56.2502 | 0 | 0% | 547.6644 | 98.7033 | 547.6644 | 98.7033
400.58 | 443.0503 | 13.2786 | 28.7928 | 0 | 0 | 56.2517 | 0 | 0% | 541.3734 | 98.3231 | 541.3734 | 98.3231
400.6 | 437.9471 | 13.2797 | 28.4624 | 0 | 0 | 56.2533 | 0 | 0% | 535.9426 | 97.9955 | 535.9426 | 97.9955
400.62 | 434.0564 | 13.2809 | 28.2109 | 0 | 0 | 56.2548 | 0 | 0% | 531.8029 | 97.7466 | 531.8029 | 97.7466
400.64 | 431.5919 | 13.282 | 28.052 | 0 | 2.6965e-15 | 56.2563 | 0 | 0% | 529.1822 | 97.5903 | 529.1822 | 97.5903
400.66 | 430.5529 | 13.2832 | 27.9857 | 0 | 8.9418e-05 | 56.2578 | 0 | 0% | 528.0797 | 97.5267 | 528.0797 | 97.5267
400.68 | 430.7675 | 13.2843 | 28.0009 | 0 | 0.00098143 | 56.2592 | 0 | 0% | 528.3129 | 97.5454 | 528.3129 | 97.5454
400.7 | 431.9745 | 13.2854 | 28.0807 | 0 | 0.0076077 | 56.2605 | 0 | 0% | 529.6086 | 97.6342 | 529.6086 | 97.6342
400.72 | 433.9093 | 13.2864 | 28.2078 | 0 | 0.046907 | 56.2618 | 0 | 0% | 531.7123 | 97.8029 | 531.7123 | 97.8029
400.74 | 436.3677 | 13.2876 | 28.3689 | 0 | 0.23043 | 56.2632 | 0 | 0% | 534.5178 | 98.1501 | 534.5178 | 98.1501
400.76 | 439.2257 | 13.2887 | 28.556 | 0 | 0.90277 | 56.2648 | 0 | 0% | 538.2379 | 99.0122 | 538.2379 | 99.0122
400.78 | 442.42 | 13.2899 | 28.7649 | 0 | 2.826 | 56.2664 | 0 | 0% | 543.5673 | 101.1472 | 543.5673 | 101.1472
400.8 | 445.9027 | 13.2911 | 28.9927 | 0 | 7.0838 | 56.268 | 0 | 0% | 551.5382 | 105.6355 | 551.5382 | 105.6355
400.82 | 449.5937 | 13.2922 | 29.234 | 0 | 14.2636 | 56.2697 | 0 | 0% | 562.6532 | 113.0595 | 562.6532 | 113.0595
400.84 | 453.3551 | 13.2934 | 29.4798 | 0 | 23.2056 | 56.2714 | 0 | 0% | 575.6053 | 122.2502 | 575.6053 | 122.2502
400.86 | 456.9984 | 13.2946 | 29.7181 | 0 | 30.8529 | 56.273 | 0 | 0% | 587.1371 | 130.1386 | 587.1371 | 130.1386
400.88 | 460.3178 | 13.2958 | 29.9353 | 0 | 34.2797 | 56.2747 | 0 | 0% | 594.1033 | 133.7854 | 594.1033 | 133.7854
400.9 | 463.1344 | 13.297 | 30.1198 | 0 | 33.1421 | 56.2763 | 0 | 0% | 595.9696 | 132.8352 | 595.9696 | 132.8352
400.92 | 465.3373 | 13.2981 | 30.2644 | 0 | 29.6682 | 56.2779 | 0 | 0% | 594.846 | 129.5087 | 594.846 | 129.5087
400.94 | 466.9067 | 13.2993 | 30.3678 | 0 | 26.4873 | 56.2795 | 0 | 0% | 593.3407 | 126.4339 | 593.3407 | 126.4339
400.96 | 467.9114 | 13.3004 | 30.4346 | 0 | 25.2475 | 56.281 | 0 | 0% | 593.175 | 125.2635 | 593.175 | 125.2635
400.98 | 468.486 | 13.3016 | 30.4733 | 0 | 26.945 | 56.2826 | 0 | 0% | 595.4885 | 127.0025 | 595.4885 | 127.0025
401 | 468.8007 | 13.3027 | 30.4952 | 0 | 32.1649 | 56.2841 | 0 | 0% | 601.0477 | 132.2469 | 601.0477 | 132.2469
401.02 | 469.0294 | 13.3039 | 30.5114 | 0 | 40.0278 | 56.2857 | 0 | 0% | 609.1581 | 140.1288 | 609.1581 | 140.1288
401.04 | 469.3199 | 13.305 | 30.5317 | 0 | 47.0788 | 56.2872 | 0 | 0% | 616.5226 | 147.2027 | 616.5226 | 147.2027
401.06 | 469.7724 | 13.3062 | 30.5626 | 0 | 48.7283 | 56.2887 | 0 | 0% | 618.6582 | 148.8858 | 618.6582 | 148.8858
401.08 | 470.4296 | 13.3073 | 30.6067 | 0 | 43.3871 | 56.2903 | 0 | 0% | 614.021 | 143.5914 | 614.021 | 143.5914
401.1 | 471.2815 | 13.3085 | 30.6635 | 0 | 34.6623 | 56.2918 | 0 | 0% | 606.2076 | 134.9261 | 606.2076 | 134.9261
401.12 | 472.2802 | 13.3096 | 30.7299 | 0 | 27.9305 | 56.2934 | 0 | 0% | 600.5436 | 128.2634 | 600.5436 | 128.2634
401.14 | 473.3591 | 13.3108 | 30.8015 | 0 | 25.039 | 56.2949 | 0 | 0% | 598.8053 | 125.4462 | 598.8053 | 125.4462
401.16 | 474.4485 | 13.3119 | 30.8738 | 0 | 23.6504 | 56.2964 | 0 | 0% | 598.581 | 124.1325 | 598.581 | 124.1325
401.18 | 475.4875 | 13.3131 | 30.9429 | 0 | 21.3852 | 56.2979 | 0 | 0% | 597.4265 | 121.9391 | 597.4265 | 121.9391
401.2 | 476.4327 | 13.3142 | 31.0058 | 0 | 18.9525 | 56.2995 | 0 | 0% | 596.0047 | 119.572 | 596.0047 | 119.572
401.22 | 477.2647 | 13.3154 | 31.0614 | 0 | 18.6426 | 56.301 | 0 | 0% | 596.585 | 119.3203 | 596.585 | 119.3203
401.24 | 477.9923 | 13.3165 | 31.1101 | 0 | 20.7853 | 56.3026 | 0 | 0% | 599.5068 | 121.5145 | 599.5068 | 121.5145
401.26 | 478.6499 | 13.3177 | 31.1544 | 0 | 22.8391 | 56.3042 | 0 | 0% | 602.2652 | 123.6154 | 602.2652 | 123.6154
401.28 | 479.2885 | 13.3189 | 31.1974 | 0 | 22.082 | 56.3059 | 0 | 0% | 602.1926 | 122.9041 | 602.1926 | 122.9041
401.3 | 479.9562 | 13.3201 | 31.2422 | 0 | 18.5948 | 56.3076 | 0 | 0% | 599.4208 | 119.4647 | 599.4208 | 119.4647
401.32 | 480.6747 | 13.3213 | 31.2904 | 0 | 15.1727 | 56.3094 | 0 | 0% | 596.7685 | 116.0938 | 596.7685 | 116.0938
401.34 | 481.4206 | 13.3225 | 31.3404 | 0 | 14.4523 | 56.3112 | 0 | 0% | 596.847 | 115.4264 | 596.847 | 115.4264
401.36 | 482.1206 | 13.3237 | 31.3874 | 0 | 16.3657 | 56.313 | 0 | 0% | 599.5104 | 117.3898 | 599.5104 | 117.3898
401.38 | 482.6679 | 13.325 | 31.4244 | 0 | 18.339 | 56.3148 | 0 | 0% | 602.071 | 119.4032 | 602.071 | 119.4032
401.4 | 482.9559 | 13.3262 | 31.4446 | 0 | 17.8757 | 56.3165 | 0 | 0% | 601.9189 | 118.963 | 601.9189 | 118.963
401.42 | 482.9239 | 13.3274 | 31.4439 | 0 | 15.0256 | 56.3183 | 0 | 0% | 599.0392 | 116.1152 | 599.0392 | 116.1152
401.44 | 482.592 | 13.3286 | 31.4238 | 0 | 12.5221 | 56.32 | 0 | 0% | 596.1864 | 113.5944 | 596.1864 | 113.5944
401.46 | 482.0689 | 13.3297 | 31.3912 | 0 | 13.6451 | 56.3216 | 0 | 0% | 596.7564 | 114.6875 | 596.7564 | 114.6875
401.48 | 481.5306 | 13.3309 | 31.3576 | 0 | 19.5522 | 56.323 | 0 | 0% | 602.0942 | 120.5636 | 602.0942 | 120.5636
401.5 | 481.1728 | 13.332 | 31.3358 | 0 | 27.8224 | 56.3243 | 0 | 0% | 609.9873 | 128.8145 | 609.9873 | 128.8145
401.52 | 481.1523 | 13.333 | 31.3359 | 0 | 33.5234 | 56.3256 | 0 | 0% | 615.6703 | 134.518 | 615.6703 | 134.518
401.54 | 481.5415 | 13.3341 | 31.3628 | 0 | 32.7465 | 56.3268 | 0 | 0% | 615.3117 | 133.7702 | 615.3117 | 133.7702
401.56 | 482.3138 | 13.3351 | 31.4146 | 0 | 25.781 | 56.3281 | 0 | 0% | 609.1726 | 126.8588 | 609.1726 | 126.8588
401.58 | 483.3567 | 13.3362 | 31.484 | 0 | 16.6845 | 56.3294 | 0 | 0% | 601.1908 | 117.8341 | 601.1908 | 117.8341
401.6 | 484.5011 | 13.3373 | 31.5601 | 0 | 9.9249 | 56.3307 | 0 | 0% | 595.654 | 111.1529 | 595.654 | 111.1529
401.62 | 485.5548 | 13.3384 | 31.6302 | 0 | 7.7273 | 56.3321 | 0 | 0% | 594.5828 | 109.0279 | 594.5828 | 109.0279
401.64 | 486.3323 | 13.3395 | 31.6823 | 0 | 9.8145 | 56.3335 | 0 | 0% | 597.5022 | 111.1699 | 597.5022 | 111.1699
401.66 | 486.6749 | 13.3407 | 31.7061 | 0 | 14.3349 | 56.335 | 0 | 0% | 602.3916 | 115.7167 | 602.3916 | 115.7167
401.68 | 486.4662 | 13.3418 | 31.694 | 0 | 18.849 | 56.3365 | 0 | 0% | 606.6875 | 120.2213 | 606.6875 | 120.2213
401.7 | 485.6493 | 13.3429 | 31.6423 | 0 | 21.3818 | 56.3381 | 0 | 0% | 608.3545 | 122.7051 | 608.3545 | 122.7051
401.72 | 484.2459 | 13.3441 | 31.5523 | 0 | 21.3446 | 56.3397 | 0 | 0% | 606.8266 | 122.5807 | 606.8266 | 122.5807
401.74 | 482.3648 | 13.3453 | 31.4312 | 0 | 19.613 | 56.3412 | 0 | 0% | 603.0955 | 120.7307 | 603.0955 | 120.7307
401.76 | 480.1926 | 13.3464 | 31.2911 | 0 | 17.6246 | 56.3428 | 0 | 0% | 598.7975 | 118.605 | 598.7975 | 118.605
401.78 | 477.9702 | 13.3476 | 31.1478 | 0 | 16.3333 | 56.3444 | 0 | 0% | 595.1431 | 117.1729 | 595.1431 | 117.1729
401.8 | 475.9658 | 13.3487 | 31.0186 | 0 | 15.8466 | 56.3459 | 0 | 0% | 592.5257 | 116.5599 | 592.5257 | 116.5599
401.82 | 474.4444 | 13.3499 | 30.9209 | 0 | 15.6586 | 56.3475 | 0 | 0% | 590.7213 | 116.2769 | 590.7213 | 116.2769
401.84 | 473.6369 | 13.351 | 30.8698 | 0 | 15.0601 | 56.349 | 0 | 0% | 589.2668 | 115.6299 | 589.2668 | 115.6299
401.86 | 473.7116 | 13.3522 | 30.8761 | 0 | 13.6155 | 56.3506 | 0 | 0% | 587.9059 | 114.1943 | 587.9059 | 114.1943
401.88 | 474.747 | 13.3533 | 30.9451 | 0 | 11.4141 | 56.3521 | 0 | 0% | 586.8116 | 112.0646 | 586.8116 | 112.0646
401.9 | 476.7041 | 13.3545 | 31.0741 | 0 | 8.8392 | 56.3536 | 0 | 0% | 586.3255 | 109.6214 | 586.3255 | 109.6214
401.92 | 479.4094 | 13.3556 | 31.252 | 0 | 6.3024 | 56.3552 | 0 | 0% | 586.6745 | 107.2651 | 586.6745 | 107.2651
401.94 | 482.5666 | 13.3568 | 31.4593 | 0 | 4.3338 | 56.3567 | 0 | 0% | 588.0731 | 105.5066 | 588.0731 | 105.5066
401.96 | 485.8056 | 13.3579 | 31.6719 | 0 | 3.6555 | 56.3583 | 0 | 0% | 590.8492 | 105.0436 | 590.8492 | 105.0436
401.98 | 488.7531 | 13.3591 | 31.8656 | 0 | 4.8656 | 56.3598 | 0 | 0% | 595.2031 | 106.4501 | 595.2031 | 106.4501
402 | 491.1002 | 13.3602 | 32.0201 | 0 | 7.9146 | 56.3614 | 0 | 0% | 600.7566 | 109.6563 | 600.7566 | 109.6563
402.02 | 492.6555 | 13.3614 | 32.123 | 0 | 11.8715 | 56.3629 | 0 | 0% | 606.3743 | 113.7188 | 606.3743 | 113.7188
402.04 | 493.37 | 13.3625 | 32.1712 | 0 | 15.4081 | 56.3645 | 0 | 0% | 610.6763 | 117.3063 | 610.6763 | 117.3063
402.06 | 493.329 | 13.3637 | 32.17 | 0 | 17.6785 | 56.366 | 0 | 0% | 612.9071 | 119.5782 | 612.9071 | 119.5782
402.08 | 492.7174 | 13.3648 | 32.1316 | 0 | 18.5902 | 56.3676 | 0 | 0% | 613.1717 | 120.4542 | 613.1717 | 120.4542
402.1 | 491.7741 | 13.366 | 32.0717 | 0 | 18.3117 | 56.3691 | 0 | 0% | 611.8925 | 120.1184 | 611.8925 | 120.1184
402.12 | 490.7405 | 13.3671 | 32.0058 | 0 | 16.9796 | 56.3707 | 0 | 0% | 609.4636 | 118.7231 | 609.4636 | 118.7231
402.14 | 489.8132 | 13.3683 | 31.9468 | 0 | 14.9609 | 56.3722 | 0 | 0% | 606.4614 | 116.6482 | 606.4614 | 116.6482
402.16 | 489.1095 | 13.3694 | 31.9025 | 0 | 13.0511 | 56.3738 | 0 | 0% | 603.8063 | 114.6968 | 603.8063 | 114.6968
402.18 | 488.6569 | 13.3706 | 31.8745 | 0 | 12.2182 | 56.3753 | 0 | 0% | 602.4954 | 113.8385 | 602.4954 | 113.8385
402.2 | 488.4132 | 13.3717 | 31.8601 | 0 | 12.9218 | 56.3769 | 0 | 0% | 602.9437 | 114.5305 | 602.9437 | 114.5305
402.22 | 488.3077 | 13.3729 | 31.8548 | 0 | 14.4409 | 56.3784 | 0 | 0% | 604.3547 | 116.0469 | 604.3547 | 116.0469
402.24 | 488.2837 | 13.374 | 31.8547 | 0 | 15.214 | 56.38 | 0 | 0% | 605.1064 | 116.8227 | 605.1064 | 116.8227
402.26 | 488.3238 | 13.3752 | 31.8589 | 0 | 14.3061 | 56.3815 | 0 | 0% | 604.2454 | 115.9216 | 604.2454 | 115.9216
402.28 | 488.4494 | 13.3763 | 31.8686 | 0 | 12.2514 | 56.3831 | 0 | 0% | 602.3288 | 113.8794 | 602.3288 | 113.8794
402.3 | 488.6966 | 13.3775 | 31.8863 | 0 | 10.1116 | 56.3846 | 0 | 0% | 600.4565 | 111.7599 | 600.4565 | 111.7599
402.32 | 489.0787 | 13.3786 | 31.9127 | 0 | 8.2162 | 56.3862 | 0 | 0% | 598.9723 | 109.8937 | 598.9723 | 109.8937
402.34 | 489.5585 | 13.3798 | 31.9456 | 0 | 6.32 | 56.3877 | 0 | 0% | 597.5915 | 108.033 | 597.5915 | 108.033
402.36 | 490.0433 | 13.3809 | 31.9788 | 0 | 4.5652 | 56.3893 | 0 | 0% | 596.3574 | 106.3141 | 596.3574 | 106.3141
402.38 | 490.4019 | 13.3821 | 32.0037 | 0 | 3.7179 | 56.3908 | 0 | 0% | 595.8963 | 105.4945 | 595.8963 | 105.4945
402.4 | 490.4951 | 13.3832 | 32.0113 | 0 | 4.5008 | 56.3924 | 0 | 0% | 596.7828 | 106.2877 | 596.7828 | 106.2877
402.42 | 490.2112 | 13.3844 | 31.9943 | 0 | 6.8289 | 56.3939 | 0 | 0% | 598.8127 | 108.6015 | 598.8127 | 108.6015
402.44 | 489.494 | 13.3855 | 31.9491 | 0 | 9.6177 | 56.3955 | 0 | 0% | 600.8417 | 111.3477 | 600.8417 | 111.3477
402.46 | 488.3568 | 13.3867 | 31.8764 | 0 | 11.5128 | 56.397 | 0 | 0% | 601.5296 | 113.1728 | 601.5296 | 113.1728
402.48 | 486.8833 | 13.3878 | 31.7817 | 0 | 12.1116 | 56.3986 | 0 | 0% | 600.5629 | 113.6797 | 600.5629 | 113.6797
402.5 | 485.2205 | 13.389 | 31.6747 | 0 | 12.288 | 56.4001 | 0 | 0% | 598.9723 | 113.7518 | 598.9723 | 113.7518
402.52 | 483.5622 | 13.3901 | 31.568 | 0 | 13.0045 | 56.4017 | 0 | 0% | 597.9265 | 114.3643 | 597.9265 | 114.3643
402.54 | 482.1198 | 13.3913 | 31.4754 | 0 | 14.0645 | 56.4032 | 0 | 0% | 597.4542 | 115.3344 | 597.4542 | 115.3344
402.56 | 481.0842 | 13.3924 | 31.4093 | 0 | 14.3752 | 56.4048 | 0 | 0% | 596.6659 | 115.5817 | 596.6659 | 115.5817
402.58 | 480.587 | 13.3936 | 31.3784 | 0 | 13.1661 | 56.4063 | 0 | 0% | 594.9313 | 114.3444 | 594.9313 | 114.3444
402.6 | 480.6731 | 13.3947 | 31.3856 | 0 | 10.638 | 56.4079 | 0 | 0% | 592.4992 | 111.8261 | 592.4992 | 111.8261
402.62 | 481.2938 | 13.3959 | 31.4276 | 0 | 7.7189 | 56.4094 | 0 | 0% | 590.2455 | 108.9517 | 590.2455 | 108.9517
402.64 | 482.3241 | 13.397 | 31.4964 | 0 | 5.5515 | 56.411 | 0 | 0% | 589.18 | 106.8559 | 589.18 | 106.8559
402.66 | 483.6028 | 13.3982 | 31.5815 | 0 | 4.9897 | 56.4125 | 0 | 0% | 589.9846 | 106.3819 | 589.9846 | 106.3819
402.68 | 484.9773 | 13.3993 | 31.6728 | 0 | 6.0931 | 56.4141 | 0 | 0% | 592.5566 | 107.5793 | 592.5566 | 107.5793
402.7 | 486.3324 | 13.4005 | 31.7629 | 0 | 7.9673 | 56.4156 | 0 | 0% | 595.8786 | 109.5462 | 595.8786 | 109.5462
402.72 | 487.5974 | 13.4016 | 31.847 | 0 | 9.3847 | 56.4172 | 0 | 0% | 598.6479 | 111.0505 | 598.6479 | 111.0505
402.74 | 488.7367 | 13.4028 | 31.923 | 0 | 9.804 | 56.4187 | 0 | 0% | 600.2852 | 111.5484 | 600.2852 | 111.5484
402.76 | 489.7319 | 13.4039 | 31.9896 | 0 | 9.6089 | 56.4203 | 0 | 0% | 601.1546 | 111.4227 | 601.1546 | 111.4227
402.78 | 490.5653 | 13.4051 | 32.0456 | 0 | 9.2292 | 56.4218 | 0 | 0% | 601.667 | 111.1016 | 601.667 | 111.1016
402.8 | 491.2136 | 13.4062 | 32.0895 | 0 | 8.4361 | 56.4234 | 0 | 0% | 601.5687 | 110.3552 | 601.5687 | 110.3552
402.82 | 491.6524 | 13.4073 | 32.1198 | 0 | 6.8272 | 56.4249 | 0 | 0% | 600.4316 | 108.7792 | 600.4316 | 108.7792
402.84 | 491.865 | 13.4085 | 32.1352 | 0 | 4.639 | 56.4265 | 0 | 0% | 598.4742 | 106.6092 | 598.4742 | 106.6092
402.86 | 491.8457 | 13.4096 | 32.1355 | 0 | 2.6956 | 56.428 | 0 | 0% | 596.5145 | 104.6688 | 596.5145 | 104.6688
402.88 | 491.596 | 13.4108 | 32.1208 | 0 | 1.8032 | 56.4296 | 0 | 0% | 595.3603 | 103.7643 | 595.3603 | 103.7643
402.9 | 491.1125 | 13.4119 | 32.0908 | 0 | 2.5125 | 56.4311 | 0 | 0% | 595.5588 | 104.4463 | 595.5588 | 104.4463
402.92 | 490.3711 | 13.4131 | 32.0439 | 0 | 5.1845 | 56.4327 | 0 | 0% | 597.4453 | 107.0742 | 597.4453 | 107.0742
402.94 | 489.3117 | 13.4142 | 31.9763 | 0 | 9.6548 | 56.4342 | 0 | 0% | 600.7913 | 111.4796 | 600.7913 | 111.4796
402.96 | 487.8313 | 13.4154 | 31.8811 | 0 | 14.6226 | 56.4358 | 0 | 0% | 604.1862 | 116.3549 | 604.1862 | 116.3549
402.98 | 485.794 | 13.4165 | 31.7495 | 0 | 17.9203 | 56.4373 | 0 | 0% | 605.3177 | 119.5237 | 605.3177 | 119.5237
403 | 483.065 | 13.4177 | 31.5727 | 0 | 18.1004 | 56.4389 | 0 | 0% | 602.5947 | 119.5297 | 602.5947 | 119.5297
403.02 | 479.561 | 13.4188 | 31.3453 | 0 | 15.7632 | 56.4404 | 0 | 0% | 596.5287 | 116.9678 | 596.5287 | 116.9678
403.04 | 475.2942 | 13.42 | 31.0679 | 0 | 12.853 | 56.442 | 0 | 0% | 589.077 | 113.7829 | 589.077 | 113.7829
403.06 | 470.3907 | 13.4211 | 30.7489 | 0 | 10.6645 | 56.4435 | 0 | 0% | 581.6687 | 111.278 | 581.6687 | 111.278
403.08 | 465.0839 | 13.4223 | 30.4035 | 0 | 8.966 | 56.4451 | 0 | 0% | 574.3208 | 109.2369 | 574.3208 | 109.2369
403.1 | 459.689 | 13.4234 | 30.0523 | 0 | 6.9917 | 56.4466 | 0 | 0% | 566.6031 | 106.9141 | 566.6031 | 106.9141
403.12 | 454.5615 | 13.4246 | 29.7186 | 0 | 4.6613 | 56.4482 | 0 | 0% | 558.8142 | 104.2527 | 558.8142 | 104.2527
403.14 | 450.0432 | 13.4257 | 29.4247 | 0 | 2.5892 | 56.4497 | 0 | 0% | 551.9326 | 101.8894 | 551.9326 | 101.8894
403.16 | 446.4042 | 13.4269 | 29.1882 | 0 | 1.3564 | 56.4513 | 0 | 0% | 546.8269 | 100.4228 | 546.8269 | 100.4228
403.18 | 443.7903 | 13.428 | 29.0188 | 0 | 1.1479 | 56.4528 | 0 | 0% | 543.8379 | 100.0476 | 543.8379 | 100.0476
403.2 | 442.1869 | 13.4292 | 28.9154 | 0 | 1.8736 | 56.4544 | 0 | 0% | 542.8595 | 100.6726 | 542.8595 | 100.6726
403.22 | 441.4106 | 13.4303 | 28.8661 | 0 | 3.2269 | 56.456 | 0 | 0% | 543.3899 | 101.9793 | 543.3899 | 101.9793
403.24 | 441.1475 | 13.4315 | 28.8503 | 0 | 4.5916 | 56.4575 | 0 | 0% | 544.4784 | 103.3309 | 544.4784 | 103.3309
403.26 | 441.0391 | 13.4326 | 28.8447 | 0 | 5.2418 | 56.4591 | 0 | 0% | 545.0173 | 103.9782 | 545.0173 | 103.9782
403.28 | 440.7834 | 13.4338 | 28.8294 | 0 | 4.9394 | 56.4606 | 0 | 0% | 544.4466 | 103.6632 | 544.4466 | 103.6632
403.3 | 440.2126 | 13.4349 | 28.7935 | 0 | 4.2844 | 56.4622 | 0 | 0% | 543.1876 | 102.975 | 543.1876 | 102.975
403.32 | 439.3246 | 13.4361 | 28.7369 | 0 | 4.2513 | 56.4637 | 0 | 0% | 542.2126 | 102.888 | 542.2126 | 102.888
403.34 | 438.2657 | 13.4372 | 28.669 | 0 | 5.2553 | 56.4653 | 0 | 0% | 542.0925 | 103.8268 | 542.0925 | 103.8268
403.36 | 437.271 | 13.4384 | 28.6054 | 0 | 6.6588 | 56.4668 | 0 | 0% | 542.4404 | 105.1694 | 542.4404 | 105.1694
403.38 | 436.5855 | 13.4395 | 28.562 | 0 | 7.2678 | 56.4684 | 0 | 0% | 542.3233 | 105.7378 | 542.3233 | 105.7378
403.4 | 436.3932 | 13.4407 | 28.5509 | 0 | 6.4077 | 56.4699 | 0 | 0% | 541.2624 | 104.8692 | 541.2624 | 104.8692
403.42 | 436.7718 | 13.4418 | 28.5771 | 0 | 4.4843 | 56.4715 | 0 | 0% | 539.7466 | 102.9748 | 539.7466 | 102.9748
403.44 | 437.685 | 13.443 | 28.6383 | 0 | 2.4802 | 56.473 | 0 | 0% | 538.7196 | 101.0346 | 538.7196 | 101.0346
403.46 | 439.0125 | 13.4441 | 28.7266 | 0 | 1.083 | 56.4746 | 0 | 0% | 538.7409 | 99.7284 | 538.7409 | 99.7284
403.48 | 440.6026 | 13.4453 | 28.8321 | 0 | 0.37325 | 56.4762 | 0 | 0% | 539.7294 | 99.1268 | 539.7294 | 99.1268
403.5 | 442.3229 | 13.4464 | 28.9462 | 0 | 0.10153 | 56.4777 | 0 | 0% | 541.2948 | 98.9718 | 541.2948 | 98.9718
403.52 | 444.0965 | 13.4476 | 29.0637 | 0 | 0.021795 | 56.4793 | 0 | 0% | 543.1088 | 99.0124 | 543.1088 | 99.0124
403.54 | 445.9167 | 13.4487 | 29.1843 | 0 | 0.0036926 | 56.4808 | 0 | 0% | 545.0342 | 99.1176 | 545.0342 | 99.1176
403.56 | 447.8408 | 13.4499 | 29.3117 | 0 | 0.00049374 | 56.4824 | 0 | 0% | 547.0853 | 99.2445 | 547.0853 | 99.2445
403.58 | 449.9655 | 13.451 | 29.4523 | 0 | 5.2103e-05 | 56.4839 | 0 | 0% | 549.3528 | 99.3873 | 549.3528 | 99.3873
403.6 | 452.3916 | 13.4522 | 29.6126 | 0 | 1.658e-13 | 56.4855 | 0 | 0% | 551.9418 | 99.5503 | 551.9418 | 99.5503
403.62 | 455.1877 | 13.4533 | 29.7972 | 0 | 1.21e-13 | 56.487 | 0 | 0% | 554.9252 | 99.7375 | 554.9252 | 99.7375
403.64 | 458.3636 | 13.4545 | 30.0066 | 0 | 3.637e-13 | 56.4886 | 0 | 0% | 558.3133 | 99.9497 | 558.3133 | 99.9497
403.66 | 461.8632 | 13.4556 | 30.2372 | 0 | 2.1793e-13 | 56.4901 | 0 | 0% | 562.0462 | 100.183 | 562.0462 | 100.183
403.68 | 465.5759 | 13.4568 | 30.4819 | 0 | 0 | 56.4917 | 0 | 0% | 566.0063 | 100.4303 | 566.0063 | 100.4303
403.7 | 469.3632 | 13.4579 | 30.7314 | 0 | 9.8637e-14 | 56.4933 | 0 | 0% | 570.0458 | 100.6826 | 570.0458 | 100.6826
403.72 | 473.0899 | 13.4591 | 30.977 | 0 | 0 | 56.4948 | 0 | 0% | 574.0208 | 100.9309 | 574.0208 | 100.9309
403.74 | 476.6504 | 13.4602 | 31.2117 | 0 | 0 | 56.4964 | 0 | 0% | 577.8187 | 101.1683 | 577.8187 | 101.1683
403.76 | 479.9771 | 13.4614 | 31.4311 | 0 | 8.3676e-14 | 56.4979 | 0 | 0% | 581.3676 | 101.3904 | 581.3676 | 101.3904
403.78 | 483.0324 | 13.4625 | 31.6328 | 0 | 1.2327e-13 | 56.4995 | 0 | 0% | 584.6273 | 101.5948 | 584.6273 | 101.5948
403.8 | 485.7916 | 13.4637 | 31.8151 | 0 | 2.5846e-14 | 56.501 | 0 | 0% | 587.5715 | 101.7799 | 587.5715 | 101.7799
403.82 | 488.2258 | 13.4648 | 31.9762 | 0 | 4.0933e-14 | 56.5026 | 0 | 0% | 590.1695 | 101.9436 | 590.1695 | 101.9436
403.84 | 490.2943 | 13.466 | 32.1133 | 0 | 0 | 56.5041 | 0 | 0% | 592.3778 | 102.0834 | 592.3778 | 102.0834
403.86 | 491.9486 | 13.4671 | 32.2233 | 0 | 8.61e-14 | 56.5057 | 0 | 0% | 594.1447 | 102.1961 | 594.1447 | 102.1961
403.88 | 493.147 | 13.4683 | 32.3035 | 0 | 0 | 56.5073 | 0 | 0% | 595.426 | 102.279 | 595.426 | 102.279
403.9 | 493.8727 | 13.4694 | 32.3527 | 0 | 4.2664e-13 | 56.5088 | 0 | 0% | 596.2036 | 102.3309 | 596.2036 | 102.3309
403.92 | 494.1462 | 13.4706 | 32.3722 | 0 | 1.3551e-12 | 56.5104 | 0 | 0% | 596.4994 | 102.3532 | 596.4994 | 102.3532
403.94 | 494.0217 | 13.4717 | 32.3657 | 0 | 2.0762e-12 | 56.5119 | 0 | 0% | 596.3711 | 102.3494 | 596.3711 | 102.3494
403.96 | 493.5648 | 13.4729 | 32.3375 | 0 | 9.4632e-13 | 56.5135 | 0 | 0% | 595.8886 | 102.3238 | 595.8886 | 102.3238
403.98 | 492.8246 | 13.474 | 32.2906 | 0 | 1.0524e-12 | 56.515 | 0 | 0% | 595.1043 | 102.2797 | 595.1043 | 102.2797
404 | 491.8194 | 13.4752 | 32.2264 | 0 | 8.607e-13 | 56.5166 | 0 | 0% | 594.0376 | 102.2182 | 594.0376 | 102.2182
404.02 | 490.5414 | 13.4763 | 32.1444 | 0 | 4.0752e-13 | 56.5181 | 0 | 0% | 592.6803 | 102.1388 | 592.6803 | 102.1388
404.04 | 488.977 | 13.4775 | 32.0435 | 0 | 0 | 56.5197 | 0 | 0% | 591.0177 | 102.0407 | 591.0177 | 102.0407
404.06 | 487.1315 | 13.4786 | 31.9242 | 0 | 1.955e-14 | 56.5213 | 0 | 0% | 589.0556 | 101.9241 | 589.0556 | 101.9241
404.08 | 485.052 | 13.4798 | 31.7896 | 0 | 0 | 56.5228 | 0 | 0% | 586.8442 | 101.7922 | 586.8442 | 101.7922
404.1 | 482.8371 | 13.4809 | 31.6461 | 0 | 0 | 56.5244 | 0 | 0% | 584.4885 | 101.6514 | 584.4885 | 101.6514
404.12 | 480.6311 | 13.4821 | 31.5031 | 0 | 2.1151e-14 | 56.5259 | 0 | 0% | 582.1422 | 101.5111 | 582.1422 | 101.5111
404.14 | 478.6075 | 13.4832 | 31.3721 | 0 | 5.3762e-14 | 56.5275 | 0 | 0% | 579.9903 | 101.3828 | 579.9903 | 101.3828
404.16 | 476.9465 | 13.4844 | 31.2649 | 0 | 9.8592e-14 | 56.529 | 0 | 0% | 578.2248 | 101.2783 | 578.2248 | 101.2783
404.18 | 475.8115 | 13.4855 | 31.1921 | 0 | 8.4688e-14 | 56.5306 | 0 | 0% | 577.0197 | 101.2082 | 577.0197 | 101.2082
404.2 | 475.3238 | 13.4867 | 31.1618 | 0 | 4.1796e-14 | 56.5322 | 0 | 0% | 576.5044 | 101.1806 | 576.5044 | 101.1806
404.22 | 475.5353 | 13.4878 | 31.1773 | 0 | 4.4623e-05 | 56.5337 | 0 | 0% | 576.7341 | 101.1988 | 576.7341 | 101.1988
404.24 | 476.403 | 13.489 | 31.2358 | 0 | 0.00042287 | 56.5353 | 0 | 0% | 577.6634 | 101.2604 | 577.6634 | 101.2604
404.26 | 477.7749 | 13.4901 | 31.3274 | 0 | 0.0032668 | 56.5368 | 0 | 0% | 579.1325 | 101.3576 | 579.1325 | 101.3576
404.28 | 479.3923 | 13.4913 | 31.4351 | 0 | 0.019654 | 56.5384 | 0 | 0% | 580.8766 | 101.4844 | 580.8766 | 101.4844
404.3 | 480.9167 | 13.4924 | 31.5367 | 0 | 0.09434 | 56.5399 | 0 | 0% | 582.5801 | 101.6634 | 582.5801 | 101.6634
404.32 | 481.9825 | 13.4936 | 31.6082 | 0 | 0.36329 | 56.5415 | 0 | 0% | 583.9891 | 102.0066 | 583.9891 | 102.0066
404.34 | 482.2592 | 13.4947 | 31.628 | 0 | 1.1308 | 56.5431 | 0 | 0% | 585.0557 | 102.7966 | 585.0557 | 102.7966
404.36 | 481.5049 | 13.4959 | 31.5802 | 0 | 2.872 | 56.5446 | 0 | 0% | 585.9976 | 104.4927 | 585.9976 | 104.4927
404.38 | 479.597 | 13.497 | 31.4567 | 0 | 6.014 | 56.5462 | 0 | 0% | 587.1109 | 107.5138 | 587.1109 | 107.5138
404.4 | 476.535 | 13.4982 | 31.2575 | 0 | 10.4815 | 56.5477 | 0 | 0% | 588.3198 | 111.7849 | 588.3198 | 111.7849
404.42 | 472.416 | 13.4993 | 30.9889 | 0 | 15.3121 | 56.5493 | 0 | 0% | 588.7656 | 116.3496 | 588.7656 | 116.3496
404.44 | 467.3874 | 13.5005 | 30.6606 | 0 | 18.861 | 56.5509 | 0 | 0% | 586.9604 | 119.573 | 586.9604 | 119.573
404.46 | 461.5879 | 13.5016 | 30.2818 | 0 | 19.8481 | 56.5524 | 0 | 0% | 581.7718 | 120.1839 | 581.7718 | 120.1839
404.48 | 455.1077 | 13.5028 | 29.8582 | 0 | 18.5994 | 56.554 | 0 | 0% | 573.622 | 118.5144 | 573.622 | 118.5144
404.5 | 447.9956 | 13.5039 | 29.3931 | 0 | 17.1198 | 56.5555 | 0 | 0% | 564.568 | 116.5724 | 564.568 | 116.5724
404.52 | 440.3106 | 13.5051 | 28.8904 | 0 | 17.4734 | 56.5571 | 0 | 0% | 556.7365 | 116.426 | 556.7365 | 116.426
404.54 | 432.1842 | 13.5062 | 28.3587 | 0 | 19.843 | 56.5586 | 0 | 0% | 550.4508 | 118.2666 | 550.4508 | 118.2666
404.56 | 423.8657 | 13.5074 | 27.8144 | 0 | 22.2746 | 56.5602 | 0 | 0% | 544.0223 | 120.1565 | 544.0223 | 120.1565
404.58 | 415.732 | 13.5085 | 27.2821 | 0 | 22.5602 | 56.5618 | 0 | 0% | 535.6445 | 119.9125 | 535.6445 | 119.9125
404.6 | 408.2536 | 13.5097 | 26.7927 | 0 | 20.3942 | 56.5633 | 0 | 0% | 525.5135 | 117.2599 | 525.5135 | 117.2599
404.62 | 401.9283 | 13.5108 | 26.379 | 0 | 17.3647 | 56.5649 | 0 | 0% | 515.7477 | 113.8194 | 515.7477 | 113.8194
404.64 | 397.2128 | 13.512 | 26.071 | 0 | 14.8572 | 56.5664 | 0 | 0% | 508.2194 | 111.0066 | 508.2194 | 111.0066
404.66 | 394.479 | 13.5131 | 25.8929 | 0 | 12.6668 | 56.568 | 0 | 0% | 503.1198 | 108.6409 | 503.1198 | 108.6409
404.68 | 393.983 | 13.5143 | 25.8618 | 0 | 9.9305 | 56.5696 | 0 | 0% | 499.8591 | 105.8761 | 499.8591 | 105.8761
404.7 | 395.8225 | 13.5154 | 25.9839 | 0 | 6.662 | 56.5711 | 0 | 0% | 498.5549 | 102.7324 | 498.5549 | 102.7324
404.72 | 399.8848 | 13.5166 | 26.252 | 0 | 3.8366 | 56.5727 | 0 | 0% | 500.0626 | 100.1778 | 500.0626 | 100.1778
404.74 | 405.8258 | 13.5177 | 26.6435 | 0 | 2.4951 | 56.5742 | 0 | 0% | 505.0564 | 99.2306 | 505.0564 | 99.2306
404.76 | 413.112 | 13.5189 | 27.1233 | 0 | 3.3348 | 56.5758 | 0 | 0% | 513.6647 | 100.5528 | 513.6647 | 100.5528
404.78 | 421.107 | 13.52 | 27.6497 | 0 | 6.8278 | 56.5774 | 0 | 0% | 525.6819 | 104.5749 | 525.6819 | 104.5749
404.8 | 429.1749 | 13.5212 | 28.1809 | 0 | 12.9715 | 56.5789 | 0 | 0% | 540.4274 | 111.2525 | 540.4274 | 111.2525
404.82 | 436.7754 | 13.5223 | 28.6815 | 0 | 20.746 | 56.5805 | 0 | 0% | 556.3057 | 119.5303 | 556.3057 | 119.5303
404.84 | 443.5287 | 13.5235 | 29.1265 | 0 | 28.3674 | 56.582 | 0 | 0% | 571.1282 | 127.5994 | 571.1282 | 127.5994
404.86 | 449.2307 | 13.5246 | 29.5025 | 0 | 34.4034 | 56.5836 | 0 | 0% | 583.2448 | 134.0142 | 583.2448 | 134.0142
404.88 | 453.8316 | 13.5257 | 29.8063 | 0 | 38.1724 | 56.5852 | 0 | 0% | 591.9212 | 138.0896 | 591.9212 | 138.0896
404.9 | 457.4062 | 13.5269 | 30.0427 | 0 | 38.8712 | 56.5867 | 0 | 0% | 596.4336 | 139.0275 | 596.4336 | 139.0275
404.92 | 460.1251 | 13.5279 | 30.2229 | 0 | 35.3471 | 56.5883 | 0 | 0% | 595.8113 | 135.6862 | 595.8113 | 135.6862
404.94 | 462.2243 | 13.5287 | 30.3626 | 0 | 27.6144 | 56.5898 | 0 | 0% | 590.3198 | 128.0955 | 590.3198 | 128.0955
404.96 | 463.9634 | 13.5288 | 30.4788 | 0 | 17.943 | 56.5914 | 0 | 0% | 582.5054 | 118.542 | 582.5054 | 118.542
404.98 | 465.5809 | 13.5279 | 30.5875 | 0 | 9.4938 | 56.593 | 0 | 0% | 575.7831 | 110.2022 | 575.7831 | 110.2022
405 | 467.2571 | 13.5254 | 30.7007 | 0 | 4.0627 | 56.5945 | 0 | 0% | 572.1405 | 104.8834 | 572.1405 | 104.8834
405.02 | 469.0883 | 13.5212 | 30.8248 | 0 | 1.5396 | 56.5961 | 0 | 0% | 571.57 | 102.4817 | 571.57 | 102.4817
405.04 | 471.0799 | 13.5154 | 30.9601 | 0 | 1.1722 | 56.5976 | 0 | 0% | 573.3252 | 102.2453 | 573.3252 | 102.2453
405.06 | 473.1591 | 13.5085 | 31.1016 | 0 | 3.0499 | 56.5992 | 0 | 0% | 577.4184 | 104.2592 | 577.4184 | 104.2592
405.08 | 475.2013 | 13.501 | 31.241 | 0 | 8.7102 | 56.6008 | 0 | 0% | 585.2543 | 110.053 | 585.2543 | 110.053
405.1 | 477.058 | 13.4933 | 31.3682 | 0 | 20.2051 | 56.6023 | 0 | 0% | 598.727 | 121.669 | 598.727 | 121.669
405.12 | 478.5816 | 13.4855 | 31.4737 | 0 | 37.3951 | 56.6039 | 0 | 0% | 617.5398 | 138.9582 | 617.5398 | 138.9582
405.14 | 479.6433 | 13.4776 | 31.5488 | 0 | 55.5298 | 56.6055 | 0 | 0% | 636.8049 | 157.1616 | 636.8049 | 157.1616
405.16 | 480.1434 | 13.4698 | 31.587 | 0 | 66.9707 | 56.607 | 0 | 0% | 648.7779 | 168.6345 | 648.7779 | 168.6345
405.18 | 480.0197 | 13.4619 | 31.5841 | 0 | 67.0051 | 56.6086 | 0 | 0% | 648.6794 | 168.6597 | 648.6794 | 168.6597
405.2 | 479.2587 | 13.454 | 31.5393 | 0 | 57.4988 | 56.6101 | 0 | 0% | 638.361 | 159.1023 | 638.361 | 159.1023
405.22 | 477.9094 | 13.4462 | 31.4558 | 0 | 44.11 | 56.6117 | 0 | 0% | 623.5332 | 145.6238 | 623.5332 | 145.6238
405.24 | 476.0858 | 13.4383 | 31.3411 | 0 | 31.2012 | 56.6133 | 0 | 0% | 608.6797 | 132.5939 | 608.6797 | 132.5939
405.26 | 473.9519 | 13.4305 | 31.2058 | 0 | 20.3079 | 56.6148 | 0 | 0% | 595.511 | 121.5591 | 595.511 | 121.5591
405.28 | 471.6964 | 13.4226 | 31.0626 | 0 | 11.7636 | 56.6164 | 0 | 0% | 584.5615 | 112.8651 | 584.5615 | 112.8651
405.3 | 469.5055 | 13.4147 | 30.9235 | 0 | 5.8197 | 56.6179 | 0 | 0% | 576.2815 | 106.7759 | 576.2815 | 106.7759
405.32 | 467.5396 | 13.4069 | 30.7992 | 0 | 2.3817 | 56.6195 | 0 | 0% | 570.7469 | 103.2073 | 570.7469 | 103.2073
405.34 | 465.9113 | 13.399 | 30.6972 | 0 | 0.79024 | 56.6211 | 0 | 0% | 567.4188 | 101.5075 | 567.4188 | 101.5075
405.36 | 464.6704 | 13.3912 | 30.6206 | 0 | 0.21032 | 56.6226 | 0 | 0% | 565.5151 | 100.8447 | 565.5151 | 100.8447
405.38 | 463.7952 | 13.3833 | 30.5681 | 0 | 0.046059 | 56.6242 | 0 | 0% | 564.4168 | 100.6216 | 564.4168 | 100.6216
405.4 | 463.194 | 13.3754 | 30.5336 | 0 | 0.019423 | 56.6258 | 0 | 0% | 563.7483 | 100.5543 | 563.7483 | 100.5543
405.42 | 462.7198 | 13.3676 | 30.5075 | 0 | 0.072146 | 56.6273 | 0 | 0% | 563.2944 | 100.5746 | 563.2944 | 100.5746
405.44 | 462.1989 | 13.3597 | 30.4783 | 0 | 0.33529 | 56.6289 | 0 | 0% | 563.0011 | 100.8022 | 563.0011 | 100.8022
405.46 | 461.4716 | 13.3519 | 30.4355 | 0 | 1.2508 | 56.6304 | 0 | 0% | 563.1401 | 101.6685 | 563.1401 | 101.6685
405.48 | 460.4333 | 13.344 | 30.3721 | 0 | 3.7042 | 56.632 | 0 | 0% | 564.4856 | 104.0523 | 564.4856 | 104.0523
405.5 | 459.0643 | 13.3361 | 30.2869 | 0 | 8.7334 | 56.6336 | 0 | 0% | 568.0543 | 108.99 | 568.0543 | 108.99
405.52 | 457.4394 | 13.3283 | 30.1848 | 0 | 16.4811 | 56.6351 | 0 | 0% | 574.0687 | 116.6293 | 574.0687 | 116.6293
405.54 | 455.7138 | 13.3204 | 30.076 | 0 | 25.1239 | 56.6367 | 0 | 0% | 580.8708 | 125.157 | 580.8708 | 125.157
405.56 | 454.086 | 13.3126 | 29.9737 | 0 | 31.4014 | 56.6382 | 0 | 0% | 585.4118 | 131.3259 | 585.4118 | 131.3259
405.58 | 452.7488 | 13.3047 | 29.8905 | 0 | 32.8811 | 56.6398 | 0 | 0% | 585.4649 | 132.7161 | 585.4649 | 132.7161
405.6 | 451.8421 | 13.2968 | 29.8357 | 0 | 29.5812 | 56.6414 | 0 | 0% | 581.1971 | 129.355 | 581.1971 | 129.355
405.62 | 451.4157 | 13.289 | 29.8126 | 0 | 23.3079 | 56.6429 | 0 | 0% | 574.468 | 123.0523 | 574.468 | 123.0523
405.64 | 451.4128 | 13.2811 | 29.8174 | 0 | 16.1176 | 56.6445 | 0 | 0% | 567.2735 | 115.8606 | 567.2735 | 115.8606
405.66 | 451.6788 | 13.2732 | 29.8401 | 0 | 9.6203 | 56.646 | 0 | 0% | 561.0585 | 109.3797 | 561.0585 | 109.3797
405.68 | 451.9879 | 13.2654 | 29.8655 | 0 | 4.8324 | 56.6476 | 0 | 0% | 556.5988 | 104.6109 | 556.5988 | 104.6109
405.7 | 452.0814 | 13.2575 | 29.8767 | 0 | 1.9961 | 56.6491 | 0 | 0% | 553.8609 | 101.7795 | 553.8609 | 101.7795
405.72 | 451.7121 | 13.2497 | 29.8574 | 0 | 0.67008 | 56.6507 | 0 | 0% | 552.1399 | 100.4278 | 552.1399 | 100.4278
405.74 | 450.6939 | 13.2418 | 29.7951 | 0 | 0.19984 | 56.6522 | 0 | 0% | 550.5828 | 99.8889 | 550.5828 | 99.8889
405.76 | 448.9447 | 13.2339 | 29.6844 | 0 | 0.13926 | 56.6538 | 0 | 0% | 548.6561 | 99.7114 | 548.6561 | 99.7114
405.78 | 446.5167 | 13.2261 | 29.5289 | 0 | 0.37921 | 56.6554 | 0 | 0% | 546.3062 | 99.7895 | 546.3062 | 99.7895
405.8 | 443.5999 | 13.2182 | 29.3409 | 0 | 1.0829 | 56.6569 | 0 | 0% | 543.8988 | 100.2989 | 543.8988 | 100.2989
405.82 | 440.4955 | 13.2103 | 29.1405 | 0 | 2.4792 | 56.6585 | 0 | 0% | 541.984 | 101.4885 | 541.984 | 101.4885
405.84 | 437.5566 | 13.2025 | 28.951 | 0 | 4.4909 | 56.66 | 0 | 0% | 540.8611 | 103.3044 | 540.8611 | 103.3044
405.86 | 435.1124 | 13.1946 | 28.7942 | 0 | 6.4688 | 56.6616 | 0 | 0% | 540.2315 | 105.1192 | 540.2315 | 105.1192
405.88 | 433.3994 | 13.1867 | 28.6857 | 0 | 7.5799 | 56.6631 | 0 | 0% | 539.5149 | 106.1155 | 539.5149 | 106.1155
405.9 | 432.5276 | 13.1789 | 28.6329 | 0 | 7.8435 | 56.6647 | 0 | 0% | 538.8476 | 106.32 | 538.8476 | 106.32
405.92 | 432.4854 | 13.171 | 28.635 | 0 | 8.768 | 56.6662 | 0 | 0% | 539.7256 | 107.2403 | 539.7256 | 107.2403
405.94 | 433.1778 | 13.1631 | 28.6858 | 0 | 12.491 | 56.6678 | 0 | 0% | 544.1855 | 111.0077 | 544.1855 | 111.0077
405.96 | 434.4817 | 13.1553 | 28.777 | 0 | 19.6671 | 56.6693 | 0 | 0% | 552.7504 | 118.2687 | 552.7504 | 118.2687
405.98 | 436.2902 | 13.1474 | 28.9017 | 0 | 27.9785 | 56.6709 | 0 | 0% | 562.9887 | 126.6985 | 562.9887 | 126.6985
406 | 438.5223 | 13.1396 | 29.0546 | 0 | 33.3665 | 56.6724 | 0 | 0% | 570.7553 | 132.233 | 570.7553 | 132.233
406.02 | 441.0992 | 13.1317 | 29.2303 | 0 | 33.4716 | 56.6739 | 0 | 0% | 573.6067 | 132.5075 | 573.6067 | 132.5075
406.04 | 443.9132 | 13.1238 | 29.4218 | 0 | 29.5076 | 56.6754 | 0 | 0% | 572.6418 | 128.7286 | 572.6418 | 128.7286
406.06 | 446.809 | 13.1159 | 29.6189 | 0 | 24.2687 | 56.6768 | 0 | 0% | 570.4893 | 123.6803 | 570.4893 | 123.6803
406.08 | 449.5875 | 13.1079 | 29.8082 | 0 | 19.1934 | 56.6781 | 0 | 0% | 568.3751 | 118.7876 | 568.3751 | 118.7876
406.1 | 452.0305 | 13.1 | 29.9754 | 0 | 14.2338 | 56.6793 | 0 | 0% | 566.0189 | 113.9884 | 566.0189 | 113.9884
406.12 | 453.9393 | 13.092 | 30.1071 | 0 | 9.6091 | 56.6803 | 0 | 0% | 563.4278 | 109.4886 | 563.4278 | 109.4886
406.14 | 455.1656 | 13.084 | 30.1937 | 0 | 6.3307 | 56.6814 | 0 | 0% | 561.4553 | 106.2898 | 561.4553 | 106.2898
406.16 | 455.6213 | 13.076 | 30.2291 | 0 | 5.1981 | 56.6826 | 0 | 0% | 560.8071 | 105.1857 | 560.8071 | 105.1857
406.18 | 455.2686 | 13.0681 | 30.2109 | 0 | 6.1288 | 56.6839 | 0 | 0% | 561.3602 | 106.0916 | 561.3602 | 106.0916
406.2 | 454.1042 | 13.0602 | 30.1387 | 0 | 8.5365 | 56.6853 | 0 | 0% | 562.5249 | 108.4207 | 562.5249 | 108.4207
406.22 | 452.1475 | 13.0523 | 30.0139 | 0 | 11.8833 | 56.6868 | 0 | 0% | 563.7838 | 111.6363 | 563.7838 | 111.6363
406.24 | 449.432 | 13.0444 | 29.8387 | 0 | 15.694 | 56.6883 | 0 | 0% | 564.6974 | 115.2654 | 564.6974 | 115.2654
406.26 | 446.0005 | 13.0365 | 29.6159 | 0 | 19.3525 | 56.6899 | 0 | 0% | 564.6953 | 118.6947 | 564.6953 | 118.6947
406.28 | 441.9052 | 13.0287 | 29.3489 | 0 | 22.1777 | 56.6914 | 0 | 0% | 563.1519 | 121.2467 | 563.1519 | 121.2467
406.3 | 437.2141 | 13.0208 | 29.0422 | 0 | 23.6542 | 56.693 | 0 | 0% | 559.6244 | 122.4103 | 559.6244 | 122.4103
406.32 | 432.0182 | 13.013 | 28.7019 | 0 | 23.6694 | 56.6946 | 0 | 0% | 554.097 | 122.0789 | 554.097 | 122.0789
406.34 | 426.4317 | 13.0051 | 28.3356 | 0 | 22.7521 | 56.6961 | 0 | 0% | 547.2206 | 120.7889 | 547.2206 | 120.7889
406.36 | 420.591 | 12.9972 | 27.9522 | 0 | 21.811 | 56.6977 | 0 | 0% | 540.0492 | 119.4582 | 540.0492 | 119.4582
406.38 | 414.6718 | 12.9894 | 27.5635 | 0 | 21.2885 | 56.6993 | 0 | 0% | 533.2125 | 118.5407 | 533.2125 | 118.5407
406.4 | 408.9367 | 12.9815 | 27.1869 | 0 | 20.8069 | 56.7008 | 0 | 0% | 526.6128 | 117.6762 | 526.6128 | 117.6762
406.42 | 403.7817 | 12.9737 | 26.8488 | 0 | 19.7292 | 56.7024 | 0 | 0% | 520.0358 | 116.2541 | 520.0358 | 116.2541
406.44 | 399.722 | 12.9658 | 26.5835 | 0 | 17.6671 | 56.704 | 0 | 0% | 513.6424 | 113.9204 | 513.6424 | 113.9204
406.46 | 397.2855 | 12.9579 | 26.426 | 0 | 14.5599 | 56.7055 | 0 | 0% | 507.9349 | 110.6494 | 507.9349 | 110.6494
406.48 | 396.8524 | 12.9501 | 26.4018 | 0 | 10.8879 | 56.7071 | 0 | 0% | 503.7993 | 106.9469 | 503.7993 | 106.9469
406.5 | 398.5092 | 12.9422 | 26.5166 | 0 | 7.8785 | 56.7087 | 0 | 0% | 502.5553 | 104.0461 | 502.5553 | 104.0461
406.52 | 401.9778 | 12.9344 | 26.752 | 0 | 7.0689 | 56.7104 | 0 | 0% | 505.4435 | 103.4657 | 505.4435 | 103.4657
406.54 | 406.6651 | 12.9266 | 27.0686 | 0 | 9.4248 | 56.7121 | 0 | 0% | 512.7972 | 106.1321 | 512.7972 | 106.1321
406.56 | 411.8295 | 12.9188 | 27.417 | 0 | 14.7128 | 56.714 | 0 | 0% | 523.5921 | 111.7626 | 523.5921 | 111.7626
406.58 | 416.7761 | 12.9111 | 27.7509 | 0 | 21.4708 | 56.716 | 0 | 0% | 535.6248 | 118.8487 | 535.6248 | 118.8487
406.6 | 420.9858 | 12.9033 | 28.0358 | 0 | 27.6926 | 56.718 | 0 | 0% | 546.3355 | 125.3498 | 546.3355 | 125.3498
406.62 | 424.1547 | 12.8956 | 28.2515 | 0 | 32.1092 | 56.72 | 0 | 0% | 554.131 | 129.9762 | 554.131 | 129.9762
406.64 | 426.1797 | 12.8878 | 28.391 | 0 | 35.0266 | 56.7219 | 0 | 0% | 559.207 | 133.0273 | 559.207 | 133.0273
406.66 | 427.1247 | 12.8801 | 28.4587 | 0 | 37.4081 | 56.7237 | 0 | 0% | 562.5953 | 135.4705 | 562.5953 | 135.4705
406.68 | 427.1868 | 12.8723 | 28.4676 | 0 | 38.9337 | 56.7255 | 0 | 0% | 564.1858 | 136.999 | 564.1858 | 136.999
406.7 | 426.6618 | 12.8645 | 28.4373 | 0 | 37.6992 | 56.7273 | 0 | 0% | 562.39 | 135.7282 | 562.39 | 135.7282
406.72 | 425.9051 | 12.8567 | 28.3917 | 0 | 32.329 | 56.7291 | 0 | 0% | 556.2115 | 130.3064 | 556.2115 | 130.3064
406.74 | 425.284 | 12.8489 | 28.3551 | 0 | 23.8941 | 56.7309 | 0 | 0% | 547.113 | 121.829 | 547.113 | 121.829
406.76 | 425.1271 | 12.8411 | 28.3494 | 0 | 15.2691 | 56.7328 | 0 | 0% | 538.3195 | 113.1924 | 538.3195 | 113.1924
406.78 | 425.6862 | 12.8333 | 28.3916 | 0 | 8.8713 | 56.7346 | 0 | 0% | 532.5169 | 106.8307 | 532.5169 | 106.8307
406.8 | 427.1185 | 12.8255 | 28.492 | 0 | 5.3945 | 56.7364 | 0 | 0% | 530.5669 | 103.4484 | 530.5669 | 103.4484
406.82 | 429.4855 | 12.8177 | 28.6548 | 0 | 4.4661 | 56.7382 | 0 | 0% | 532.1622 | 102.6767 | 532.1622 | 102.6767
406.84 | 432.7631 | 12.8099 | 28.8784 | 0 | 5.8423 | 56.7399 | 0 | 0% | 537.0336 | 104.2705 | 537.0336 | 104.2705
406.86 | 436.8539 | 12.8021 | 29.1564 | 0 | 9.6525 | 56.7416 | 0 | 0% | 545.2064 | 108.3525 | 545.2064 | 108.3525
406.88 | 441.5951 | 12.7942 | 29.4779 | 0 | 15.756 | 56.7432 | 0 | 0% | 556.3665 | 114.7714 | 556.3665 | 114.7714
406.9 | 446.7596 | 12.7864 | 29.8277 | 0 | 23.1474 | 56.7449 | 0 | 0% | 569.2659 | 122.5063 | 569.2659 | 122.5063
406.92 | 452.0593 | 12.7785 | 30.1867 | 0 | 29.8451 | 56.7465 | 0 | 0% | 581.6161 | 129.5568 | 581.6161 | 129.5568
406.94 | 457.165 | 12.7707 | 30.5328 | 0 | 33.3418 | 56.748 | 0 | 0% | 590.5583 | 133.3933 | 590.5583 | 133.3933
406.96 | 461.7436 | 12.7628 | 30.8439 | 0 | 31.9038 | 56.7496 | 0 | 0% | 594.0037 | 132.2601 | 594.0037 | 132.2601
406.98 | 465.4998 | 12.755 | 31.1 | 0 | 26.1191 | 56.7512 | 0 | 0% | 592.2251 | 126.7253 | 592.2251 | 126.7253
407 | 468.2034 | 12.7471 | 31.286 | 0 | 18.7735 | 56.7527 | 0 | 0% | 587.7627 | 119.5592 | 587.7627 | 119.5592
407.02 | 469.6971 | 12.7392 | 31.3911 | 0 | 12.6159 | 56.7543 | 0 | 0% | 583.1976 | 113.5005 | 583.1976 | 113.5005
407.04 | 469.8776 | 12.7314 | 31.4084 | 0 | 8.4759 | 56.7558 | 0 | 0% | 579.2491 | 109.3715 | 579.2491 | 109.3715
407.06 | 468.66 | 12.7235 | 31.3323 | 0 | 5.6673 | 56.7574 | 0 | 0% | 575.1406 | 106.4806 | 575.1406 | 106.4806
407.08 | 465.9589 | 12.7156 | 31.157 | 0 | 3.4888 | 56.759 | 0 | 0% | 570.0793 | 104.1204 | 570.0793 | 104.1204
407.1 | 461.7187 | 12.7078 | 30.8787 | 0 | 1.83 | 56.7605 | 0 | 0% | 563.8956 | 102.1769 | 563.8956 | 102.1769
407.12 | 455.9912 | 12.6999 | 30.5008 | 0 | 0.78256 | 56.762 | 0 | 0% | 556.7365 | 100.7453 | 556.7365 | 100.7453
407.14 | 449.0079 | 12.692 | 30.0388 | 0 | 0.26755 | 56.7636 | 0 | 0% | 548.7699 | 99.7619 | 548.7699 | 99.7619
407.16 | 441.2053 | 12.6842 | 29.5218 | 0 | 0.072543 | 56.7651 | 0 | 0% | 540.2489 | 99.0436 | 540.2489 | 99.0436
407.18 | 433.1949 | 12.6763 | 28.9908 | 0 | 0.015544 | 56.7667 | 0 | 0% | 531.6442 | 98.4493 | 531.6442 | 98.4493
407.2 | 425.685 | 12.6684 | 28.4931 | 0 | 0.0026335 | 56.7682 | 0 | 0% | 523.6174 | 97.9324 | 523.6174 | 97.9324
407.22 | 419.3717 | 12.6606 | 28.0754 | 0 | 0.00035213 | 56.7698 | 0 | 0% | 516.8777 | 97.5061 | 516.8777 | 97.5061
407.24 | 414.8382 | 12.6527 | 27.7767 | 0 | 3.716e-05 | 56.7713 | 0 | 0% | 512.039 | 97.2008 | 512.039 | 97.2008
407.26 | 412.4945 | 12.6448 | 27.6247 | 0 | 0 | 56.7729 | 0 | 0% | 509.5369 | 97.0424 | 509.5369 | 97.0424
407.28 | 412.547 | 12.637 | 27.633 | 0 | 0 | 56.7744 | 0 | 0% | 509.5914 | 97.0444 | 509.5914 | 97.0444
407.3 | 414.9719 | 12.6291 | 27.8003 | 0 | 0 | 56.776 | 0 | 0% | 512.1772 | 97.2054 | 512.1772 | 97.2054
407.32 | 419.4903 | 12.6212 | 28.1079 | 0 | 0 | 56.7775 | 0 | 0% | 516.997 | 97.5067 | 516.997 | 97.5067
407.34 | 425.5788 | 12.6134 | 28.5208 | 0 | 0 | 56.7791 | 0 | 0% | 523.4921 | 97.9133 | 523.4921 | 97.9133
407.36 | 432.5375 | 12.6055 | 28.9922 | 0 | 0 | 56.7806 | 0 | 0% | 530.9158 | 98.3783 | 530.9158 | 98.3783
407.38 | 439.6027 | 12.5976 | 29.4708 | 0 | 0 | 56.7822 | 0 | 0% | 538.4532 | 98.8506 | 538.4532 | 98.8506
407.4 | 446.073 | 12.5898 | 29.9096 | 0 | 0 | 56.7837 | 0 | 0% | 545.3561 | 99.2831 | 545.3561 | 99.2831
407.42 | 451.4256 | 12.5819 | 30.2736 | 0 | 0 | 56.7853 | 0 | 0% | 551.0664 | 99.6408 | 551.0664 | 99.6408
407.44 | 455.3813 | 12.574 | 30.5441 | 0 | 0 | 56.7868 | 0 | 0% | 555.2862 | 99.9049 | 555.2862 | 99.9049
407.46 | 457.8951 | 12.5662 | 30.7179 | 0 | 0 | 56.7884 | 0 | 0% | 557.9675 | 100.0724 | 557.9675 | 100.0724
407.48 | 459.093 | 12.5583 | 30.8035 | 0 | 0 | 56.7899 | 0 | 0% | 559.2447 | 100.1517 | 559.2447 | 100.1517
407.5 | 459.1975 | 12.5504 | 30.8157 | 0 | 0 | 56.7915 | 0 | 0% | 559.3551 | 100.1576 | 559.3551 | 100.1576
407.52 | 458.4643 | 12.5426 | 30.7718 | 0 | 3.7149e-05 | 56.793 | 0 | 0% | 558.5716 | 100.1074 | 558.5716 | 100.1074
407.54 | 457.1331 | 12.5347 | 30.6877 | 0 | 0.00047833 | 56.7946 | 0 | 0% | 557.1506 | 100.0174 | 557.1506 | 100.0174
407.56 | 455.3901 | 12.5268 | 30.5759 | 0 | 0.0038297 | 56.7961 | 0 | 0% | 555.2928 | 99.9027 | 555.2928 | 99.9027
407.58 | 453.3457 | 12.519 | 30.4439 | 0 | 0.024491 | 56.7977 | 0 | 0% | 553.1306 | 99.785 | 553.1306 | 99.785
407.6 | 451.0334 | 12.5111 | 30.2938 | 0 | 0.12522 | 56.7992 | 0 | 0% | 550.7627 | 99.7293 | 550.7627 | 99.7293
407.62 | 448.4276 | 12.5032 | 30.1239 | 0 | 0.51224 | 56.8008 | 0 | 0% | 548.3678 | 99.9401 | 548.3678 | 99.9401
407.64 | 445.4725 | 12.4954 | 29.9305 | 0 | 1.677 | 56.8023 | 0 | 0% | 546.3777 | 100.9051 | 546.3777 | 100.9051
407.66 | 442.1179 | 12.4875 | 29.7102 | 0 | 4.3934 | 56.8039 | 0 | 0% | 545.5128 | 103.395 | 545.5128 | 103.395
407.68 | 438.3526 | 12.4796 | 29.4622 | 0 | 9.207 | 56.8054 | 0 | 0% | 546.3069 | 107.9543 | 546.3069 | 107.9543
407.7 | 434.2294 | 12.4718 | 29.1901 | 0 | 15.4218 | 56.807 | 0 | 0% | 548.12 | 113.8906 | 548.12 | 113.8906
407.72 | 429.8739 | 12.4639 | 28.9023 | 0 | 20.6257 | 56.8085 | 0 | 0% | 548.6742 | 118.8003 | 548.6742 | 118.8003
407.74 | 425.4788 | 12.456 | 28.6117 | 0 | 22 | 56.8101 | 0 | 0% | 545.3565 | 119.8778 | 545.3565 | 119.8778
407.76 | 421.2835 | 12.4482 | 28.3345 | 0 | 18.691 | 56.8116 | 0 | 0% | 537.5687 | 116.2852 | 537.5687 | 116.2852
407.78 | 417.5467 | 12.4403 | 28.088 | 0 | 12.6329 | 56.8132 | 0 | 0% | 527.521 | 109.9743 | 527.521 | 109.9743
407.8 | 414.5141 | 12.4324 | 27.8888 | 0 | 6.7874 | 56.8147 | 0 | 0% | 518.4375 | 103.9234 | 518.4375 | 103.9234
407.82 | 412.386 | 12.4246 | 27.7505 | 0 | 2.9132 | 56.8163 | 0 | 0% | 512.2904 | 99.9044 | 512.2904 | 99.9044
407.84 | 411.2925 | 12.4167 | 27.6817 | 0 | 1.0785 | 56.8178 | 0 | 0% | 509.2873 | 97.9947 | 509.2873 | 97.9947
407.86 | 411.2841 | 12.4088 | 27.6859 | 0 | 0.63419 | 56.8194 | 0 | 0% | 508.8324 | 97.5483 | 508.8324 | 97.5483
407.88 | 412.3332 | 12.401 | 27.7614 | 0 | 1.1365 | 56.8209 | 0 | 0% | 510.453 | 98.1198 | 510.453 | 98.1198
407.9 | 414.3388 | 12.3931 | 27.9013 | 0 | 2.4861 | 56.8225 | 0 | 0% | 513.9417 | 99.6029 | 513.9417 | 99.6029
407.92 | 417.136 | 12.3852 | 28.0945 | 0 | 4.4867 | 56.824 | 0 | 0% | 518.9265 | 101.7905 | 518.9265 | 101.7905
407.94 | 420.5215 | 12.3774 | 28.3274 | 0 | 6.4536 | 56.8256 | 0 | 0% | 524.5054 | 103.9839 | 524.5054 | 103.9839
407.96 | 424.2968 | 12.3695 | 28.5867 | 0 | 7.527 | 56.8271 | 0 | 0% | 529.607 | 105.3103 | 529.607 | 105.3103
407.98 | 428.3118 | 12.3616 | 28.8622 | 0 | 7.6628 | 56.8287 | 0 | 0% | 534.0271 | 105.7153 | 534.0271 | 105.7153
408 | 432.4858 | 12.3538 | 29.1485 | 0 | 8.2452 | 56.8302 | 0 | 0% | 539.0635 | 106.5776 | 539.0635 | 106.5776
408.02 | 436.801 | 12.3459 | 29.4444 | 0 | 11.2718 | 56.8318 | 0 | 0% | 546.6948 | 109.8938 | 546.6948 | 109.8938
408.04 | 441.2749 | 12.338 | 29.7511 | 0 | 17.4112 | 56.8333 | 0 | 0% | 557.6086 | 116.3337 | 557.6086 | 116.3337
408.06 | 445.9237 | 12.3302 | 30.0697 | 0 | 24.7061 | 56.8349 | 0 | 0% | 569.8646 | 123.9409 | 569.8646 | 123.9409
408.08 | 450.73 | 12.3223 | 30.399 | 0 | 29.7645 | 56.8365 | 0 | 0% | 580.0523 | 129.3223 | 580.0523 | 129.3223
408.1 | 455.6262 | 12.3144 | 30.7346 | 0 | 30.8891 | 56.838 | 0 | 0% | 586.4023 | 130.7761 | 586.4023 | 130.7761
408.12 | 460.4981 | 12.3066 | 31.0685 | 0 | 29.7797 | 56.8396 | 0 | 0% | 590.4925 | 129.9944 | 590.4925 | 129.9944
408.14 | 465.1984 | 12.2987 | 31.3911 | 0 | 29.7963 | 56.8411 | 0 | 0% | 595.5255 | 130.3272 | 595.5255 | 130.3272
408.16 | 469.5635 | 12.2908 | 31.6911 | 0 | 33.0658 | 56.8427 | 0 | 0% | 603.4539 | 133.8904 | 603.4539 | 133.8904
408.18 | 473.4296 | 12.283 | 31.9575 | 0 | 39.2429 | 56.8442 | 0 | 0% | 613.7572 | 140.3276 | 613.7572 | 140.3276
408.2 | 476.6501 | 12.2751 | 32.1804 | 0 | 45.7113 | 56.8458 | 0 | 0% | 623.6627 | 147.0126 | 623.6627 | 147.0126
408.22 | 479.1144 | 12.2672 | 32.3523 | 0 | 48.6199 | 56.8474 | 0 | 0% | 629.2012 | 150.0868 | 629.2012 | 150.0868
408.24 | 480.7623 | 12.2594 | 32.4691 | 0 | 45.1917 | 56.8489 | 0 | 0% | 627.5314 | 146.7691 | 627.5314 | 146.7691
408.26 | 481.5861 | 12.2515 | 32.5303 | 0 | 35.9552 | 56.8505 | 0 | 0% | 619.1736 | 137.5875 | 619.1736 | 137.5875
408.28 | 481.6223 | 12.2437 | 32.5384 | 0 | 24.4451 | 56.852 | 0 | 0% | 607.7014 | 126.0791 | 607.7014 | 126.0791
408.3 | 480.9405 | 12.2358 | 32.4979 | 0 | 14.7172 | 56.8536 | 0 | 0% | 597.245 | 116.3045 | 597.245 | 116.3045
408.32 | 479.6314 | 12.2279 | 32.415 | 0 | 9.2267 | 56.8552 | 0 | 0% | 590.3561 | 110.7247 | 590.3561 | 110.7247
408.34 | 477.7963 | 12.2201 | 32.2965 | 0 | 8.3409 | 56.8567 | 0 | 0% | 587.5105 | 109.7141 | 587.5105 | 109.7141
408.36 | 475.5404 | 12.2122 | 32.1496 | 0 | 10.86 | 56.8583 | 0 | 0% | 587.6204 | 112.08 | 587.6204 | 112.08
408.38 | 472.9724 | 12.2043 | 31.9815 | 0 | 14.6644 | 56.8598 | 0 | 0% | 588.6824 | 115.71 | 588.6824 | 115.71
408.4 | 470.2116 | 12.1965 | 31.8003 | 0 | 17.3561 | 56.8614 | 0 | 0% | 588.4259 | 118.2143 | 588.4259 | 118.2143
408.42 | 467.3938 | 12.1886 | 31.6152 | 0 | 17.186 | 56.8629 | 0 | 0% | 585.2465 | 117.8527 | 585.2465 | 117.8527
408.44 | 464.6672 | 12.1807 | 31.4362 | 0 | 14.0265 | 56.8645 | 0 | 0% | 579.1752 | 114.5079 | 579.1752 | 114.5079
408.46 | 462.1776 | 12.1729 | 31.2732 | 0 | 9.4487 | 56.8661 | 0 | 0% | 571.9385 | 109.7609 | 571.9385 | 109.7609
408.48 | 460.0492 | 12.165 | 31.1346 | 0 | 5.5497 | 56.8676 | 0 | 0% | 565.7661 | 105.7169 | 565.7661 | 105.7169
408.5 | 458.3734 | 12.1571 | 31.0265 | 0 | 3.582 | 56.8692 | 0 | 0% | 562.0082 | 103.6348 | 562.0082 | 103.6348
408.52 | 457.2083 | 12.1493 | 30.9531 | 0 | 3.5372 | 56.8707 | 0 | 0% | 560.7186 | 103.5103 | 560.7186 | 103.5103
408.54 | 456.5905 | 12.1414 | 30.9166 | 0 | 4.6371 | 56.8723 | 0 | 0% | 561.1579 | 104.5674 | 561.1579 | 104.5674
408.56 | 456.5519 | 12.1335 | 30.9194 | 0 | 6.0475 | 56.8739 | 0 | 0% | 562.5261 | 105.9743 | 562.5261 | 105.9743
408.58 | 457.1313 | 12.1257 | 30.964 | 0 | 7.3569 | 56.8754 | 0 | 0% | 564.4532 | 107.322 | 564.4532 | 107.322
408.6 | 458.3655 | 12.1178 | 31.053 | 0 | 8.6377 | 56.877 | 0 | 0% | 567.051 | 108.6855 | 567.051 | 108.6855
408.62 | 460.2642 | 12.11 | 31.1871 | 0 | 10.1989 | 56.8785 | 0 | 0% | 570.6387 | 110.3745 | 570.6387 | 110.3745
408.64 | 462.7887 | 12.1021 | 31.3636 | 0 | 12.2981 | 56.8801 | 0 | 0% | 575.4325 | 112.6438 | 575.4325 | 112.6438
408.66 | 465.8508 | 12.0942 | 31.5766 | 0 | 14.9281 | 56.8817 | 0 | 0% | 581.3314 | 115.4806 | 581.3314 | 115.4806
408.68 | 469.3304 | 12.0864 | 31.818 | 0 | 17.7748 | 56.8832 | 0 | 0% | 587.8928 | 118.5624 | 587.8928 | 118.5624
408.7 | 473.101 | 12.0785 | 32.0792 | 0 | 20.4345 | 56.8848 | 0 | 0% | 594.5779 | 121.4769 | 594.5779 | 121.4769
408.72 | 477.0548 | 12.0706 | 32.3529 | 0 | 22.6035 | 56.8863 | 0 | 0% | 600.9681 | 123.9133 | 600.9681 | 123.9133
408.74 | 481.1181 | 12.0628 | 32.6341 | 0 | 23.9982 | 56.8879 | 0 | 0% | 606.7011 | 125.5829 | 606.7011 | 125.5829
408.76 | 485.2503 | 12.0549 | 32.9201 | 0 | 24.2971 | 56.8895 | 0 | 0% | 611.4119 | 126.1616 | 611.4119 | 126.1616
408.78 | 489.4264 | 12.047 | 33.2092 | 0 | 23.2506 | 56.891 | 0 | 0% | 614.8242 | 125.3978 | 614.8242 | 125.3978
408.8 | 493.6123 | 12.0392 | 33.499 | 0 | 20.7314 | 56.8926 | 0 | 0% | 616.7744 | 123.1622 | 616.7744 | 123.1622
408.82 | 497.7422 | 12.0313 | 33.7851 | 0 | 16.8092 | 56.8941 | 0 | 0% | 617.262 | 119.5198 | 617.262 | 119.5198
408.84 | 501.7105 | 12.0234 | 34.0604 | 0 | 12.0072 | 56.8957 | 0 | 0% | 616.6972 | 114.9867 | 616.6972 | 114.9867
408.86 | 505.3828 | 12.0156 | 34.3156 | 0 | 7.3477 | 56.8973 | 0 | 0% | 615.9589 | 110.5762 | 615.9589 | 110.5762
408.88 | 508.6228 | 12.0077 | 34.5416 | 0 | 3.859 | 56.8988 | 0 | 0% | 615.9299 | 107.3071 | 615.9299 | 107.3071
408.9 | 511.3256 | 11.9999 | 34.7311 | 0 | 2.0133 | 56.9004 | 0 | 0% | 616.9703 | 105.6447 | 616.9703 | 105.6447
408.92 | 513.4447 | 11.992 | 34.8811 | 0 | 1.6841 | 56.902 | 0 | 0% | 618.9039 | 105.4592 | 618.9039 | 105.4592
408.94 | 514.9986 | 11.9841 | 34.9927 | 0 | 2.4799 | 56.9035 | 0 | 0% | 621.3588 | 106.3603 | 621.3588 | 106.3603
408.96 | 516.0499 | 11.9763 | 35.0702 | 0 | 4.0109 | 56.9051 | 0 | 0% | 624.0123 | 107.9624 | 624.0123 | 107.9624
408.98 | 516.672 | 11.9684 | 35.1185 | 0 | 5.9619 | 56.9066 | 0 | 0% | 626.6275 | 109.9555 | 626.6275 | 109.9555
409 | 516.9217 | 11.9605 | 35.1416 | 0 | 7.9978 | 56.9082 | 0 | 0% | 628.9299 | 112.0081 | 628.9299 | 112.0081
409.02 | 516.8236 | 11.9527 | 35.141 | 0 | 9.5577 | 56.9098 | 0 | 0% | 630.3847 | 113.5611 | 630.3847 | 113.5611
409.04 | 516.3566 | 11.9448 | 35.1153 | 0 | 9.9029 | 56.9113 | 0 | 0% | 630.231 | 113.8744 | 630.231 | 113.8744
409.06 | 515.4502 | 11.9369 | 35.0598 | 0 | 8.6633 | 56.9129 | 0 | 0% | 628.0232 | 112.573 | 628.0232 | 112.573
409.08 | 514.0171 | 11.9291 | 34.9683 | 0 | 6.3032 | 56.9145 | 0 | 0% | 624.1322 | 110.1151 | 624.1322 | 110.1151
409.1 | 512.0456 | 11.9212 | 34.8403 | 0 | 3.824 | 56.916 | 0 | 0% | 619.5471 | 107.5015 | 619.5471 | 107.5015
409.12 | 509.7088 | 11.9133 | 34.6873 | 0 | 2.0531 | 56.9176 | 0 | 0% | 615.2801 | 105.5713 | 615.2801 | 105.5713
409.14 | 507.3969 | 11.9055 | 34.536 | 0 | 1.3371 | 56.9191 | 0 | 0% | 612.0946 | 104.6977 | 612.0946 | 104.6977
409.16 | 505.6182 | 11.8976 | 34.421 | 0 | 1.7565 | 56.9206 | 0 | 0% | 610.6139 | 104.9958 | 610.6139 | 104.9958
409.18 | 504.8251 | 11.8897 | 34.3732 | 0 | 3.363 | 56.9221 | 0 | 0% | 611.373 | 106.5479 | 611.373 | 106.5479
409.2 | 505.261 | 11.8818 | 34.409 | 0 | 6.1218 | 56.9234 | 0 | 0% | 614.597 | 109.3359 | 614.597 | 109.3359
409.22 | 506.8784 | 11.8738 | 34.5254 | 0 | 9.687 | 56.9246 | 0 | 0% | 619.8891 | 113.0108 | 619.8891 | 113.0108
409.24 | 509.3374 | 11.8658 | 34.6991 | 0 | 13.2853 | 56.9257 | 0 | 0% | 626.1133 | 116.7758 | 626.1133 | 116.7758
409.26 | 512.081 | 11.8578 | 34.8922 | 0 | 15.8847 | 56.9268 | 0 | 0% | 631.6424 | 119.5614 | 631.6424 | 119.5614
409.28 | 514.4724 | 11.8499 | 35.0613 | 0 | 16.6888 | 56.9279 | 0 | 0% | 635.0003 | 120.5279 | 635.0003 | 120.5279
409.3 | 515.9776 | 11.8419 | 35.17 | 0 | 15.6654 | 56.9292 | 0 | 0% | 635.5842 | 119.6065 | 635.5842 | 119.6065
409.32 | 516.3342 | 11.834 | 35.2004 | 0 | 13.546 | 56.9306 | 0 | 0% | 633.8453 | 117.5111 | 633.8453 | 117.5111
409.34 | 515.6093 | 11.8261 | 35.1571 | 0 | 11.2977 | 56.9321 | 0 | 0% | 630.8224 | 115.2131 | 630.8224 | 115.2131
409.36 | 514.096 | 11.8183 | 35.06 | 0 | 9.7568 | 56.9336 | 0 | 0% | 627.6646 | 113.5687 | 627.6646 | 113.5687
409.38 | 512.1249 | 11.8104 | 34.9317 | 0 | 9.5702 | 56.9352 | 0 | 0% | 625.3723 | 113.2474 | 625.3723 | 113.2474
409.4 | 509.9149 | 11.8025 | 34.787 | 0 | 10.9386 | 56.9368 | 0 | 0% | 624.3798 | 114.4649 | 624.3798 | 114.4649
409.42 | 507.5289 | 11.7947 | 34.6302 | 0 | 13.2916 | 56.9384 | 0 | 0% | 624.1837 | 116.6549 | 624.1837 | 116.6549
409.44 | 504.9262 | 11.7868 | 34.4586 | 0 | 15.496 | 56.9399 | 0 | 0% | 623.6076 | 118.6814 | 623.6076 | 118.6814
409.46 | 502.0716 | 11.779 | 34.2698 | 0 | 16.5104 | 56.9415 | 0 | 0% | 621.5723 | 119.5007 | 621.5723 | 119.5007
409.48 | 499.034 | 11.7711 | 34.0683 | 0 | 15.9811 | 56.9431 | 0 | 0% | 617.7977 | 118.7637 | 617.7977 | 118.7637
409.5 | 496.0158 | 11.7632 | 33.8682 | 0 | 14.4765 | 56.9447 | 0 | 0% | 613.0684 | 117.0526 | 613.0684 | 117.0526
409.52 | 493.3103 | 11.7554 | 33.6894 | 0 | 13.0169 | 56.9463 | 0 | 0% | 608.7182 | 115.4079 | 608.7182 | 115.4079
409.54 | 491.2352 | 11.7475 | 33.5535 | 0 | 12.016 | 56.9478 | 0 | 0% | 605.5001 | 114.2649 | 605.5001 | 114.2649
409.56 | 490.0702 | 11.7397 | 33.4799 | 0 | 10.844 | 56.9494 | 0 | 0% | 603.0832 | 113.013 | 603.0832 | 113.013
409.58 | 489.9722 | 11.7318 | 33.4791 | 0 | 8.7467 | 56.951 | 0 | 0% | 600.8807 | 110.9085 | 600.8807 | 110.9085
409.6 | 490.8426 | 11.724 | 33.5444 | 0 | 5.91 | 56.9526 | 0 | 0% | 598.9735 | 108.131 | 598.9735 | 108.131
409.62 | 492.2145 | 11.7161 | 33.644 | 0 | 3.2883 | 56.9542 | 0 | 0% | 597.8171 | 105.6026 | 597.8171 | 105.6026
409.64 | 493.3096 | 11.7082 | 33.7247 | 0 | 1.695 | 56.9557 | 0 | 0% | 597.3933 | 104.0837 | 597.3933 | 104.0837
409.66 | 493.3166 | 11.7004 | 33.731 | 0 | 1.4225 | 56.9573 | 0 | 0% | 597.1278 | 103.8112 | 597.1278 | 103.8112
409.68 | 491.7306 | 11.6925 | 33.6284 | 0 | 2.5017 | 56.9589 | 0 | 0% | 596.5121 | 104.7815 | 596.5121 | 104.7815
409.7 | 488.5271 | 11.6847 | 33.4151 | 0 | 4.8431 | 56.9605 | 0 | 0% | 595.4304 | 106.9033 | 595.4304 | 106.9033
409.72 | 484.0963 | 11.6768 | 33.1177 | 0 | 8.0055 | 56.9621 | 0 | 0% | 593.8584 | 109.7621 | 593.8584 | 109.7621
409.74 | 479.0297 | 11.6689 | 32.7768 | 0 | 11.1879 | 56.9636 | 0 | 0% | 591.627 | 112.5973 | 591.627 | 112.5973
409.76 | 473.8827 | 11.6611 | 32.4303 | 0 | 13.8582 | 56.9652 | 0 | 0% | 588.7975 | 114.9148 | 588.7975 | 114.9148
409.78 | 469.0125 | 11.6532 | 32.1026 | 0 | 16.2837 | 56.9668 | 0 | 0% | 586.0188 | 117.0063 | 586.0188 | 117.0063
409.8 | 464.5375 | 11.6454 | 31.8019 | 0 | 18.9598 | 56.9684 | 0 | 0% | 583.9129 | 119.3754 | 583.9129 | 119.3754
409.82 | 460.3982 | 11.6375 | 31.524 | 0 | 21.5171 | 56.97 | 0 | 0% | 582.0468 | 121.6486 | 582.0468 | 121.6486
409.84 | 456.4477 | 11.6296 | 31.259 | 0 | 22.7336 | 56.9715 | 0 | 0% | 579.0415 | 122.5938 | 579.0415 | 122.5938
409.86 | 452.5222 | 11.6218 | 30.9956 | 0 | 21.7167 | 56.9731 | 0 | 0% | 573.8294 | 121.3072 | 573.8294 | 121.3072
409.88 | 448.4804 | 11.6139 | 30.7241 | 0 | 18.6425 | 56.9747 | 0 | 0% | 566.4356 | 117.9552 | 566.4356 | 117.9552
409.9 | 444.2263 | 11.6061 | 30.438 | 0 | 14.4024 | 56.9763 | 0 | 0% | 557.6491 | 113.4227 | 557.6491 | 113.4227
409.92 | 439.716 | 11.5984 | 30.1342 | 0 | 10.0958 | 56.9779 | 0 | 0% | 548.5222 | 108.8062 | 548.5222 | 108.8062
409.94 | 434.9362 | 11.5911 | 29.8118 | 0 | 6.9099 | 56.9794 | 0 | 0% | 540.2284 | 105.2922 | 540.2284 | 105.2922
409.96 | 429.8644 | 11.5845 | 29.4692 | 0 | 5.9336 | 56.981 | 0 | 0% | 533.8328 | 103.9684 | 533.8328 | 103.9684
409.98 | 424.4548 | 11.5795 | 29.1033 | 0 | 7.6488 | 56.9826 | 0 | 0% | 529.769 | 105.3142 | 529.769 | 105.3142
410 | 418.6973 | 11.5765 | 28.7134 | 0 | 11.4612 | 56.9842 | 0 | 0% | 527.4325 | 108.7352 | 527.4325 | 108.7352
410.02 | 412.7101 | 11.5759 | 28.3074 | 0 | 15.7608 | 56.9858 | 0 | 0% | 525.3399 | 112.6299 | 525.3399 | 112.6299
410.04 | 406.7595 | 11.5774 | 27.9037 | 0 | 18.683 | 56.9874 | 0 | 0% | 521.9109 | 115.1514 | 521.9109 | 115.1514
410.06 | 401.1573 | 11.5803 | 27.5238 | 0 | 19.1353 | 56.9889 | 0 | 0% | 516.3857 | 115.2284 | 516.3857 | 115.2284
410.08 | 396.1212 | 11.5841 | 27.1825 | 0 | 17.3705 | 56.9905 | 0 | 0% | 509.2488 | 113.1277 | 509.2488 | 113.1277
410.1 | 391.7257 | 11.5882 | 26.8851 | 0 | 14.7604 | 56.9921 | 0 | 0% | 501.9515 | 110.2259 | 501.9515 | 110.2259
410.12 | 387.9643 | 11.5924 | 26.6312 | 0 | 12.8504 | 56.9937 | 0 | 0% | 496.0321 | 108.0677 | 496.0321 | 108.0677
410.14 | 384.8338 | 11.5967 | 26.4204 | 0 | 12.2009 | 56.9953 | 0 | 0% | 492.0471 | 107.2133 | 492.0471 | 107.2133
410.16 | 382.361 | 11.601 | 26.2548 | 0 | 12.074 | 56.9968 | 0 | 0% | 489.2877 | 106.9267 | 489.2877 | 106.9267
410.18 | 380.5638 | 11.6053 | 26.1355 | 0 | 11.4695 | 56.9984 | 0 | 0% | 486.7725 | 106.2087 | 486.7725 | 106.2087
410.2 | 379.3886 | 11.6096 | 26.0589 | 0 | 10.3178 | 57 | 0 | 0% | 484.3748 | 104.9862 | 484.3748 | 104.9862
410.22 | 378.6737 | 11.6138 | 26.0138 | 0 | 9.3352 | 57.0016 | 0 | 0% | 482.6381 | 103.9645 | 482.6381 | 103.9645
410.24 | 378.1778 | 11.6181 | 25.9838 | 0 | 8.8786 | 57.0032 | 0 | 0% | 481.6615 | 103.4837 | 481.6615 | 103.4837
410.26 | 377.677 | 11.6224 | 25.9535 | 0 | 8.4165 | 57.0048 | 0 | 0% | 480.6741 | 102.9971 | 480.6741 | 102.9971
410.28 | 377.0772 | 11.6267 | 25.9163 | 0 | 7.2205 | 57.0063 | 0 | 0% | 478.8471 | 101.7698 | 478.8471 | 101.7698
410.3 | 376.4746 | 11.631 | 25.8789 | 0 | 5.2453 | 57.0079 | 0 | 0% | 476.2377 | 99.7631 | 476.2377 | 99.7631
410.32 | 376.1447 | 11.6352 | 25.8603 | 0 | 3.1312 | 57.0095 | 0 | 0% | 473.781 | 97.6363 | 473.781 | 97.6363
410.34 | 376.4837 | 11.6395 | 25.8877 | 0 | 1.5434 | 57.0111 | 0 | 0% | 472.5653 | 96.0817 | 472.5653 | 96.0817
410.36 | 377.9263 | 11.6438 | 25.991 | 0 | 0.74929 | 57.0127 | 0 | 0% | 473.3231 | 95.3968 | 473.3231 | 95.3968
410.38 | 380.8404 | 11.6481 | 26.1956 | 0 | 0.78716 | 57.0142 | 0 | 0% | 476.4855 | 95.6451 | 476.4855 | 95.6451
410.4 | 385.3996 | 11.6524 | 26.5134 | 0 | 1.8297 | 57.0158 | 0 | 0% | 482.411 | 97.0114 | 482.411 | 97.0114
410.42 | 391.4855 | 11.6566 | 26.9364 | 0 | 4.2137 | 57.0174 | 0 | 0% | 491.3097 | 99.8242 | 491.3097 | 99.8242
410.44 | 398.7169 | 11.6609 | 27.4382 | 0 | 7.9488 | 57.019 | 0 | 0% | 502.7839 | 104.067 | 502.7839 | 104.067
410.46 | 406.63 | 11.6652 | 27.9872 | 0 | 12.1345 | 57.0206 | 0 | 0% | 515.4375 | 108.8075 | 515.4375 | 108.8075
410.48 | 414.8804 | 11.6695 | 28.5595 | 0 | 15.1034 | 57.0222 | 0 | 0% | 527.235 | 112.3546 | 527.235 | 112.3546
410.5 | 423.3018 | 11.6738 | 29.1438 | 0 | 15.4777 | 57.0237 | 0 | 0% | 536.6209 | 113.319 | 536.6209 | 113.319
410.52 | 431.8052 | 11.678 | 29.7339 | 0 | 13.1708 | 57.0253 | 0 | 0% | 543.4133 | 111.6081 | 543.4133 | 111.6081
410.54 | 440.2458 | 11.6823 | 30.3198 | 0 | 9.3481 | 57.0269 | 0 | 0% | 548.6229 | 108.3772 | 548.6229 | 108.3772
410.56 | 448.3762 | 11.6866 | 30.8846 | 0 | 5.5268 | 57.0285 | 0 | 0% | 553.5026 | 105.1265 | 553.5026 | 105.1265
410.58 | 455.904 | 11.6909 | 31.408 | 0 | 2.7041 | 57.0301 | 0 | 0% | 558.737 | 102.833 | 558.737 | 102.833
410.6 | 462.6059 | 11.6952 | 31.8746 | 0 | 1.0846 | 57.0317 | 0 | 0% | 564.2919 | 101.686 | 564.2919 | 101.686
410.62 | 468.4262 | 11.6994 | 32.2807 | 0 | 0.35313 | 57.0333 | 0 | 0% | 569.7927 | 101.3665 | 569.7927 | 101.3665
410.64 | 473.48 | 11.7037 | 32.634 | 0 | 0.092757 | 57.0348 | 0 | 0% | 574.9453 | 101.4653 | 574.9453 | 101.4653
410.66 | 477.9455 | 11.708 | 32.9469 | 0 | 0.021368 | 57.0364 | 0 | 0% | 579.6582 | 101.7127 | 579.6582 | 101.7127
410.68 | 481.9368 | 11.7123 | 33.2272 | 0 | 0.018058 | 57.038 | 0 | 0% | 583.9324 | 101.9956 | 583.9324 | 101.9956
410.7 | 485.472 | 11.7166 | 33.4762 | 0 | 0.088248 | 57.0396 | 0 | 0% | 587.7926 | 102.3206 | 587.7926 | 102.3206
410.72 | 488.5407 | 11.7208 | 33.693 | 0 | 0.41174 | 57.0412 | 0 | 0% | 591.4075 | 102.8668 | 591.4075 | 102.8668
410.74 | 491.17 | 11.7251 | 33.8797 | 0 | 1.5288 | 57.0428 | 0 | 0% | 595.3463 | 104.1763 | 595.3463 | 104.1763
410.76 | 493.42 | 11.7294 | 34.0402 | 0 | 4.5066 | 57.0443 | 0 | 0% | 600.7406 | 107.3206 | 600.7406 | 107.3206
410.78 | 495.3471 | 11.7337 | 34.1785 | 0 | 10.5804 | 57.0459 | 0 | 0% | 608.8856 | 113.5384 | 608.8856 | 113.5384
410.8 | 497.0081 | 11.738 | 34.2984 | 0 | 19.8772 | 57.0475 | 0 | 0% | 619.9692 | 122.9611 | 619.9692 | 122.9611
410.82 | 498.4991 | 11.7422 | 34.4067 | 0 | 30.082 | 57.0491 | 0 | 0% | 631.7791 | 133.2801 | 631.7791 | 133.2801
410.84 | 499.9461 | 11.7465 | 34.512 | 0 | 36.9906 | 57.0507 | 0 | 0% | 640.246 | 140.2998 | 640.246 | 140.2998
410.86 | 501.4102 | 11.7508 | 34.6185 | 0 | 37.3247 | 57.0523 | 0 | 0% | 642.1565 | 140.7463 | 642.1565 | 140.7463
410.88 | 502.7939 | 11.7551 | 34.7195 | 0 | 31.1975 | 57.0538 | 0 | 0% | 637.5198 | 134.7259 | 637.5198 | 134.7259
410.9 | 503.8695 | 11.7594 | 34.7992 | 0 | 21.7586 | 57.0554 | 0 | 0% | 629.2421 | 125.3726 | 629.2421 | 125.3726
410.92 | 504.4297 | 11.7636 | 34.8433 | 0 | 12.7957 | 57.057 | 0 | 0% | 620.8894 | 116.4597 | 620.8894 | 116.4597
410.94 | 504.4359 | 11.7679 | 34.8492 | 0 | 6.7833 | 57.0586 | 0 | 0% | 614.895 | 110.4591 | 614.895 | 110.4591
410.96 | 504.054 | 11.7722 | 34.8283 | 0 | 4.5892 | 57.0602 | 0 | 0% | 612.3038 | 108.2499 | 612.3038 | 108.2499
410.98 | 503.5658 | 11.7765 | 34.8 | 0 | 6.1597 | 57.0618 | 0 | 0% | 613.3638 | 109.798 | 613.3638 | 109.798
411 | 503.2186 | 11.7808 | 34.7815 | 0 | 10.8223 | 57.0634 | 0 | 0% | 617.6664 | 114.4479 | 617.6664 | 114.4479
411.02 | 503.0906 | 11.785 | 34.7781 | 0 | 16.8032 | 57.0649 | 0 | 0% | 623.5219 | 120.4313 | 623.5219 | 120.4313
411.04 | 503.0591 | 11.7893 | 34.7814 | 0 | 21.1763 | 57.0665 | 0 | 0% | 627.8726 | 124.8135 | 627.8726 | 124.8135
411.06 | 502.892 | 11.7936 | 34.7753 | 0 | 21.3989 | 57.0681 | 0 | 0% | 627.9278 | 125.0359 | 627.9278 | 125.0359
411.08 | 502.3884 | 11.7979 | 34.7459 | 0 | 17.3051 | 57.0697 | 0 | 0% | 623.307 | 120.9186 | 623.307 | 120.9186
411.1 | 501.4643 | 11.8022 | 34.6874 | 0 | 11.1898 | 57.0713 | 0 | 0% | 616.2149 | 114.7506 | 616.2149 | 114.7506
411.12 | 500.1616 | 11.8064 | 34.6027 | 0 | 5.7798 | 57.0729 | 0 | 0% | 609.4234 | 109.2619 | 609.4234 | 109.2619
411.14 | 498.6386 | 11.8107 | 34.5028 | 0 | 2.3821 | 57.0745 | 0 | 0% | 604.4087 | 105.7701 | 604.4087 | 105.7701
411.16 | 497.1725 | 11.815 | 34.4067 | 0 | 0.78239 | 57.076 | 0 | 0% | 601.2527 | 104.0802 | 601.2527 | 104.0802
411.18 | 496.1266 | 11.8193 | 34.3398 | 0 | 0.20453 | 57.0776 | 0 | 0% | 599.5678 | 103.4412 | 599.5678 | 103.4412
411.2 | 495.8231 | 11.8236 | 34.3242 | 0 | 0.042502 | 57.0792 | 0 | 0% | 599.0926 | 103.2695 | 599.0926 | 103.2695
411.22 | 496.3638 | 11.8279 | 34.3671 | 0 | 0.007013 | 57.0808 | 0 | 0% | 599.6465 | 103.2827 | 599.6465 | 103.2827
411.24 | 497.5492 | 11.8321 | 34.4546 | 0 | 0.0009179 | 57.0824 | 0 | 0% | 600.9193 | 103.37 | 600.9193 | 103.37
411.26 | 498.9844 | 11.8364 | 34.5594 | 0 | 8.9034e-05 | 57.084 | 0 | 0% | 602.4642 | 103.4799 | 602.4642 | 103.4799
411.28 | 500.2821 | 11.8407 | 34.6547 | 0 | 1.0803e-13 | 57.0856 | 0 | 0% | 603.863 | 103.581 | 603.863 | 103.581
411.3 | 501.2095 | 11.845 | 34.7244 | 0 | 9.3958e-15 | 57.0872 | 0 | 0% | 604.866 | 103.6565 | 604.866 | 103.6565
411.32 | 501.7143 | 11.8493 | 34.7648 | 0 | 5.1927e-05 | 57.0887 | 0 | 0% | 605.4172 | 103.7029 | 605.4172 | 103.7029
411.34 | 501.8705 | 11.8535 | 34.7811 | 0 | 0.00049207 | 57.0903 | 0 | 0% | 605.596 | 103.7255 | 605.596 | 103.7255
411.36 | 501.8045 | 11.8578 | 34.782 | 0 | 0.0038062 | 57.0919 | 0 | 0% | 605.54 | 103.7355 | 605.54 | 103.7355
411.38 | 501.6427 | 11.8621 | 34.7763 | 0 | 0.022916 | 57.0935 | 0 | 0% | 605.3974 | 103.7548 | 605.3974 | 103.7548
411.4 | 501.4968 | 11.8664 | 34.7716 | 0 | 0.11012 | 57.0951 | 0 | 0% | 605.34 | 103.8432 | 605.34 | 103.8432
411.42 | 501.4687 | 11.8707 | 34.7752 | 0 | 0.42472 | 57.0967 | 0 | 0% | 605.6359 | 104.1672 | 605.6359 | 104.1672
411.44 | 501.6443 | 11.8749 | 34.7928 | 0 | 1.325 | 57.0983 | 0 | 0% | 606.7353 | 105.091 | 606.7353 | 105.091
411.46 | 502.07 | 11.8792 | 34.8278 | 0 | 3.3746 | 57.0998 | 0 | 0% | 609.2515 | 107.1815 | 609.2515 | 107.1815
411.48 | 502.7418 | 11.8835 | 34.8799 | 0 | 7.087 | 57.1014 | 0 | 0% | 613.6936 | 110.9518 | 613.6936 | 110.9518
411.5 | 503.6461 | 11.8878 | 34.9482 | 0 | 12.3713 | 57.103 | 0 | 0% | 619.9564 | 116.3103 | 619.9564 | 116.3103
411.52 | 504.8297 | 11.8921 | 35.0359 | 0 | 18.0161 | 57.1046 | 0 | 0% | 626.8783 | 122.0486 | 626.8783 | 122.0486
411.54 | 506.4267 | 11.8963 | 35.1523 | 0 | 21.8397 | 57.1062 | 0 | 0% | 632.4213 | 125.9945 | 632.4213 | 125.9945
411.56 | 508.6002 | 11.9006 | 35.3087 | 0 | 21.8808 | 57.1078 | 0 | 0% | 634.7981 | 126.1979 | 634.7981 | 126.1979
411.58 | 511.4354 | 11.9049 | 35.5112 | 0 | 17.9436 | 57.1094 | 0 | 0% | 633.9044 | 122.4691 | 633.9044 | 122.4691
411.6 | 514.8563 | 11.9092 | 35.7544 | 0 | 11.9286 | 57.111 | 0 | 0% | 631.5595 | 116.7031 | 631.5595 | 116.7031
411.62 | 518.5959 | 11.9135 | 36.0197 | 0 | 6.3764 | 57.1125 | 0 | 0% | 630.018 | 111.4221 | 630.018 | 111.4221
411.64 | 522.2098 | 11.9177 | 36.2765 | 0 | 2.7239 | 57.1141 | 0 | 0% | 630.242 | 108.0322 | 630.242 | 108.0322
411.66 | 525.1302 | 11.922 | 36.485 | 0 | 0.92589 | 57.1157 | 0 | 0% | 631.5789 | 106.4487 | 631.5789 | 106.4487
411.68 | 526.7869 | 11.9263 | 36.6058 | 0 | 0.24971 | 57.1173 | 0 | 0% | 632.6861 | 105.8992 | 632.6861 | 105.8992
411.7 | 526.8141 | 11.9306 | 36.6134 | 0 | 0.053331 | 57.1189 | 0 | 0% | 632.5303 | 105.7162 | 632.5303 | 105.7162
411.72 | 525.2667 | 11.9349 | 36.5116 | 0 | 0.009009 | 57.1205 | 0 | 0% | 630.8427 | 105.5759 | 630.8427 | 105.5759
411.74 | 522.676 | 11.9391 | 36.3372 | 0 | 0.0011985 | 57.1221 | 0 | 0% | 628.0757 | 105.3996 | 628.0757 | 105.3996
411.76 | 519.8563 | 11.9434 | 36.1469 | 0 | 0.00012659 | 57.1237 | 0 | 0% | 625.0704 | 105.2141 | 625.0704 | 105.2141
411.78 | 517.5831 | 11.9477 | 35.9945 | 0 | 5.6905e-08 | 57.1253 | 0 | 0% | 622.6506 | 105.0675 | 622.6506 | 105.0675
411.8 | 516.3421 | 11.952 | 35.914 | 0 | 8.2245e-14 | 57.1268 | 0 | 0% | 621.3348 | 104.9928 | 621.3348 | 104.9928
411.82 | 516.2449 | 11.9563 | 35.9129 | 0 | 8.0222e-14 | 57.1284 | 0 | 0% | 621.2425 | 104.9976 | 621.2425 | 104.9976
411.84 | 517.0993 | 11.9605 | 35.9781 | 0 | 5.3931e-14 | 57.13 | 0 | 0% | 622.1679 | 105.0686 | 622.1679 | 105.0686
411.86 | 518.5665 | 11.9648 | 36.0859 | 0 | 1.0112e-14 | 57.1316 | 0 | 0% | 623.7488 | 105.1823 | 623.7488 | 105.1823
411.88 | 520.3034 | 11.9691 | 36.2125 | 0 | 3.4044e-14 | 57.1332 | 0 | 0% | 625.6182 | 105.3148 | 625.6182 | 105.3148
411.9 | 522.0083 | 11.9734 | 36.3369 | 0 | 8.0391e-14 | 57.1348 | 0 | 0% | 627.4533 | 105.445 | 627.4533 | 105.445
411.92 | 523.389 | 11.9777 | 36.4387 | 0 | 0 | 57.1364 | 0 | 0% | 628.9417 | 105.5527 | 628.9417 | 105.5527
411.94 | 524.1538 | 11.9819 | 36.4977 | 0 | 0 | 57.138 | 0 | 0% | 629.7714 | 105.6176 | 629.7714 | 105.6176
411.96 | 524.0772 | 11.9862 | 36.4981 | 0 | 0 | 57.1396 | 0 | 0% | 629.7011 | 105.6238 | 629.7011 | 105.6238
411.98 | 523.0887 | 11.9905 | 36.4349 | 0 | 0 | 57.1411 | 0 | 0% | 628.6552 | 105.5666 | 628.6552 | 105.5666
412 | 521.2934 | 11.9948 | 36.3156 | 0 | 0.00014091 | 57.1427 | 0 | 0% | 626.7467 | 105.4533 | 626.7467 | 105.4533
412.02 | 518.9043 | 11.9991 | 36.1549 | 0 | 0.0013353 | 57.1443 | 0 | 0% | 624.2039 | 105.2996 | 624.2039 | 105.2996
412.04 | 516.1394 | 12.0033 | 35.9679 | 0 | 0.0099863 | 57.1459 | 0 | 0% | 621.2665 | 105.1271 | 621.2665 | 105.1271
412.06 | 513.1508 | 12.0076 | 35.7653 | 0 | 0.058943 | 57.1475 | 0 | 0% | 618.1301 | 104.9793 | 618.1301 | 104.9793
412.08 | 510.0128 | 12.0119 | 35.5522 | 0 | 0.27457 | 57.1491 | 0 | 0% | 615.0006 | 104.9877 | 615.0006 | 104.9877
412.1 | 506.7659 | 12.0162 | 35.3314 | 0 | 1.0094 | 57.1507 | 0 | 0% | 612.2737 | 105.5077 | 612.2737 | 105.5077
412.12 | 503.486 | 12.0205 | 35.1083 | 0 | 2.9288 | 57.1523 | 0 | 0% | 610.6958 | 107.2099 | 610.6958 | 107.2099
412.14 | 500.3334 | 12.0247 | 34.894 | 0 | 6.7067 | 57.1539 | 0 | 0% | 611.1127 | 110.7793 | 611.1127 | 110.7793
412.16 | 497.5546 | 12.029 | 34.7057 | 0 | 12.1208 | 57.1554 | 0 | 0% | 613.5656 | 116.011 | 613.5656 | 116.011
412.18 | 495.439 | 12.0333 | 34.5637 | 0 | 17.2902 | 57.157 | 0 | 0% | 616.4833 | 121.0443 | 616.4833 | 121.0443
412.2 | 494.2462 | 12.0376 | 34.4861 | 0 | 19.4778 | 57.1586 | 0 | 0% | 617.4062 | 123.1601 | 617.4062 | 123.1601
412.22 | 494.122 | 12.0419 | 34.4832 | 0 | 17.3742 | 57.1602 | 0 | 0% | 615.1815 | 121.0595 | 615.1815 | 121.0595
412.24 | 495.0266 | 12.0461 | 34.5528 | 0 | 12.4424 | 57.1618 | 0 | 0% | 611.2297 | 116.2032 | 611.2297 | 116.2032
412.26 | 496.7089 | 12.0504 | 34.6782 | 0 | 7.6515 | 57.1634 | 0 | 0% | 608.2524 | 111.5435 | 608.2524 | 111.5435
412.28 | 498.7625 | 12.0547 | 34.8323 | 0 | 5.1431 | 57.165 | 0 | 0% | 607.9576 | 109.1951 | 607.9576 | 109.1951
412.3 | 500.7697 | 12.059 | 34.987 | 0 | 5.2084 | 57.1666 | 0 | 0% | 610.1906 | 109.421 | 610.1906 | 109.421
412.32 | 502.4637 | 12.0633 | 35.1243 | 0 | 6.8733 | 57.1682 | 0 | 0% | 613.6927 | 111.2291 | 613.6927 | 111.2291
412.34 | 503.7692 | 12.0675 | 35.2385 | 0 | 8.9926 | 57.1698 | 0 | 0% | 617.2376 | 113.4684 | 617.2376 | 113.4684
412.36 | 504.6701 | 12.0718 | 35.3271 | 0 | 10.9183 | 57.1714 | 0 | 0% | 620.1586 | 115.4886 | 620.1586 | 115.4886
412.38 | 505.046 | 12.0761 | 35.3805 | 0 | 12.3406 | 57.1729 | 0 | 0% | 622.0162 | 116.9702 | 622.0162 | 116.9702
412.4 | 504.6763 | 12.0804 | 35.3824 | 0 | 12.7541 | 57.1745 | 0 | 0% | 622.0677 | 117.3914 | 622.0677 | 117.3914
412.42 | 503.4262 | 12.0847 | 35.3226 | 0 | 11.5611 | 57.1761 | 0 | 0% | 619.5706 | 116.1444 | 619.5706 | 116.1444
412.44 | 501.4394 | 12.0889 | 35.2112 | 0 | 8.8309 | 57.1777 | 0 | 0% | 614.7481 | 113.3087 | 614.7481 | 113.3087
412.46 | 499.173 | 12.0932 | 35.08 | 0 | 5.5372 | 57.1793 | 0 | 0% | 609.0628 | 109.8898 | 609.0628 | 109.8898
412.48 | 497.2481 | 12.0975 | 34.9729 | 0 | 2.8155 | 57.1809 | 0 | 0% | 604.3149 | 107.0668 | 604.3149 | 107.0668
412.5 | 496.1905 | 12.1018 | 34.9267 | 0 | 1.1896 | 57.1825 | 0 | 0% | 601.5911 | 105.4005 | 601.5911 | 105.4005
412.52 | 496.1796 | 12.1061 | 34.9541 | 0 | 0.58881 | 57.1841 | 0 | 0% | 601.0127 | 104.833 | 601.0127 | 104.833
412.54 | 496.9541 | 12.1103 | 35.0368 | 0 | 0.89337 | 57.1857 | 0 | 0% | 602.1803 | 105.2262 | 602.1803 | 105.2262
412.56 | 497.9429 | 12.1146 | 35.1346 | 0 | 2.3318 | 57.1873 | 0 | 0% | 604.7113 | 106.7684 | 604.7113 | 106.7684
412.58 | 498.5303 | 12.1189 | 35.2041 | 0 | 5.2975 | 57.1889 | 0 | 0% | 608.3397 | 109.8094 | 608.3397 | 109.8094
412.6 | 498.3009 | 12.1232 | 35.2159 | 0 | 9.5707 | 57.1904 | 0 | 0% | 612.4012 | 114.1003 | 612.4012 | 114.1003
412.62 | 497.1774 | 12.1275 | 35.1646 | 0 | 13.6641 | 57.192 | 0 | 0% | 615.3256 | 118.1481 | 615.3256 | 118.1481
412.64 | 495.4263 | 12.1317 | 35.0687 | 0 | 15.4466 | 57.1936 | 0 | 0% | 615.267 | 119.8407 | 615.267 | 119.8407
412.66 | 493.5423 | 12.136 | 34.9635 | 0 | 13.9641 | 57.1952 | 0 | 0% | 611.8011 | 118.2589 | 611.8011 | 118.2589
412.68 | 492.0555 | 12.1403 | 34.8863 | 0 | 10.4918 | 57.1968 | 0 | 0% | 606.7708 | 114.7153 | 606.7708 | 114.7153
412.7 | 491.3201 | 12.1446 | 34.8624 | 0 | 7.4113 | 57.1984 | 0 | 0% | 602.9368 | 111.6167 | 602.9368 | 111.6167
412.72 | 491.3621 | 12.1489 | 34.8936 | 0 | 6.1387 | 57.2 | 0 | 0% | 601.7433 | 110.3812 | 601.7433 | 110.3812
412.74 | 491.8767 | 12.1532 | 34.9584 | 0 | 6.2561 | 57.2016 | 0 | 0% | 602.4459 | 110.5692 | 602.4459 | 110.5692
412.76 | 492.3947 | 12.1574 | 35.0233 | 0 | 6.3709 | 57.2032 | 0 | 0% | 603.1495 | 110.7548 | 603.1495 | 110.7548
412.78 | 492.5066 | 12.1617 | 35.0594 | 0 | 5.5665 | 57.2048 | 0 | 0% | 602.4989 | 109.9923 | 602.4989 | 109.9923
412.8 | 491.996 | 12.166 | 35.0511 | 0 | 4.1235 | 57.2064 | 0 | 0% | 600.543 | 108.547 | 600.543 | 108.547
412.82 | 490.8439 | 12.1703 | 34.9971 | 0 | 3.1808 | 57.208 | 0 | 0% | 598.4 | 107.5561 | 598.4 | 107.5561
412.84 | 489.1719 | 12.1746 | 34.906 | 0 | 4.0069 | 57.2096 | 0 | 0% | 597.4689 | 108.297 | 597.4689 | 108.297
412.86 | 487.1956 | 12.1788 | 34.793 | 0 | 7.3764 | 57.2111 | 0 | 0% | 598.755 | 111.5594 | 598.755 | 111.5594
412.88 | 485.2015 | 12.1831 | 34.6786 | 0 | 12.8415 | 57.2127 | 0 | 0% | 602.1174 | 116.9159 | 602.1174 | 116.9159
412.9 | 483.5194 | 12.1874 | 34.5864 | 0 | 18.2106 | 57.2143 | 0 | 0% | 605.7182 | 122.1987 | 605.7182 | 122.1987
412.92 | 482.4514 | 12.1917 | 34.5381 | 0 | 20.4808 | 57.2159 | 0 | 0% | 606.878 | 124.4266 | 606.878 | 124.4266
412.94 | 482.1359 | 12.196 | 34.5437 | 0 | 18.1924 | 57.2175 | 0 | 0% | 604.2854 | 122.1495 | 604.2854 | 122.1495
412.96 | 482.3874 | 12.2002 | 34.5898 | 0 | 12.7549 | 57.2191 | 0 | 0% | 599.1514 | 116.764 | 599.1514 | 116.764
412.98 | 482.6319 | 12.2045 | 34.6353 | 0 | 7.058 | 57.2207 | 0 | 0% | 593.7503 | 111.1185 | 593.7503 | 111.1185
413 | 482.0568 | 12.2088 | 34.6217 | 0 | 3.0843 | 57.2223 | 0 | 0% | 589.1939 | 107.1371 | 589.1939 | 107.1371
413.02 | 479.9534 | 12.2131 | 34.4982 | 0 | 1.0755 | 57.2239 | 0 | 0% | 584.964 | 105.0106 | 584.964 | 105.0106
413.04 | 476.061 | 12.2174 | 34.2458 | 0 | 0.35404 | 57.2255 | 0 | 0% | 580.1036 | 104.0426 | 580.1036 | 104.0426
413.06 | 470.7317 | 12.2216 | 33.8896 | 0 | 0.32018 | 57.2271 | 0 | 0% | 574.3902 | 103.6585 | 574.3902 | 103.6585
413.08 | 464.8466 | 12.2259 | 33.4931 | 0 | 0.83683 | 57.2287 | 0 | 0% | 568.6312 | 103.7845 | 568.6312 | 103.7845
413.1 | 459.5105 | 12.2302 | 33.1358 | 0 | 2.1475 | 57.2303 | 0 | 0% | 564.2542 | 104.7437 | 564.2542 | 104.7437
413.12 | 455.6366 | 12.2345 | 32.8836 | 0 | 4.5456 | 57.2319 | 0 | 0% | 562.5322 | 106.8956 | 562.5322 | 106.8956
413.14 | 453.623 | 12.2388 | 32.7654 | 0 | 7.8851 | 57.2334 | 0 | 0% | 563.7457 | 110.1227 | 563.7457 | 110.1227
413.16 | 453.2626 | 12.243 | 32.7663 | 0 | 11.2302 | 57.235 | 0 | 0% | 566.7372 | 113.4746 | 566.7372 | 113.4746
413.18 | 453.8802 | 12.2473 | 32.8379 | 0 | 13.1331 | 57.2366 | 0 | 0% | 569.3351 | 115.4549 | 569.3351 | 115.4549
413.2 | 454.601 | 12.2516 | 32.9167 | 0 | 12.5821 | 57.2382 | 0 | 0% | 569.5896 | 114.9886 | 569.5896 | 114.9886
413.22 | 454.6447 | 12.2559 | 32.9465 | 0 | 9.837 | 57.2398 | 0 | 0% | 566.9239 | 112.2792 | 566.9239 | 112.2792
413.24 | 453.5398 | 12.2602 | 32.8929 | 0 | 6.2597 | 57.2414 | 0 | 0% | 562.194 | 108.6542 | 562.194 | 108.6542
413.26 | 451.1917 | 12.2644 | 32.7491 | 0 | 3.2962 | 57.243 | 0 | 0% | 556.7444 | 105.5527 | 556.7444 | 105.5527
413.28 | 447.8254 | 12.2687 | 32.5311 | 0 | 1.6868 | 57.2446 | 0 | 0% | 551.5566 | 103.7312 | 551.5566 | 103.7312
413.3 | 443.8641 | 12.273 | 32.2696 | 0 | 1.5117 | 57.2462 | 0 | 0% | 547.1645 | 103.3005 | 547.1645 | 103.3005
413.32 | 439.7958 | 12.2773 | 32 | 0 | 2.5836 | 57.2478 | 0 | 0% | 543.9044 | 104.1086 | 543.9044 | 104.1086
413.34 | 436.0653 | 12.2816 | 31.7546 | 0 | 4.4872 | 57.2494 | 0 | 0% | 541.838 | 105.7727 | 541.838 | 105.7727
413.36 | 433.0092 | 12.2858 | 31.5581 | 0 | 6.3701 | 57.251 | 0 | 0% | 540.4742 | 107.4649 | 540.4742 | 107.4649
413.38 | 430.8299 | 12.2901 | 31.4252 | 0 | 7.167 | 57.2526 | 0 | 0% | 538.9647 | 108.1348 | 538.9647 | 108.1348
413.4 | 429.5879 | 12.2944 | 31.3605 | 0 | 6.3701 | 57.2542 | 0 | 0% | 536.8671 | 107.2792 | 536.8671 | 107.2792
413.42 | 429.2044 | 12.2987 | 31.3584 | 0 | 4.4877 | 57.2558 | 0 | 0% | 534.605 | 105.4006 | 534.605 | 105.4006
413.44 | 429.481 | 12.303 | 31.4045 | 0 | 2.5864 | 57.2574 | 0 | 0% | 533.0322 | 103.5512 | 533.0322 | 103.5512
413.46 | 430.1524 | 12.3072 | 31.4795 | 0 | 1.5225 | 57.259 | 0 | 0% | 532.7205 | 102.5681 | 532.7205 | 102.5681
413.48 | 430.9795 | 12.3115 | 31.5659 | 0 | 1.7157 | 57.2606 | 0 | 0% | 533.8332 | 102.8537 | 533.8332 | 102.8537
413.5 | 431.8698 | 12.3158 | 31.6571 | 0 | 3.341 | 57.2621 | 0 | 0% | 536.446 | 104.5761 | 536.446 | 104.5761
413.52 | 432.9666 | 12.3201 | 31.7637 | 0 | 6.2488 | 57.2637 | 0 | 0% | 540.5629 | 107.5963 | 540.5629 | 107.5963
413.54 | 434.6183 | 12.3244 | 31.9113 | 0 | 9.5573 | 57.2653 | 0 | 0% | 545.6766 | 111.0583 | 545.6766 | 111.0583
413.56 | 437.2 | 12.3286 | 32.1276 | 0 | 11.714 | 57.2669 | 0 | 0% | 550.6371 | 113.4371 | 550.6371 | 113.4371
413.58 | 440.8894 | 12.3329 | 32.4256 | 0 | 11.4932 | 57.2685 | 0 | 0% | 554.4097 | 113.5203 | 554.4097 | 113.5203
413.6 | 445.5459 | 12.3372 | 32.7953 | 0 | 9.0658 | 57.2701 | 0 | 0% | 557.0142 | 111.4684 | 557.0142 | 111.4684
413.62 | 450.7501 | 12.3415 | 33.2058 | 0 | 5.9181 | 57.2717 | 0 | 0% | 559.4871 | 108.737 | 559.4871 | 108.737
413.64 | 455.962 | 12.3458 | 33.6173 | 0 | 3.8029 | 57.2733 | 0 | 0% | 563.0013 | 107.0393 | 563.0013 | 107.0393
413.66 | 460.7187 | 12.35 | 33.9959 | 0 | 3.943 | 57.2749 | 0 | 0% | 568.2825 | 107.5638 | 568.2825 | 107.5638
413.68 | 464.7943 | 12.3543 | 34.3248 | 0 | 6.8465 | 57.2765 | 0 | 0% | 575.5964 | 110.8021 | 575.5964 | 110.8021
413.7 | 468.2613 | 12.3586 | 34.6092 | 0 | 12.0475 | 57.2781 | 0 | 0% | 584.5547 | 116.2934 | 584.5547 | 116.2934
413.72 | 471.4388 | 12.3629 | 34.8729 | 0 | 17.7732 | 57.2797 | 0 | 0% | 593.7275 | 122.2887 | 593.7275 | 122.2887
413.74 | 474.7532 | 12.3672 | 35.1472 | 0 | 21.6022 | 57.2813 | 0 | 0% | 601.151 | 126.3978 | 601.151 | 126.3978
413.76 | 478.5556 | 12.3714 | 35.4581 | 0 | 22.1063 | 57.2829 | 0 | 0% | 605.7744 | 127.2188 | 605.7744 | 127.2188
413.78 | 482.9655 | 12.3757 | 35.8147 | 0 | 19.6644 | 57.2845 | 0 | 0% | 608.1047 | 125.1393 | 608.1047 | 125.1393
413.8 | 487.8085 | 12.38 | 36.2038 | 0 | 15.5925 | 57.2861 | 0 | 0% | 609.2709 | 121.4624 | 609.2709 | 121.4624
413.82 | 492.6704 | 12.3843 | 36.5949 | 0 | 11.1048 | 57.2877 | 0 | 0% | 610.0421 | 117.3717 | 610.0421 | 117.3717
413.84 | 497.0455 | 12.3886 | 36.9503 | 0 | 7.2634 | 57.2893 | 0 | 0% | 610.937 | 113.8915 | 610.937 | 113.8915
413.86 | 500.5217 | 12.3928 | 37.2393 | 0 | 5.1934 | 57.2909 | 0 | 0% | 612.6381 | 112.1164 | 612.6381 | 112.1164
413.88 | 502.9134 | 12.3971 | 37.448 | 0 | 5.8197 | 57.2925 | 0 | 0% | 615.8707 | 112.9573 | 615.8707 | 112.9573
413.9 | 504.2695 | 12.4014 | 37.5799 | 0 | 9.3359 | 57.2941 | 0 | 0% | 620.8808 | 116.6113 | 620.8808 | 116.6113
413.92 | 504.7683 | 12.4057 | 37.6482 | 0 | 14.7551 | 57.2957 | 0 | 0% | 626.8729 | 122.1047 | 626.8729 | 122.1047
413.94 | 504.5909 | 12.41 | 37.6661 | 0 | 19.9059 | 57.2973 | 0 | 0% | 631.8701 | 127.2792 | 631.8701 | 127.2792
413.96 | 503.8508 | 12.4142 | 37.642 | 0 | 22.3153 | 57.2989 | 0 | 0% | 633.5211 | 129.6704 | 633.5211 | 129.6704
413.98 | 502.5988 | 12.4185 | 37.5796 | 0 | 20.7199 | 57.3005 | 0 | 0% | 630.6173 | 128.0185 | 630.6173 | 128.0185
414 | 500.88 | 12.4228 | 37.4822 | 0 | 16.0018 | 57.302 | 0 | 0% | 624.0889 | 123.2089 | 624.0889 | 123.2089
414.02 | 498.7935 | 12.4271 | 37.3571 | 0 | 10.5853 | 57.3036 | 0 | 0% | 616.4665 | 117.6731 | 616.4665 | 117.6731
414.04 | 496.5034 | 12.4314 | 37.2165 | 0 | 6.7397 | 57.3052 | 0 | 0% | 610.1963 | 113.6929 | 610.1963 | 113.6929
414.06 | 494.1805 | 12.4356 | 37.0733 | 0 | 5.2241 | 57.3068 | 0 | 0% | 606.2205 | 112.0399 | 606.2205 | 112.0399
414.08 | 491.906 | 12.4399 | 36.9335 | 0 | 5.2151 | 57.3084 | 0 | 0% | 603.8029 | 111.8969 | 603.8029 | 111.8969
414.1 | 489.5941 | 12.4442 | 36.7906 | 0 | 5.2928 | 57.31 | 0 | 0% | 601.4318 | 111.8376 | 601.4318 | 111.8376
414.12 | 486.9699 | 12.4485 | 36.6238 | 0 | 4.583 | 57.3116 | 0 | 0% | 597.9369 | 110.967 | 597.9369 | 110.967
414.14 | 483.6112 | 12.4528 | 36.4014 | 0 | 3.1941 | 57.3132 | 0 | 0% | 592.9727 | 109.3615 | 592.9727 | 109.3615
414.16 | 479.0572 | 12.457 | 36.0884 | 0 | 1.7652 | 57.3148 | 0 | 0% | 586.6827 | 107.6255 | 586.6827 | 107.6255
414.18 | 472.9664 | 12.4613 | 35.6589 | 0 | 0.7708 | 57.3164 | 0 | 0% | 579.1739 | 106.2075 | 579.1739 | 106.2075
414.2 | 465.2943 | 12.4656 | 35.1095 | 0 | 0.26572 | 57.318 | 0 | 0% | 570.4531 | 105.1588 | 570.4531 | 105.1588
414.22 | 456.419 | 12.4699 | 34.4683 | 0 | 0.072308 | 57.3196 | 0 | 0% | 560.7491 | 104.3302 | 560.7491 | 104.3302
414.24 | 447.1136 | 12.4742 | 33.7939 | 0 | 0.015531 | 57.3212 | 0 | 0% | 550.7184 | 103.6048 | 550.7184 | 103.6048
414.26 | 438.3325 | 12.4785 | 33.1582 | 0 | 0.002633 | 57.3228 | 0 | 0% | 541.2946 | 102.9621 | 541.2946 | 102.9621
414.28 | 430.9165 | 12.4827 | 32.625 | 0 | 0.00035237 | 57.3244 | 0 | 0% | 533.3489 | 102.4325 | 533.3489 | 102.4325
414.3 | 425.3684 | 12.487 | 32.2324 | 0 | 3.7225e-05 | 57.326 | 0 | 0% | 527.4138 | 102.0454 | 527.4138 | 102.0454
414.32 | 421.7707 | 12.4913 | 31.9868 | 0 | 2.0186e-08 | 57.3276 | 0 | 0% | 523.5764 | 101.8057 | 523.5764 | 101.8057
414.34 | 419.8454 | 12.4956 | 31.8669 | 0 | 0 | 57.3292 | 0 | 0% | 521.537 | 101.6917 | 521.537 | 101.6917
414.36 | 419.1151 | 12.4998 | 31.8359 | 0 | 2.9932e-13 | 57.3307 | 0 | 0% | 520.7815 | 101.6664 | 520.7815 | 101.6664
414.38 | 419.0837 | 12.5041 | 31.8549 | 0 | 1.6247e-13 | 57.3323 | 0 | 0% | 520.775 | 101.6913 | 520.775 | 101.6913
414.4 | 419.3578 | 12.5084 | 31.893 | 0 | 5.9998e-14 | 57.3338 | 0 | 0% | 521.0929 | 101.7352 | 521.0929 | 101.7352
414.42 | 419.6937 | 12.5126 | 31.9311 | 0 | 5.6627e-14 | 57.3354 | 0 | 0% | 521.4728 | 101.7791 | 521.4728 | 101.7791
414.44 | 419.9994 | 12.5169 | 31.9629 | 0 | 5.1234e-14 | 57.3369 | 0 | 0% | 521.8161 | 101.8167 | 521.8161 | 101.8167
414.46 | 420.314 | 12.5212 | 31.9925 | 0 | 0.00014077 | 57.3385 | 0 | 0% | 522.1662 | 101.8522 | 522.1662 | 101.8522
414.48 | 420.7615 | 12.5254 | 32.0306 | 0 | 0.001334 | 57.34 | 0 | 0% | 522.6588 | 101.8973 | 522.6588 | 101.8973
414.5 | 421.4704 | 12.5297 | 32.0879 | 0 | 0.0099765 | 57.3416 | 0 | 0% | 523.4396 | 101.9691 | 523.4396 | 101.9691
414.52 | 422.4859 | 12.534 | 32.1683 | 0 | 0.058885 | 57.3431 | 0 | 0% | 524.5902 | 102.1043 | 524.5902 | 102.1043
414.54 | 423.7276 | 12.5382 | 32.2659 | 0 | 0.2743 | 57.3447 | 0 | 0% | 526.1508 | 102.4232 | 526.1508 | 102.4232
414.56 | 425.0329 | 12.5425 | 32.3683 | 0 | 1.0084 | 57.3464 | 0 | 0% | 528.2986 | 103.2657 | 528.2986 | 103.2657
414.58 | 426.2617 | 12.5468 | 32.465 | 0 | 2.926 | 57.348 | 0 | 0% | 531.5475 | 105.2858 | 531.5475 | 105.2858
414.6 | 427.4089 | 12.5511 | 32.5554 | 0 | 6.7001 | 57.3497 | 0 | 0% | 536.5653 | 109.1564 | 536.5653 | 109.1564
414.62 | 428.674 | 12.5554 | 32.6548 | 0 | 12.1085 | 57.3514 | 0 | 0% | 543.3442 | 114.6702 | 543.3442 | 114.6702
414.64 | 430.446 | 12.5597 | 32.7929 | 0 | 17.2702 | 57.3531 | 0 | 0% | 550.422 | 119.9759 | 550.422 | 119.9759
414.66 | 433.1924 | 12.564 | 33.0053 | 0 | 19.4401 | 57.3547 | 0 | 0% | 555.5566 | 122.3642 | 555.5566 | 122.3642
414.68 | 437.2807 | 12.5683 | 33.32 | 0 | 17.2702 | 57.3564 | 0 | 0% | 557.7956 | 120.5148 | 557.7956 | 120.5148
414.7 | 442.7917 | 12.5726 | 33.7431 | 0 | 12.1085 | 57.358 | 0 | 0% | 558.574 | 115.7822 | 558.574 | 115.7822
414.72 | 449.3931 | 12.5769 | 34.2494 | 0 | 6.7001 | 57.3596 | 0 | 0% | 560.2791 | 110.886 | 560.2791 | 110.886
414.74 | 456.3541 | 12.5812 | 34.7832 | 0 | 2.926 | 57.3612 | 0 | 0% | 564.0056 | 107.6515 | 564.0056 | 107.6515
414.76 | 462.7271 | 12.5855 | 35.2722 | 0 | 1.0084 | 57.3628 | 0 | 0% | 568.956 | 106.2289 | 568.956 | 106.2289
414.78 | 467.6246 | 12.5897 | 35.6489 | 0 | 0.2743 | 57.3644 | 0 | 0% | 573.5019 | 105.8773 | 573.5019 | 105.8773
414.8 | 470.4785 | 12.594 | 35.8698 | 0 | 0.058885 | 57.366 | 0 | 0% | 576.3672 | 105.8886 | 576.3672 | 105.8886
414.82 | 471.1999 | 12.5983 | 35.9281 | 0 | 0.0099765 | 57.3676 | 0 | 0% | 577.1039 | 105.904 | 577.1039 | 105.904
414.84 | 470.1781 | 12.6026 | 35.8535 | 0 | 0.001334 | 57.3692 | 0 | 0% | 576.0047 | 105.8266 | 576.0047 | 105.8266
414.86 | 468.1161 | 12.6069 | 35.6996 | 0 | 0.00014077 | 57.3708 | 0 | 0% | 573.7935 | 105.6774 | 573.7935 | 105.6774
414.88 | 465.7956 | 12.6111 | 35.526 | 0 | 1.8876e-14 | 57.3724 | 0 | 0% | 571.3052 | 105.5096 | 571.3052 | 105.5096
414.9 | 463.8837 | 12.6154 | 35.3836 | 0 | 0 | 57.374 | 0 | 0% | 569.2567 | 105.373 | 569.2567 | 105.373
414.92 | 462.8143 | 12.6196 | 35.3054 | 0 | 0 | 57.3756 | 0 | 0% | 568.1149 | 105.3006 | 568.1149 | 105.3006
414.94 | 462.7196 | 12.6236 | 35.3015 | 0 | 0 | 57.3772 | 0 | 0% | 568.0219 | 105.3023 | 568.0219 | 105.3023
414.96 | 463.4028 | 12.6273 | 35.357 | 0 | 0 | 57.3788 | 0 | 0% | 568.7658 | 105.3631 | 568.7658 | 105.3631
414.98 | 464.3878 | 12.6302 | 35.4355 | 0 | 0 | 57.3804 | 0 | 0% | 569.8339 | 105.4461 | 569.8339 | 105.4461
415 | 465.0864 | 12.6321 | 35.4922 | 0 | 0 | 57.382 | 0 | 0% | 570.5927 | 105.5063 | 570.5927 | 105.5063
415.02 | 465.0546 | 12.6329 | 35.4931 | 0 | 0 | 57.3836 | 0 | 0% | 570.5641 | 105.5096 | 570.5641 | 105.5096
415.04 | 464.2204 | 12.6327 | 35.4328 | 0 | 2.0224e-14 | 57.3852 | 0 | 0% | 569.671 | 105.4506 | 569.671 | 105.4506
415.06 | 462.9612 | 12.6317 | 35.34 | 0 | 0 | 57.3868 | 0 | 0% | 568.3198 | 105.3585 | 568.3198 | 105.3585
415.08 | 461.9686 | 12.6304 | 35.2676 | 0 | 0 | 57.3884 | 0 | 0% | 567.2549 | 105.2864 | 567.2549 | 105.2864
415.1 | 461.9131 | 12.6289 | 35.2667 | 0 | 0 | 57.39 | 0 | 0% | 567.1987 | 105.2856 | 567.1987 | 105.2856
415.12 | 463.0479 | 12.6273 | 35.3568 | 0 | 0 | 57.3915 | 0 | 0% | 568.4236 | 105.3756 | 568.4236 | 105.3756
415.14 | 464.9966 | 12.6257 | 35.509 | 0 | 3.5426e-13 | 57.3931 | 0 | 0% | 570.5244 | 105.5278 | 570.5244 | 105.5278
415.16 | 466.8756 | 12.6241 | 35.6558 | 0 | 2.437e-13 | 57.3946 | 0 | 0% | 572.5502 | 105.6745 | 572.5502 | 105.6745
415.18 | 467.6607 | 12.6225 | 35.7191 | 0 | 0 | 57.3961 | 0 | 0% | 573.3984 | 105.7377 | 573.3984 | 105.7377
415.2 | 466.592 | 12.6209 | 35.6409 | 0 | 0 | 57.3975 | 0 | 0% | 572.2513 | 105.6593 | 572.2513 | 105.6593
415.22 | 463.4612 | 12.6193 | 35.405 | 0 | 0 | 57.399 | 0 | 0% | 568.8845 | 105.4233 | 568.8845 | 105.4233
415.24 | 458.6801 | 12.6177 | 35.0431 | 0 | 0 | 57.4005 | 0 | 0% | 563.7414 | 105.0612 | 563.7414 | 105.0612
415.26 | 453.1164 | 12.616 | 34.6213 | 0 | 5.2583e-14 | 57.4019 | 0 | 0% | 557.7558 | 104.6393 | 557.7558 | 104.6393
415.28 | 447.7985 | 12.6144 | 34.2183 | 0 | 9.3705e-14 | 57.4034 | 0 | 0% | 552.0347 | 104.2362 | 552.0347 | 104.2362
415.3 | 443.6292 | 12.6128 | 33.903 | 0 | 0 | 57.405 | 0 | 0% | 547.5501 | 103.9208 | 547.5501 | 103.9208
415.32 | 441.1874 | 12.6112 | 33.7197 | 0 | 6.0672e-15 | 57.4065 | 0 | 0% | 544.9248 | 103.7374 | 544.9248 | 103.7374
415.34 | 440.6505 | 12.6097 | 33.6819 | 0 | 2.0898e-14 | 57.4081 | 0 | 0% | 544.3502 | 103.6996 | 544.3502 | 103.6996
415.36 | 441.8345 | 12.6081 | 33.7757 | 0 | 1.6179e-14 | 57.4096 | 0 | 0% | 545.6279 | 103.7934 | 545.6279 | 103.7934
415.38 | 444.2856 | 12.6065 | 33.9663 | 0 | 0 | 57.4112 | 0 | 0% | 548.2696 | 103.984 | 548.2696 | 103.984
415.4 | 447.3599 | 12.6049 | 34.2046 | 0 | 0 | 57.4128 | 0 | 0% | 551.5823 | 104.2223 | 551.5823 | 104.2223
415.42 | 450.2938 | 12.6033 | 34.4322 | 0 | 0 | 57.4144 | 0 | 0% | 554.7438 | 104.4499 | 554.7438 | 104.4499
415.44 | 452.3186 | 12.6017 | 34.5903 | 0 | 0 | 57.416 | 0 | 0% | 556.9267 | 104.608 | 556.9267 | 104.608
415.46 | 452.8427 | 12.6001 | 34.6336 | 0 | 9.6277e-05 | 57.4176 | 0 | 0% | 557.4941 | 104.6515 | 557.4941 | 104.6515
415.48 | 451.6439 | 12.5986 | 34.5452 | 0 | 0.0010605 | 57.4192 | 0 | 0% | 556.2079 | 104.564 | 556.2079 | 104.564
415.5 | 448.9778 | 12.597 | 34.3445 | 0 | 0.0082268 | 57.4208 | 0 | 0% | 553.3483 | 104.3705 | 553.3483 | 104.3705
415.52 | 445.5228 | 12.5954 | 34.0835 | 0 | 0.05077 | 57.4223 | 0 | 0% | 549.6747 | 104.152 | 549.6747 | 104.152
415.54 | 442.1306 | 12.5938 | 33.8272 | 0 | 0.24956 | 57.4239 | 0 | 0% | 546.2251 | 104.0945 | 546.2251 | 104.0945
415.56 | 439.4476 | 12.5922 | 33.6252 | 0 | 0.97832 | 57.4255 | 0 | 0% | 544.0689 | 104.6212 | 544.0689 | 104.6212
415.58 | 437.6142 | 12.5906 | 33.4881 | 0 | 3.0622 | 57.4271 | 0 | 0% | 544.1823 | 106.5681 | 544.1823 | 106.5681
415.6 | 436.2595 | 12.589 | 33.3876 | 0 | 7.6614 | 57.4287 | 0 | 0% | 547.3263 | 111.0668 | 547.3263 | 111.0668
415.62 | 434.7888 | 12.5875 | 33.2783 | 0 | 15.3344 | 57.4303 | 0 | 0% | 553.4192 | 118.6304 | 553.4192 | 118.6304
415.64 | 432.7486 | 12.5859 | 33.1253 | 0 | 24.5739 | 57.4318 | 0 | 0% | 560.4655 | 127.7169 | 560.4655 | 127.7169
415.66 | 430.0626 | 12.5843 | 32.9228 | 0 | 31.5848 | 57.4334 | 0 | 0% | 564.5879 | 134.5254 | 564.5879 | 134.5254
415.68 | 427.071 | 12.5827 | 32.6969 | 0 | 32.7719 | 57.435 | 0 | 0% | 562.5575 | 135.4865 | 562.5575 | 135.4865
415.7 | 424.3988 | 12.5811 | 32.4955 | 0 | 28.1882 | 57.4366 | 0 | 0% | 555.1002 | 130.7014 | 555.1002 | 130.7014
415.72 | 422.733 | 12.5795 | 32.3711 | 0 | 22.075 | 57.4382 | 0 | 0% | 547.1968 | 124.4638 | 547.1968 | 124.4638
415.74 | 422.621 | 12.578 | 32.3656 | 0 | 19.4224 | 57.4398 | 0 | 0% | 544.4267 | 121.8058 | 544.4267 | 121.8058
415.76 | 424.3594 | 12.5764 | 32.5019 | 0 | 21.7877 | 57.4413 | 0 | 0% | 548.6668 | 124.3074 | 548.6668 | 124.3074
415.78 | 427.9574 | 12.5748 | 32.7807 | 0 | 26.1566 | 57.4429 | 0 | 0% | 556.9124 | 128.955 | 556.9124 | 128.955
415.8 | 433.1215 | 12.5732 | 33.1795 | 0 | 27.7714 | 57.4445 | 0 | 0% | 564.0901 | 130.9686 | 564.0901 | 130.9686
415.82 | 439.2643 | 12.5716 | 33.6533 | 0 | 24.4634 | 57.4461 | 0 | 0% | 567.3987 | 128.1344 | 567.3987 | 128.1344
415.84 | 445.5814 | 12.57 | 34.1406 | 0 | 18.504 | 57.4477 | 0 | 0% | 568.2436 | 122.6622 | 568.2436 | 122.6622
415.86 | 451.2177 | 12.5684 | 34.5757 | 0 | 14.4189 | 57.4492 | 0 | 0% | 570.23 | 119.0123 | 570.23 | 119.0123
415.88 | 455.4682 | 12.5669 | 34.9047 | 0 | 15.3301 | 57.4508 | 0 | 0% | 575.7208 | 120.2525 | 575.7208 | 120.2525
415.9 | 457.9348 | 12.5653 | 35.0971 | 0 | 21.0751 | 57.4524 | 0 | 0% | 584.1246 | 126.1898 | 584.1246 | 126.1898
415.92 | 458.6071 | 12.5637 | 35.1519 | 0 | 28.8055 | 57.454 | 0 | 0% | 592.5822 | 133.975 | 592.5822 | 133.975
415.94 | 457.8623 | 12.5621 | 35.0982 | 0 | 34.9606 | 57.4556 | 0 | 0% | 597.9387 | 140.0764 | 597.9387 | 140.0764
415.96 | 456.3808 | 12.5605 | 34.988 | 0 | 37.1563 | 57.4572 | 0 | 0% | 598.5428 | 142.162 | 598.5428 | 142.162
415.98 | 454.9831 | 12.5589 | 34.8842 | 0 | 34.839 | 57.4587 | 0 | 0% | 594.7239 | 139.7408 | 594.7239 | 139.7408
416 | 454.3976 | 12.5573 | 34.8427 | 0 | 28.8178 | 57.4603 | 0 | 0% | 588.0758 | 133.6781 | 588.0758 | 133.6781
416.02 | 455.0243 | 12.5558 | 34.8941 | 0 | 20.7342 | 57.4619 | 0 | 0% | 580.6703 | 125.646 | 580.6703 | 125.646
416.04 | 456.8135 | 12.5542 | 35.0347 | 0 | 12.6912 | 57.4635 | 0 | 0% | 574.5571 | 117.7436 | 574.5571 | 117.7436
416.06 | 459.3437 | 12.5526 | 35.2322 | 0 | 6.5076 | 57.4651 | 0 | 0% | 571.1012 | 111.7575 | 571.1012 | 111.7575
416.08 | 462.0489 | 12.551 | 35.4431 | 0 | 2.9798 | 57.4667 | 0 | 0% | 570.4895 | 108.4406 | 570.4895 | 108.4406
416.1 | 464.4786 | 12.5494 | 35.6329 | 0 | 2.067 | 57.4683 | 0 | 0% | 572.1962 | 107.7176 | 572.1962 | 107.7176
416.12 | 466.4732 | 12.5478 | 35.7894 | 0 | 3.7979 | 57.4698 | 0 | 0% | 576.0782 | 109.605 | 576.0782 | 109.605
416.14 | 468.1652 | 12.5462 | 35.9227 | 0 | 8.684 | 57.4714 | 0 | 0% | 582.7895 | 114.6243 | 582.7895 | 114.6243
416.16 | 469.8014 | 12.5447 | 36.0517 | 0 | 16.8866 | 57.473 | 0 | 0% | 592.7573 | 122.9559 | 592.7573 | 122.9559
416.18 | 471.5313 | 12.5431 | 36.1879 | 0 | 26.8809 | 57.4746 | 0 | 0% | 604.6179 | 133.0865 | 604.6179 | 133.0865
416.2 | 473.3342 | 12.5415 | 36.3298 | 0 | 35.4097 | 57.4762 | 0 | 0% | 615.0914 | 141.7572 | 615.0914 | 141.7572
416.22 | 475.098 | 12.5399 | 36.4687 | 0 | 39.3334 | 57.4778 | 0 | 0% | 620.9178 | 145.8198 | 620.9178 | 145.8198
416.24 | 476.7171 | 12.5383 | 36.5965 | 0 | 37.5362 | 57.4794 | 0 | 0% | 620.8674 | 144.1504 | 620.8674 | 144.1504
416.26 | 478.1012 | 12.5367 | 36.7063 | 0 | 31.0859 | 57.481 | 0 | 0% | 615.9111 | 137.8099 | 615.9111 | 137.8099
416.28 | 479.1294 | 12.5352 | 36.7888 | 0 | 22.2447 | 57.4826 | 0 | 0% | 608.1806 | 129.0512 | 608.1806 | 129.0512
416.3 | 479.6426 | 12.5336 | 36.8317 | 0 | 13.5289 | 57.4841 | 0 | 0% | 600.021 | 120.3783 | 600.021 | 120.3783
416.32 | 479.5095 | 12.532 | 36.8251 | 0 | 6.8495 | 57.4857 | 0 | 0% | 593.2018 | 113.6923 | 593.2018 | 113.6923
416.34 | 478.7148 | 12.5304 | 36.7676 | 0 | 2.8371 | 57.4873 | 0 | 0% | 588.3372 | 109.6224 | 588.3372 | 109.6224
416.36 | 477.4115 | 12.5288 | 36.671 | 0 | 0.9685 | 57.4889 | 0 | 0% | 585.0688 | 107.6572 | 585.0688 | 107.6572
416.38 | 475.9125 | 12.5272 | 36.5594 | 0 | 0.38674 | 57.4905 | 0 | 0% | 582.8764 | 106.9639 | 582.8764 | 106.9639
416.4 | 474.6217 | 12.5257 | 36.4638 | 0 | 0.68295 | 57.4921 | 0 | 0% | 581.7862 | 107.1645 | 581.7862 | 107.1645
416.42 | 473.9206 | 12.5241 | 36.4135 | 0 | 2.3443 | 57.4937 | 0 | 0% | 582.6961 | 108.7756 | 582.6961 | 108.7756
416.44 | 474.0449 | 12.5225 | 36.4266 | 0 | 6.8812 | 57.4953 | 0 | 0% | 587.3704 | 113.3256 | 587.3704 | 113.3256
416.46 | 474.9877 | 12.5209 | 36.5026 | 0 | 16.1607 | 57.4969 | 0 | 0% | 597.6688 | 122.6811 | 597.6688 | 122.6811
416.48 | 476.4577 | 12.5193 | 36.6191 | 0 | 30.4837 | 57.4984 | 0 | 0% | 613.5783 | 137.1206 | 613.5783 | 137.1206
416.5 | 477.9156 | 12.5177 | 36.7348 | 0 | 46.7568 | 57.5 | 0 | 0% | 631.4249 | 153.5093 | 631.4249 | 153.5093
416.52 | 478.7004 | 12.5161 | 36.7986 | 0 | 59.5778 | 57.5016 | 0 | 0% | 645.0946 | 166.3942 | 645.0946 | 166.3942
416.54 | 478.2264 | 12.5146 | 36.7657 | 0 | 65.2801 | 57.5032 | 0 | 0% | 650.29 | 172.0636 | 650.29 | 172.0636
416.56 | 476.1954 | 12.513 | 36.6131 | 0 | 64.5189 | 57.5048 | 0 | 0% | 647.3452 | 171.1498 | 647.3452 | 171.1498
416.58 | 472.7236 | 12.5114 | 36.3496 | 0 | 60.3688 | 57.5064 | 0 | 0% | 639.4598 | 166.7363 | 639.4598 | 166.7363
416.6 | 468.2964 | 12.5098 | 36.0127 | 0 | 54.9056 | 57.508 | 0 | 0% | 629.2325 | 160.9361 | 629.2325 | 160.9361
416.62 | 463.5707 | 12.5082 | 35.6527 | 0 | 48.5148 | 57.5096 | 0 | 0% | 617.756 | 154.1853 | 617.756 | 154.1853
416.64 | 459.1499 | 12.5066 | 35.3162 | 0 | 41.4124 | 57.5111 | 0 | 0% | 605.8963 | 146.7464 | 605.8963 | 146.7464
416.66 | 455.4441 | 12.505 | 35.0346 | 0 | 34.2149 | 57.5127 | 0 | 0% | 594.7114 | 139.2673 | 594.7114 | 139.2673
416.68 | 452.6374 | 12.5035 | 34.8221 | 0 | 27.2554 | 57.5143 | 0 | 0% | 584.7327 | 132.0953 | 584.7327 | 132.0953
416.7 | 450.7245 | 12.5019 | 34.6784 | 0 | 20.7601 | 57.5158 | 0 | 0% | 576.1807 | 125.4561 | 576.1807 | 125.4561
416.72 | 449.5722 | 12.5003 | 34.5931 | 0 | 15.7937 | 57.5174 | 0 | 0% | 569.9766 | 120.4044 | 569.9766 | 120.4044
416.74 | 448.9729 | 12.4987 | 34.5504 | 0 | 13.8363 | 57.5189 | 0 | 0% | 567.3772 | 118.4043 | 567.3772 | 118.4043
416.76 | 448.6858 | 12.4971 | 34.5316 | 0 | 15.0148 | 57.5206 | 0 | 0% | 568.2498 | 119.564 | 568.2498 | 119.564
416.78 | 448.4845 | 12.4955 | 34.5195 | 0 | 17.4242 | 57.5222 | 0 | 0% | 570.4459 | 121.9614 | 570.4459 | 121.9614
416.8 | 448.2282 | 12.4939 | 34.5031 | 0 | 18.723 | 57.5238 | 0 | 0% | 571.4722 | 123.2439 | 571.4722 | 123.2439
416.82 | 447.9224 | 12.4924 | 34.483 | 0 | 18.3601 | 57.5254 | 0 | 0% | 570.7832 | 122.8608 | 570.7832 | 122.8608
416.84 | 447.6944 | 12.4908 | 34.4688 | 0 | 18.036 | 57.527 | 0 | 0% | 570.2169 | 122.5225 | 570.2169 | 122.5225
416.86 | 447.6621 | 12.4892 | 34.4697 | 0 | 19.9763 | 57.5285 | 0 | 0% | 572.1258 | 124.4637 | 572.1258 | 124.4637
416.88 | 447.7894 | 12.4876 | 34.4828 | 0 | 24.9341 | 57.5301 | 0 | 0% | 577.224 | 129.4346 | 577.224 | 129.4346
416.9 | 447.8568 | 12.486 | 34.4914 | 0 | 31.9107 | 57.5316 | 0 | 0% | 584.2766 | 136.4197 | 584.2766 | 136.4197
416.92 | 447.5606 | 12.4844 | 34.4719 | 0 | 39.346 | 57.5332 | 0 | 0% | 591.3962 | 143.8356 | 591.3962 | 143.8356
416.94 | 446.6381 | 12.4828 | 34.4042 | 0 | 45.8191 | 57.5349 | 0 | 0% | 596.8791 | 150.241 | 596.8791 | 150.241
416.96 | 444.9336 | 12.4813 | 34.2762 | 0 | 49.6709 | 57.5365 | 0 | 0% | 598.8985 | 153.9649 | 598.8985 | 153.9649
416.98 | 442.4125 | 12.4797 | 34.0853 | 0 | 49.2908 | 57.5382 | 0 | 0% | 595.8065 | 153.394 | 595.8065 | 153.394
417 | 439.176 | 12.4781 | 33.8393 | 0 | 44.7125 | 57.5398 | 0 | 0% | 587.7456 | 148.5696 | 587.7456 | 148.5696
417.02 | 435.4852 | 12.4765 | 33.5581 | 0 | 38.243 | 57.5414 | 0 | 0% | 577.3043 | 141.8191 | 577.3043 | 141.8191
417.04 | 431.7531 | 12.475 | 33.2738 | 0 | 32.7174 | 57.543 | 0 | 0% | 567.7622 | 136.0092 | 567.7622 | 136.0092
417.06 | 428.4639 | 12.4734 | 33.0236 | 0 | 29.3073 | 57.5446 | 0 | 0% | 560.8127 | 132.3489 | 560.8127 | 132.3489
417.08 | 426.0337 | 12.4718 | 32.8395 | 0 | 27.0116 | 57.5462 | 0 | 0% | 555.9027 | 129.869 | 555.9027 | 129.869
417.1 | 424.6547 | 12.4702 | 32.7365 | 0 | 23.864 | 57.5478 | 0 | 0% | 551.2732 | 126.6184 | 551.2732 | 126.6184
417.12 | 424.1914 | 12.4686 | 32.704 | 0 | 18.8546 | 57.5494 | 0 | 0% | 545.768 | 121.5766 | 545.768 | 121.5766
417.14 | 424.2085 | 12.467 | 32.7085 | 0 | 13.0395 | 57.551 | 0 | 0% | 539.9745 | 115.766 | 539.9745 | 115.766
417.16 | 424.1517 | 12.4655 | 32.7073 | 0 | 8.7114 | 57.5526 | 0 | 0% | 535.5885 | 111.4367 | 535.5885 | 111.4367
417.18 | 423.5825 | 12.4639 | 32.6666 | 0 | 7.5674 | 57.5542 | 0 | 0% | 533.8345 | 110.252 | 533.8345 | 110.252
417.2 | 422.3294 | 12.4623 | 32.5731 | 0 | 9.6884 | 57.5558 | 0 | 0% | 534.6091 | 112.2797 | 534.6091 | 112.2797
417.22 | 420.5013 | 12.4607 | 32.4353 | 0 | 13.667 | 57.5574 | 0 | 0% | 536.6218 | 116.1205 | 536.6218 | 116.1205
417.24 | 418.3856 | 12.4591 | 32.2753 | 0 | 17.2871 | 57.559 | 0 | 0% | 537.9661 | 119.5806 | 537.9661 | 119.5806
417.26 | 416.2898 | 12.4576 | 32.1168 | 0 | 18.7155 | 57.5606 | 0 | 0% | 537.1402 | 120.8504 | 537.1402 | 120.8504
417.28 | 414.3996 | 12.456 | 31.9741 | 0 | 17.9678 | 57.5622 | 0 | 0% | 534.3596 | 119.96 | 534.3596 | 119.96
417.3 | 412.7135 | 12.4544 | 31.8471 | 0 | 17.21 | 57.5638 | 0 | 0% | 531.7888 | 119.0753 | 531.7888 | 119.0753
417.32 | 411.0727 | 12.4528 | 31.7236 | 0 | 18.9229 | 57.5654 | 0 | 0% | 531.7374 | 120.6647 | 531.7374 | 120.6647
417.34 | 409.2591 | 12.4512 | 31.5868 | 0 | 23.5582 | 57.5669 | 0 | 0% | 534.4222 | 125.1631 | 534.4222 | 125.1631
417.36 | 407.1186 | 12.4496 | 31.4247 | 0 | 29.3543 | 57.5685 | 0 | 0% | 537.9156 | 130.797 | 537.9156 | 130.797
417.38 | 404.6573 | 12.448 | 31.2378 | 0 | 34.2615 | 57.57 | 0 | 0% | 540.1746 | 135.5174 | 540.1746 | 135.5174
417.4 | 402.0624 | 12.4464 | 31.0405 | 0 | 37.139 | 57.5716 | 0 | 0% | 540.26 | 138.1975 | 540.26 | 138.1975
417.42 | 399.6351 | 12.4448 | 30.8562 | 0 | 37.0528 | 57.5732 | 0 | 0% | 537.5622 | 137.9271 | 537.5622 | 137.9271
417.44 | 397.6655 | 12.4432 | 30.7073 | 0 | 32.966 | 57.5747 | 0 | 0% | 531.3567 | 133.6912 | 531.3567 | 133.6912
417.46 | 396.3068 | 12.4416 | 30.6055 | 0 | 25.1533 | 57.5761 | 0 | 0% | 522.0833 | 125.7765 | 522.0833 | 125.7765
417.48 | 395.5213 | 12.44 | 30.548 | 0 | 16.056 | 57.5774 | 0 | 0% | 512.1427 | 116.6214 | 512.1427 | 116.6214
417.5 | 395.1459 | 12.4383 | 30.5221 | 0 | 8.8166 | 57.5786 | 0 | 0% | 504.5015 | 109.3556 | 504.5015 | 109.3556
417.52 | 395.0291 | 12.4365 | 30.5162 | 0 | 5.2962 | 57.5797 | 0 | 0% | 500.8578 | 105.8287 | 500.8578 | 105.8287
417.54 | 395.1146 | 12.4348 | 30.5259 | 0 | 5.6759 | 57.5809 | 0 | 0% | 501.3322 | 106.2176 | 501.3322 | 106.2176
417.56 | 395.4064 | 12.4332 | 30.5516 | 0 | 9.1527 | 57.5822 | 0 | 0% | 505.1259 | 109.7196 | 505.1259 | 109.7196
417.58 | 395.8942 | 12.4315 | 30.5924 | 0 | 14.4952 | 57.5835 | 0 | 0% | 510.9968 | 115.1026 | 510.9968 | 115.1026
417.6 | 396.5604 | 12.4299 | 30.6469 | 0 | 20.3767 | 57.585 | 0 | 0% | 517.5989 | 121.0385 | 517.5989 | 121.0385
417.62 | 397.4631 | 12.4283 | 30.7197 | 0 | 25.5392 | 57.5866 | 0 | 0% | 523.7369 | 126.2738 | 523.7369 | 126.2738
417.64 | 398.7703 | 12.4267 | 30.8238 | 0 | 28.5285 | 57.5882 | 0 | 0% | 528.1375 | 129.3672 | 528.1375 | 129.3672
417.66 | 400.6675 | 12.4252 | 30.9735 | 0 | 27.7694 | 57.5898 | 0 | 0% | 529.4253 | 128.7578 | 529.4253 | 128.7578
417.68 | 403.2145 | 12.4236 | 31.1735 | 0 | 22.8753 | 57.5914 | 0 | 0% | 527.2782 | 124.0638 | 527.2782 | 124.0638
417.7 | 406.2871 | 12.422 | 31.4142 | 0 | 15.743 | 57.593 | 0 | 0% | 523.4592 | 117.1721 | 523.4592 | 117.1721
417.72 | 409.6427 | 12.4204 | 31.6768 | 0 | 9.4476 | 57.5946 | 0 | 0% | 520.7821 | 111.1394 | 520.7821 | 111.1394
417.74 | 413.0386 | 12.4188 | 31.9425 | 0 | 5.9576 | 57.5962 | 0 | 0% | 520.9538 | 107.9152 | 520.9538 | 107.9152
417.76 | 416.3221 | 12.4173 | 32.1997 | 0 | 5.2164 | 57.5978 | 0 | 0% | 523.7532 | 107.4311 | 523.7532 | 107.4311
417.78 | 419.463 | 12.4157 | 32.4458 | 0 | 6.1548 | 57.5994 | 0 | 0% | 528.0788 | 108.6158 | 528.0788 | 108.6158
417.8 | 422.5354 | 12.4141 | 32.6867 | 0 | 8.307 | 57.6011 | 0 | 0% | 533.5442 | 111.0088 | 533.5442 | 111.0088
417.82 | 425.6625 | 12.4125 | 32.9318 | 0 | 12.5666 | 57.6027 | 0 | 0% | 541.1761 | 115.5136 | 541.1761 | 115.5136
417.84 | 428.9402 | 12.4109 | 33.1887 | 0 | 20.1891 | 57.6043 | 0 | 0% | 552.3333 | 123.3931 | 552.3333 | 123.3931
417.86 | 432.3604 | 12.4094 | 33.4567 | 0 | 30.5355 | 57.6059 | 0 | 0% | 566.3678 | 134.0074 | 566.3678 | 134.0074
417.88 | 435.7643 | 12.4078 | 33.7234 | 0 | 39.9834 | 57.6075 | 0 | 0% | 579.4864 | 143.7221 | 579.4864 | 143.7221
417.9 | 438.8587 | 12.4062 | 33.9662 | 0 | 44.0469 | 57.6091 | 0 | 0% | 586.8871 | 148.0284 | 586.8871 | 148.0284
417.92 | 441.2956 | 12.4046 | 34.1582 | 0 | 41.02 | 57.6107 | 0 | 0% | 586.4891 | 145.1935 | 586.4891 | 145.1935
417.94 | 442.7778 | 12.403 | 34.2763 | 0 | 33.1435 | 57.6123 | 0 | 0% | 580.213 | 137.4352 | 580.213 | 137.4352
417.96 | 443.1489 | 12.4015 | 34.3084 | 0 | 24.2832 | 57.6139 | 0 | 0% | 571.7559 | 128.607 | 571.7559 | 128.607
417.98 | 442.4443 | 12.3999 | 34.2572 | 0 | 17.1324 | 57.6156 | 0 | 0% | 563.8493 | 121.4051 | 563.8493 | 121.4051
418 | 440.8908 | 12.3983 | 34.1403 | 0 | 12.4034 | 57.6172 | 0 | 0% | 557.45 | 116.5592 | 557.45 | 116.5592
418.02 | 438.8609 | 12.3967 | 33.9865 | 0 | 9.506 | 57.6188 | 0 | 0% | 552.3689 | 113.508 | 552.3689 | 113.508
418.04 | 436.7958 | 12.3951 | 33.8299 | 0 | 7.4312 | 57.6204 | 0 | 0% | 548.0725 | 111.2767 | 548.0725 | 111.2767
418.06 | 435.118 | 12.3936 | 33.7033 | 0 | 5.4516 | 57.622 | 0 | 0% | 544.2885 | 109.1705 | 544.2885 | 109.1705
418.08 | 434.1537 | 12.392 | 33.632 | 0 | 3.477 | 57.6236 | 0 | 0% | 541.2783 | 107.1246 | 541.2783 | 107.1246
418.1 | 434.0765 | 12.3904 | 33.6294 | 0 | 1.8379 | 57.6252 | 0 | 0% | 539.5594 | 105.4829 | 539.5594 | 105.4829
418.12 | 434.8815 | 12.3888 | 33.6952 | 0 | 0.78508 | 57.6268 | 0 | 0% | 539.3774 | 104.4959 | 539.3774 | 104.4959
418.14 | 436.4012 | 12.3872 | 33.8163 | 0 | 0.26772 | 57.6284 | 0 | 0% | 540.5009 | 104.0997 | 540.5009 | 104.0997
418.16 | 438.3657 | 12.3857 | 33.9719 | 0 | 0.0725 | 57.6301 | 0 | 0% | 542.4258 | 104.0601 | 542.4258 | 104.0601
418.18 | 440.4867 | 12.3841 | 34.1397 | 0 | 0.016125 | 57.6317 | 0 | 0% | 544.6583 | 104.1716 | 544.6583 | 104.1716
418.2 | 442.5313 | 12.3825 | 34.3016 | 0 | 0.0073073 | 57.6333 | 0 | 0% | 546.856 | 104.3247 | 546.856 | 104.3247
418.22 | 444.3547 | 12.3809 | 34.4463 | 0 | 0.028779 | 57.6349 | 0 | 0% | 548.8456 | 104.4909 | 548.8456 | 104.4909
418.24 | 445.8666 | 12.3793 | 34.567 | 0 | 0.13703 | 57.6365 | 0 | 0% | 550.5864 | 104.7198 | 550.5864 | 104.7198
418.26 | 446.9478 | 12.3778 | 34.6542 | 0 | 0.52491 | 57.6381 | 0 | 0% | 552.1428 | 105.195 | 552.1428 | 105.195
418.28 | 447.3986 | 12.3762 | 34.6926 | 0 | 1.6012 | 57.6397 | 0 | 0% | 553.7083 | 106.3097 | 553.7083 | 106.3097
418.3 | 447.0052 | 12.3746 | 34.6655 | 0 | 3.8935 | 57.6413 | 0 | 0% | 555.5802 | 108.575 | 555.5802 | 108.575
418.32 | 445.6948 | 12.373 | 34.5673 | 0 | 7.556 | 57.643 | 0 | 0% | 557.834 | 112.1393 | 557.834 | 112.1393
418.34 | 443.6382 | 12.3714 | 34.4112 | 0 | 11.7164 | 57.6446 | 0 | 0% | 559.7819 | 116.1437 | 559.7819 | 116.1437
418.36 | 441.2019 | 12.3699 | 34.2257 | 0 | 14.5319 | 57.6462 | 0 | 0% | 559.9755 | 118.7736 | 559.9755 | 118.7736
418.38 | 438.7882 | 12.3683 | 34.0418 | 0 | 14.4419 | 57.6478 | 0 | 0% | 557.2881 | 118.4998 | 557.2881 | 118.4998
418.4 | 436.6758 | 12.3667 | 33.8814 | 0 | 11.5804 | 57.6494 | 0 | 0% | 552.1537 | 115.4779 | 552.1537 | 115.4779
418.42 | 434.9346 | 12.3651 | 33.7496 | 0 | 7.7774 | 57.651 | 0 | 0% | 546.4778 | 111.5432 | 546.4778 | 111.5432
418.44 | 433.4471 | 12.3635 | 33.6376 | 0 | 5.185 | 57.6526 | 0 | 0% | 542.2859 | 108.8388 | 542.2859 | 108.8388
418.46 | 432.0165 | 12.362 | 33.5299 | 0 | 4.9771 | 57.6542 | 0 | 0% | 540.5397 | 108.5232 | 540.5397 | 108.5232
418.48 | 430.4898 | 12.3604 | 33.4148 | 0 | 6.9189 | 57.6559 | 0 | 0% | 540.8397 | 110.3499 | 540.8397 | 110.3499
418.5 | 428.812 | 12.3588 | 33.2879 | 0 | 9.5768 | 57.6575 | 0 | 0% | 541.693 | 112.8809 | 541.693 | 112.8809
418.52 | 426.9975 | 12.3572 | 33.1503 | 0 | 11.0955 | 57.6591 | 0 | 0% | 541.2597 | 114.2622 | 541.2597 | 114.2622
418.54 | 425.0662 | 12.3557 | 33.0037 | 0 | 10.4971 | 57.6607 | 0 | 0% | 538.5834 | 113.5171 | 538.5834 | 113.5171
418.56 | 423.007 | 12.3541 | 32.8471 | 0 | 8.593 | 57.6623 | 0 | 0% | 534.4635 | 111.4565 | 534.4635 | 111.4565
418.58 | 420.8031 | 12.3525 | 32.6792 | 0 | 7.565 | 57.6639 | 0 | 0% | 531.0637 | 110.2607 | 531.0637 | 110.2607
418.6 | 418.5187 | 12.3509 | 32.5051 | 0 | 9.5206 | 57.6655 | 0 | 0% | 530.5609 | 112.0422 | 530.5609 | 112.0422
418.62 | 416.3775 | 12.3493 | 32.342 | 0 | 15.0332 | 57.6672 | 0 | 0% | 533.7693 | 117.3917 | 533.7693 | 117.3917
418.64 | 414.7211 | 12.3478 | 32.2166 | 0 | 22.4456 | 57.6688 | 0 | 0% | 539.3998 | 124.6787 | 539.3998 | 124.6787
418.66 | 413.8163 | 12.3462 | 32.1496 | 0 | 28.5479 | 57.6704 | 0 | 0% | 544.5303 | 130.714 | 544.5303 | 130.714
418.68 | 413.6364 | 12.3446 | 32.1388 | 0 | 30.5959 | 57.672 | 0 | 0% | 546.3877 | 132.7513 | 546.3877 | 132.7513
418.7 | 413.7951 | 12.343 | 32.1544 | 0 | 28.2385 | 57.6736 | 0 | 0% | 544.2046 | 130.4095 | 544.2046 | 130.4095
418.72 | 413.6941 | 12.3414 | 32.1498 | 0 | 23.6204 | 57.6752 | 0 | 0% | 539.481 | 125.7869 | 539.481 | 125.7869
418.74 | 412.8022 | 12.3399 | 32.0837 | 0 | 19.465 | 57.6768 | 0 | 0% | 534.3676 | 121.5653 | 534.3676 | 121.5653
418.76 | 410.9282 | 12.3383 | 31.9412 | 0 | 16.8263 | 57.6785 | 0 | 0% | 529.7124 | 118.7842 | 529.7124 | 118.7842
418.78 | 408.3468 | 12.3367 | 31.7437 | 0 | 14.6855 | 57.6801 | 0 | 0% | 524.7928 | 116.446 | 524.7928 | 116.446
418.8 | 405.6869 | 12.3351 | 31.5401 | 0 | 11.6951 | 57.6817 | 0 | 0% | 518.9388 | 113.252 | 518.9388 | 113.252
418.82 | 403.6331 | 12.3335 | 31.3836 | 0 | 7.8719 | 57.6833 | 0 | 0% | 512.9054 | 109.2723 | 512.9054 | 109.2723
418.84 | 402.6348 | 12.332 | 31.3092 | 0 | 4.385 | 57.6849 | 0 | 0% | 508.3459 | 105.711 | 508.3459 | 105.711
418.86 | 402.7737 | 12.3304 | 31.3232 | 0 | 2.2775 | 57.6865 | 0 | 0% | 506.3912 | 103.6175 | 506.3912 | 103.6175
418.88 | 403.7994 | 12.3288 | 31.4061 | 0 | 1.8747 | 57.6881 | 0 | 0% | 507.0971 | 103.2978 | 507.0971 | 103.2978
418.9 | 405.2643 | 12.3272 | 31.5233 | 0 | 3.0364 | 57.6897 | 0 | 0% | 509.8409 | 104.5766 | 509.8409 | 104.5766
418.92 | 406.6894 | 12.3256 | 31.6373 | 0 | 5.3469 | 57.6914 | 0 | 0% | 513.6905 | 107.0012 | 513.6905 | 107.0012
418.94 | 407.7136 | 12.3241 | 31.7201 | 0 | 8.0824 | 57.693 | 0 | 0% | 517.5332 | 109.8195 | 517.5332 | 109.8195
418.96 | 408.1961 | 12.3225 | 31.7609 | 0 | 10.5796 | 57.6946 | 0 | 0% | 520.5536 | 112.3575 | 520.5536 | 112.3575
418.98 | 408.2574 | 12.3209 | 31.7688 | 0 | 12.9113 | 57.6962 | 0 | 0% | 522.9546 | 114.6972 | 522.9546 | 114.6972
419 | 408.2559 | 12.3193 | 31.7719 | 0 | 15.7093 | 57.6978 | 0 | 0% | 525.7543 | 117.4984 | 525.7543 | 117.4984
419.02 | 408.7027 | 12.3177 | 31.8099 | 0 | 18.8921 | 57.6994 | 0 | 0% | 529.4219 | 120.7192 | 529.4219 | 120.7192
419.04 | 410.1337 | 12.3162 | 31.9246 | 0 | 21.0051 | 57.7011 | 0 | 0% | 533.0805 | 122.9468 | 533.0805 | 122.9468
419.06 | 412.9683 | 12.3146 | 32.1485 | 0 | 20.3872 | 57.7027 | 0 | 0% | 535.5212 | 122.553 | 535.5212 | 122.553
419.08 | 417.3928 | 12.313 | 32.4963 | 0 | 16.8086 | 57.7043 | 0 | 0% | 536.715 | 119.3221 | 536.715 | 119.3221
419.1 | 423.3006 | 12.3114 | 32.9596 | 0 | 11.6573 | 57.7059 | 0 | 0% | 537.9349 | 114.6342 | 537.9349 | 114.6342
419.12 | 430.2887 | 12.3098 | 33.5071 | 0 | 6.7637 | 57.7075 | 0 | 0% | 540.5769 | 110.2882 | 540.5769 | 110.2882
419.14 | 437.6958 | 12.3083 | 34.0874 | 0 | 3.2596 | 57.7091 | 0 | 0% | 545.0602 | 107.3644 | 545.0602 | 107.3644
419.16 | 444.6843 | 12.3067 | 34.6351 | 0 | 1.2924 | 57.7108 | 0 | 0% | 550.6293 | 105.9449 | 550.6293 | 105.9449
419.18 | 450.4013 | 12.3051 | 35.0839 | 0 | 0.41731 | 57.7124 | 0 | 0% | 555.9199 | 105.5186 | 555.9199 | 105.5186
419.2 | 454.2403 | 12.3035 | 35.3864 | 0 | 0.10875 | 57.714 | 0 | 0% | 559.753 | 105.5127 | 559.753 | 105.5127
419.22 | 456.107 | 12.3019 | 35.5354 | 0 | 0.022709 | 57.7156 | 0 | 0% | 561.6826 | 105.5756 | 561.6826 | 105.5756
419.24 | 456.4728 | 12.3004 | 35.5674 | 0 | 0.0037803 | 57.7172 | 0 | 0% | 562.0615 | 105.5888 | 562.0615 | 105.5888
419.26 | 456.1122 | 12.2988 | 35.5429 | 0 | 0.00049063 | 57.7188 | 0 | 0% | 561.6732 | 105.561 | 561.6732 | 105.561
419.28 | 455.6944 | 12.2972 | 35.514 | 0 | 5.1775e-05 | 57.7204 | 0 | 0% | 561.2261 | 105.5317 | 561.2261 | 105.5317
419.3 | 455.5014 | 12.2956 | 35.5025 | 0 | 0 | 57.7221 | 0 | 0% | 561.0216 | 105.5202 | 561.0216 | 105.5202
419.32 | 455.3934 | 12.294 | 35.4977 | 0 | 9.8298e-14 | 57.7237 | 0 | 0% | 560.9089 | 105.5154 | 560.9089 | 105.5154
419.34 | 454.9726 | 12.2925 | 35.4685 | 0 | 3.9949e-14 | 57.7253 | 0 | 0% | 560.4588 | 105.4862 | 560.4588 | 105.4862
419.36 | 453.8261 | 12.2909 | 35.3827 | 0 | 0 | 57.7269 | 0 | 0% | 559.2265 | 105.4005 | 559.2265 | 105.4005
419.38 | 451.7226 | 12.2893 | 35.2222 | 0 | 0.00014051 | 57.7285 | 0 | 0% | 556.9628 | 105.2402 | 556.9628 | 105.2402
419.4 | 448.6667 | 12.2877 | 34.9875 | 0 | 0.0013315 | 57.7301 | 0 | 0% | 553.6734 | 105.0067 | 553.6734 | 105.0067
419.42 | 444.8352 | 12.2861 | 34.6922 | 0 | 0.0099578 | 57.7318 | 0 | 0% | 549.5553 | 104.72 | 549.5553 | 104.72
419.44 | 440.5072 | 12.2846 | 34.3581 | 0 | 0.058775 | 57.7334 | 0 | 0% | 544.942 | 104.4348 | 544.942 | 104.4348
419.46 | 436.0574 | 12.283 | 34.0145 | 0 | 0.27379 | 57.735 | 0 | 0% | 540.3637 | 104.3063 | 540.3637 | 104.3063
419.48 | 431.967 | 12.2814 | 33.6989 | 0 | 1.0066 | 57.7366 | 0 | 0% | 536.6905 | 104.7234 | 536.6905 | 104.7234
419.5 | 428.7557 | 12.2798 | 33.4518 | 0 | 2.9205 | 57.7382 | 0 | 0% | 535.146 | 106.3903 | 535.146 | 106.3903
419.52 | 426.8227 | 12.2782 | 33.3044 | 0 | 6.6875 | 57.7398 | 0 | 0% | 536.8327 | 110.01 | 536.8327 | 110.01
419.54 | 426.2863 | 12.2767 | 33.266 | 0 | 12.0858 | 57.7415 | 0 | 0% | 541.6562 | 115.3699 | 541.6562 | 115.3699
419.56 | 426.9089 | 12.2751 | 33.318 | 0 | 17.2378 | 57.7431 | 0 | 0% | 547.4828 | 120.5739 | 547.4828 | 120.5739
419.58 | 428.1234 | 12.2735 | 33.4162 | 0 | 19.4037 | 57.7447 | 0 | 0% | 550.9615 | 122.838 | 550.9615 | 122.838
419.6 | 429.1416 | 12.2719 | 33.499 | 0 | 17.2378 | 57.7463 | 0 | 0% | 549.8967 | 120.7551 | 549.8967 | 120.7551
419.62 | 429.1283 | 12.2704 | 33.5014 | 0 | 12.0858 | 57.7479 | 0 | 0% | 544.7338 | 115.6055 | 544.7338 | 115.6055
419.64 | 427.4213 | 12.2688 | 33.3714 | 0 | 6.6875 | 57.7495 | 0 | 0% | 537.4986 | 110.0773 | 537.4986 | 110.0773
419.66 | 423.7467 | 12.2672 | 33.0878 | 0 | 2.9205 | 57.7512 | 0 | 0% | 529.7734 | 106.0267 | 529.7734 | 106.0267
419.68 | 418.3473 | 12.2656 | 32.6695 | 0 | 1.0066 | 57.7528 | 0 | 0% | 522.0418 | 103.6945 | 522.0418 | 103.6945
419.7 | 411.9452 | 12.264 | 32.1728 | 0 | 0.27379 | 57.7544 | 0 | 0% | 514.4103 | 102.4651 | 514.4103 | 102.4651
419.72 | 405.5332 | 12.2625 | 31.6753 | 0 | 0.058775 | 57.756 | 0 | 0% | 507.2857 | 101.7525 | 507.2857 | 101.7525
419.74 | 400.0806 | 12.2609 | 31.2526 | 0 | 0.0099578 | 57.7576 | 0 | 0% | 501.3617 | 101.2811 | 501.3617 | 101.2811
419.76 | 396.2622 | 12.2593 | 30.9576 | 0 | 0.0013315 | 57.7593 | 0 | 0% | 497.2397 | 100.9775 | 497.2397 | 100.9775
419.78 | 394.3028 | 12.2577 | 30.8077 | 0 | 0.00014051 | 57.7609 | 0 | 0% | 495.1292 | 100.8264 | 495.1292 | 100.8264
419.8 | 393.9916 | 12.2561 | 30.7866 | 0 | 6.8699e-14 | 57.7625 | 0 | 0% | 494.7968 | 100.8052 | 494.7968 | 100.8052
419.82 | 394.8412 | 12.2546 | 30.8562 | 0 | 2.0645e-13 | 57.7641 | 0 | 0% | 495.7161 | 100.8748 | 495.7161 | 100.8748
419.84 | 396.3012 | 12.253 | 30.9734 | 0 | 2.4033e-13 | 57.7657 | 0 | 0% | 497.2934 | 100.9921 | 497.2934 | 100.9921
419.86 | 397.9401 | 12.2514 | 31.1047 | 0 | 8.4604e-14 | 57.7673 | 0 | 0% | 499.0636 | 101.1234 | 499.0636 | 101.1234
419.88 | 399.5423 | 12.2498 | 31.2331 | 0 | 1.2573e-13 | 57.769 | 0 | 0% | 500.7943 | 101.2519 | 500.7943 | 101.2519
419.9 | 401.0994 | 12.2482 | 31.3581 | 0 | 2.5482e-13 | 57.7706 | 0 | 0% | 502.4763 | 101.3769 | 502.4763 | 101.3769
419.92 | 402.7134 | 12.2467 | 31.4875 | 0 | 1.3146e-13 | 57.7722 | 0 | 0% | 504.2198 | 101.5063 | 504.2198 | 101.5063
419.94 | 404.458 | 12.2451 | 31.6271 | 0 | 8.6964e-14 | 57.7737 | 0 | 0% | 506.104 | 101.6459 | 506.104 | 101.6459
419.96 | 406.2529 | 12.2436 | 31.7706 | 0 | 0 | 57.7752 | 0 | 0% | 508.0424 | 101.7895 | 508.0424 | 101.7895
419.98 | 407.8155 | 12.2422 | 31.896 | 0 | 3.1617e-13 | 57.7765 | 0 | 0% | 509.7302 | 101.9147 | 509.7302 | 101.9147
420 | 408.7374 | 12.241 | 31.9711 | 0 | 0.00017744 | 57.7775 | 0 | 0% | 510.7272 | 101.9898 | 510.7272 | 101.9898
420.02 | 408.6574 | 12.2399 | 31.9678 | 0 | 0.0016815 | 57.7782 | 0 | 0% | 510.645 | 101.9876 | 510.645 | 101.9876
420.04 | 407.4238 | 12.239 | 31.8741 | 0 | 0.012575 | 57.7787 | 0 | 0% | 509.3282 | 101.9044 | 509.3282 | 101.9044
420.06 | 405.1587 | 12.2381 | 31.6997 | 0 | 0.074225 | 57.779 | 0 | 0% | 506.9498 | 101.791 | 506.9498 | 101.791
420.08 | 402.2116 | 12.2373 | 31.4718 | 0 | 0.34576 | 57.7792 | 0 | 0% | 504.0458 | 101.8341 | 504.0458 | 101.8341
420.1 | 399.0447 | 12.2365 | 31.2267 | 0 | 1.2712 | 57.7794 | 0 | 0% | 501.5585 | 102.5138 | 501.5585 | 102.5138
420.12 | 396.1033 | 12.2358 | 30.9993 | 0 | 3.6882 | 57.7796 | 0 | 0% | 500.8061 | 104.7028 | 500.8061 | 104.7028
420.14 | 393.7355 | 12.235 | 30.8166 | 0 | 8.4455 | 57.7797 | 0 | 0% | 503.0124 | 109.2769 | 503.0124 | 109.2769
420.16 | 392.1897 | 12.2342 | 30.6983 | 0 | 15.2629 | 57.7798 | 0 | 0% | 508.1651 | 115.9753 | 508.1651 | 115.9753
420.18 | 391.6531 | 12.2335 | 30.659 | 0 | 21.7692 | 57.78 | 0 | 0% | 514.0948 | 122.4417 | 514.0948 | 122.4417
420.2 | 392.2608 | 12.2327 | 30.7093 | 0 | 24.5044 | 57.7801 | 0 | 0% | 517.4873 | 125.2266 | 517.4873 | 125.2266
420.22 | 394.0502 | 12.2319 | 30.8521 | 0 | 21.7692 | 57.7803 | 0 | 0% | 516.6837 | 122.6335 | 516.6837 | 122.6335
420.24 | 396.8863 | 12.2312 | 31.0768 | 0 | 15.2629 | 57.7804 | 0 | 0% | 513.2377 | 116.3514 | 513.2377 | 116.3514
420.26 | 400.4088 | 12.2304 | 31.3554 | 0 | 8.4455 | 57.7806 | 0 | 0% | 510.2208 | 109.8119 | 510.2208 | 109.8119
420.28 | 404.0516 | 12.2296 | 31.6434 | 0 | 3.6882 | 57.7807 | 0 | 0% | 509.3936 | 105.342 | 509.3936 | 105.342
420.3 | 407.1733 | 12.2289 | 31.8906 | 0 | 1.2714 | 57.7809 | 0 | 0% | 510.3451 | 103.1718 | 510.3451 | 103.1718
420.32 | 409.2765 | 12.2281 | 32.0581 | 0 | 0.34786 | 57.781 | 0 | 0% | 511.6916 | 102.4151 | 511.6916 | 102.4151
420.34 | 410.2191 | 12.2274 | 32.1347 | 0 | 0.086595 | 57.7812 | 0 | 0% | 512.4489 | 102.2298 | 512.4489 | 102.2298
420.36 | 410.3096 | 12.2266 | 32.1445 | 0 | 0.070197 | 57.7813 | 0 | 0% | 512.5322 | 102.2226 | 512.5322 | 102.2226
420.38 | 410.221 | 12.2258 | 32.1404 | 0 | 0.21355 | 57.7815 | 0 | 0% | 512.5823 | 102.3612 | 512.5823 | 102.3612
420.4 | 410.7138 | 12.2251 | 32.1818 | 0 | 0.6151 | 57.7816 | 0 | 0% | 513.5174 | 102.8036 | 513.5174 | 102.8036
420.42 | 412.2688 | 12.2243 | 32.3065 | 0 | 1.4096 | 57.7818 | 0 | 0% | 515.9909 | 103.7221 | 515.9909 | 103.7221
420.44 | 414.8426 | 12.2235 | 32.511 | 0 | 2.556 | 57.7819 | 0 | 0% | 519.915 | 105.0725 | 519.915 | 105.0725
420.46 | 417.9007 | 12.2228 | 32.7536 | 0 | 3.6857 | 57.7821 | 0 | 0% | 524.3448 | 106.4441 | 524.3448 | 106.4441
420.48 | 420.7117 | 12.222 | 32.9767 | 0 | 4.2963 | 57.7822 | 0 | 0% | 527.989 | 107.2773 | 527.989 | 107.2773
420.5 | 422.7605 | 12.2212 | 33.1402 | 0 | 4.2449 | 57.7824 | 0 | 0% | 530.1492 | 107.3887 | 530.1492 | 107.3887
420.52 | 424.0812 | 12.2205 | 33.2466 | 0 | 3.9566 | 57.7825 | 0 | 0% | 531.2874 | 107.2062 | 531.2874 | 107.2062
420.54 | 425.2825 | 12.2197 | 33.3437 | 0 | 3.9612 | 57.7827 | 0 | 0% | 532.5897 | 107.3072 | 532.5897 | 107.3072
420.56 | 427.2011 | 12.219 | 33.497 | 0 | 4.257 | 57.7828 | 0 | 0% | 534.9568 | 107.7558 | 534.9568 | 107.7558
420.58 | 430.4203 | 12.2182 | 33.7524 | 0 | 4.3118 | 57.783 | 0 | 0% | 538.4857 | 108.0654 | 538.4857 | 108.0654
420.6 | 434.9857 | 12.2174 | 34.1134 | 0 | 3.7 | 57.7831 | 0 | 0% | 542.7996 | 107.8139 | 542.7996 | 107.8139
420.62 | 440.4426 | 12.2167 | 34.5444 | 0 | 2.5662 | 57.7833 | 0 | 0% | 547.5532 | 107.1105 | 547.5532 | 107.1105
420.64 | 446.0957 | 12.2159 | 34.9908 | 0 | 1.4161 | 57.7834 | 0 | 0% | 552.502 | 106.4062 | 552.502 | 106.4062
420.66 | 451.3254 | 12.2151 | 35.4041 | 0 | 0.62421 | 57.7836 | 0 | 0% | 557.3524 | 106.027 | 557.3524 | 106.027
420.68 | 455.8098 | 12.2144 | 35.759 | 0 | 0.25301 | 57.7837 | 0 | 0% | 561.8199 | 106.0101 | 561.8199 | 106.0101
420.7 | 459.5585 | 12.2136 | 36.0562 | 0 | 0.24543 | 57.7839 | 0 | 0% | 565.8576 | 106.2991 | 565.8576 | 106.2991
420.72 | 462.7754 | 12.2128 | 36.3118 | 0 | 0.70185 | 57.784 | 0 | 0% | 569.7859 | 107.0105 | 569.7859 | 107.0105
420.74 | 465.6622 | 12.2121 | 36.5414 | 0 | 2.0029 | 57.7842 | 0 | 0% | 574.2028 | 108.5406 | 574.2028 | 108.5406
420.76 | 468.2694 | 12.2113 | 36.7492 | 0 | 4.5894 | 57.7843 | 0 | 0% | 579.6037 | 111.3343 | 579.6037 | 111.3343
420.78 | 470.4562 | 12.2106 | 36.9241 | 0 | 8.3452 | 57.7845 | 0 | 0% | 585.7204 | 115.2643 | 585.7204 | 115.2643
420.8 | 471.9729 | 12.2098 | 37.0463 | 0 | 12.1501 | 57.7846 | 0 | 0% | 591.1637 | 119.1908 | 591.1637 | 119.1908
420.82 | 472.6162 | 12.209 | 37.1 | 0 | 14.5931 | 57.7848 | 0 | 0% | 594.3031 | 121.6869 | 594.3031 | 121.6869
420.84 | 472.3546 | 12.2083 | 37.0827 | 0 | 15.6276 | 57.7849 | 0 | 0% | 595.0581 | 122.7035 | 595.0581 | 122.7035
420.86 | 471.3508 | 12.2075 | 37.0071 | 0 | 17.0583 | 57.7851 | 0 | 0% | 595.4088 | 124.058 | 595.4088 | 124.058
420.88 | 469.8858 | 12.2067 | 36.8953 | 0 | 20.4667 | 57.7852 | 0 | 0% | 597.2398 | 127.354 | 597.2398 | 127.354
420.9 | 468.2405 | 12.206 | 36.7693 | 0 | 24.6669 | 57.7854 | 0 | 0% | 599.6681 | 131.4275 | 599.6681 | 131.4275
420.92 | 466.5958 | 12.2052 | 36.6434 | 0 | 26.2069 | 57.7855 | 0 | 0% | 599.4368 | 132.841 | 599.4368 | 132.841
420.94 | 465.015 | 12.2044 | 36.5225 | 0 | 22.8575 | 57.7857 | 0 | 0% | 594.3851 | 129.3701 | 594.3851 | 129.3701
420.96 | 463.5236 | 12.2037 | 36.4085 | 0 | 15.9349 | 57.7858 | 0 | 0% | 585.8566 | 122.3329 | 585.8566 | 122.3329
420.98 | 462.2211 | 12.2029 | 36.3094 | 0 | 8.802 | 57.786 | 0 | 0% | 577.3213 | 115.1002 | 577.3213 | 115.1002
421 | 461.327 | 12.2021 | 36.2424 | 0 | 3.8418 | 57.7861 | 0 | 0% | 571.3994 | 110.0724 | 571.3994 | 110.0724
421.02 | 461.12 | 12.2014 | 36.2293 | 0 | 1.3239 | 57.7863 | 0 | 0% | 568.6608 | 107.5408 | 568.6608 | 107.5408
421.04 | 461.7978 | 12.2006 | 36.2858 | 0 | 0.36008 | 57.7864 | 0 | 0% | 568.4307 | 106.6329 | 568.4307 | 106.6329
421.06 | 463.3274 | 12.1999 | 36.4092 | 0 | 0.077298 | 57.7866 | 0 | 0% | 569.8003 | 106.4729 | 569.8003 | 106.4729
421.08 | 465.3651 | 12.1991 | 36.5725 | 0 | 0.013096 | 57.7867 | 0 | 0% | 571.9365 | 106.5714 | 571.9365 | 106.5714
421.1 | 467.3194 | 12.1983 | 36.7293 | 0 | 0.0017511 | 57.7869 | 0 | 0% | 574.0356 | 106.7163 | 574.0356 | 106.7163
421.12 | 468.5404 | 12.1976 | 36.8285 | 0 | 0.00018479 | 57.787 | 0 | 0% | 575.3537 | 106.8132 | 575.3537 | 106.8132
421.14 | 468.5375 | 12.1968 | 36.8314 | 0 | 0 | 57.7872 | 0 | 0% | 575.3529 | 106.8154 | 575.3529 | 106.8154
421.16 | 467.1221 | 12.196 | 36.7234 | 0 | 0 | 57.7873 | 0 | 0% | 573.8288 | 106.7067 | 573.8288 | 106.7067
421.18 | 464.4314 | 12.1953 | 36.515 | 0 | 0 | 57.7875 | 0 | 0% | 570.9292 | 106.4978 | 570.9292 | 106.4978
421.2 | 460.839 | 12.1945 | 36.2357 | 0 | 0 | 57.7876 | 0 | 0% | 567.0569 | 106.2179 | 567.0569 | 106.2179
421.22 | 456.801 | 12.1937 | 35.9214 | 0 | 0 | 57.7878 | 0 | 0% | 562.7039 | 105.9029 | 562.7039 | 105.9029
421.24 | 452.7222 | 12.193 | 35.6038 | 0 | 0 | 57.7879 | 0 | 0% | 558.3069 | 105.5847 | 558.3069 | 105.5847
421.26 | 448.892 | 12.1922 | 35.3056 | 0 | 1.1157e-13 | 57.7881 | 0 | 0% | 554.178 | 105.286 | 554.178 | 105.286
421.28 | 445.4727 | 12.1915 | 35.0398 | 0 | 1.8471e-13 | 57.7882 | 0 | 0% | 550.4922 | 105.0195 | 550.4922 | 105.0195
421.3 | 442.4933 | 12.1907 | 34.8085 | 0 | 1.6719e-13 | 57.7884 | 0 | 0% | 547.281 | 104.7876 | 547.281 | 104.7876
421.32 | 439.8423 | 12.1899 | 34.6031 | 0 | 2.0983e-13 | 57.7886 | 0 | 0% | 544.4239 | 104.5815 | 544.4239 | 104.5815
421.34 | 437.2985 | 12.1892 | 34.406 | 0 | 9.202e-14 | 57.7887 | 0 | 0% | 541.6823 | 104.3838 | 541.6823 | 104.3838
421.36 | 434.6216 | 12.1884 | 34.1984 | 0 | 1.7056e-13 | 57.7889 | 0 | 0% | 538.7972 | 104.1756 | 538.7972 | 104.1756
421.38 | 431.6619 | 12.1876 | 33.9685 | 0 | 2.027e-13 | 57.789 | 0 | 0% | 535.607 | 103.9451 | 535.607 | 103.9451
421.4 | 428.4224 | 12.1869 | 33.7165 | 0 | 1.2472e-13 | 57.7892 | 0 | 0% | 532.1149 | 103.6925 | 532.1149 | 103.6925
421.42 | 425.0491 | 12.1861 | 33.454 | 0 | 2.4673e-13 | 57.7893 | 0 | 0% | 528.4785 | 103.4294 | 528.4785 | 103.4294
421.44 | 421.766 | 12.1853 | 33.1985 | 0 | 2.9662e-14 | 57.7895 | 0 | 0% | 524.9393 | 103.1733 | 524.9393 | 103.1733
421.46 | 418.7843 | 12.1846 | 32.9667 | 0 | 4.2134e-16 | 57.7896 | 0 | 0% | 521.7252 | 102.9409 | 521.7252 | 102.9409
421.48 | 416.2211 | 12.1838 | 32.7679 | 0 | 0 | 57.7898 | 0 | 0% | 518.9625 | 102.7414 | 518.9625 | 102.7414
421.5 | 414.0542 | 12.1831 | 32.6001 | 0 | 0 | 57.7899 | 0 | 0% | 516.6273 | 102.5731 | 516.6273 | 102.5731
421.52 | 412.1369 | 12.1823 | 32.4521 | 0 | 2.4269e-14 | 57.7901 | 0 | 0% | 514.5613 | 102.4244 | 514.5613 | 102.4244
421.54 | 410.2813 | 12.1815 | 32.3088 | 0 | 0.00015517 | 57.7902 | 0 | 0% | 512.562 | 102.2807 | 512.562 | 102.2807
421.56 | 408.3856 | 12.1808 | 32.1624 | 0 | 0.0014705 | 57.7904 | 0 | 0% | 510.5205 | 102.135 | 510.5205 | 102.135
421.58 | 406.5269 | 12.18 | 32.0188 | 0 | 0.010997 | 57.7905 | 0 | 0% | 508.5273 | 102.0004 | 508.5273 | 102.0004
421.6 | 404.9385 | 12.1792 | 31.8965 | 0 | 0.064911 | 57.7907 | 0 | 0% | 506.8699 | 101.9314 | 506.8699 | 101.9314
421.62 | 403.8799 | 12.1785 | 31.816 | 0 | 0.30237 | 57.7909 | 0 | 0% | 505.9675 | 102.0877 | 505.9675 | 102.0877
421.64 | 403.5006 | 12.1777 | 31.789 | 0 | 1.1116 | 57.791 | 0 | 0% | 506.3699 | 102.8693 | 506.3699 | 102.8693
421.66 | 403.7831 | 12.1769 | 31.814 | 0 | 3.2254 | 57.7912 | 0 | 0% | 508.7906 | 105.0075 | 508.7906 | 105.0075
421.68 | 404.5752 | 12.1762 | 31.8793 | 0 | 7.3857 | 57.7913 | 0 | 0% | 513.8076 | 109.2325 | 513.8076 | 109.2325
421.7 | 405.6744 | 12.1754 | 31.9687 | 0 | 13.3475 | 57.7915 | 0 | 0% | 520.9576 | 115.2832 | 520.9576 | 115.2832
421.72 | 406.9149 | 12.1747 | 32.0693 | 0 | 19.0373 | 57.7916 | 0 | 0% | 527.9879 | 121.073 | 527.9879 | 121.073
421.74 | 408.2082 | 12.1739 | 32.1741 | 0 | 21.4293 | 57.7918 | 0 | 0% | 531.7773 | 123.5691 | 531.7773 | 123.5691
421.76 | 409.518 | 12.1731 | 32.2802 | 0 | 19.0373 | 57.7919 | 0 | 0% | 530.8006 | 121.2826 | 530.8006 | 121.2826
421.78 | 410.8019 | 12.1724 | 32.3843 | 0 | 13.3475 | 57.7921 | 0 | 0% | 526.4982 | 115.6963 | 526.4982 | 115.6963
421.8 | 411.9766 | 12.1716 | 32.4798 | 0 | 7.3857 | 57.7922 | 0 | 0% | 521.8059 | 109.8293 | 521.8059 | 109.8293
421.82 | 412.9481 | 12.1708 | 32.5592 | 0 | 3.2254 | 57.7924 | 0 | 0% | 518.6959 | 105.7478 | 518.6959 | 105.7478
421.84 | 413.7141 | 12.1701 | 32.6225 | 0 | 1.1116 | 57.7926 | 0 | 0% | 517.4109 | 103.6968 | 517.4109 | 103.6968
421.86 | 414.4928 | 12.1693 | 32.6868 | 0 | 0.30237 | 57.7927 | 0 | 0% | 517.444 | 102.9512 | 517.444 | 102.9512
421.88 | 415.7651 | 12.1685 | 32.7901 | 0 | 0.064911 | 57.7929 | 0 | 0% | 518.5815 | 102.8164 | 518.5815 | 102.8164
421.9 | 418.1283 | 12.1678 | 32.9795 | 0 | 0.010997 | 57.793 | 0 | 0% | 521.0796 | 102.9513 | 521.0796 | 102.9513
421.92 | 422.003 | 12.167 | 33.2881 | 0 | 0.0014705 | 57.7932 | 0 | 0% | 525.2528 | 103.2497 | 525.2528 | 103.2497
421.94 | 427.3861 | 12.1662 | 33.7157 | 0 | 0.00015517 | 57.7933 | 0 | 0% | 531.0615 | 103.6755 | 531.0615 | 103.6755
421.96 | 433.8069 | 12.1655 | 34.2253 | 0 | 0 | 57.7935 | 0 | 0% | 537.9912 | 104.1843 | 537.9912 | 104.1843
421.98 | 440.4842 | 12.1647 | 34.7552 | 0 | 0 | 57.7936 | 0 | 0% | 545.1977 | 104.7136 | 545.1977 | 104.7136
422 | 446.5914 | 12.164 | 35.2402 | 0 | 0 | 57.7938 | 0 | 0% | 551.7893 | 105.198 | 551.7893 | 105.198
422.02 | 451.531 | 12.1632 | 35.6331 | 0 | 0 | 57.794 | 0 | 0% | 557.1212 | 105.5903 | 557.1212 | 105.5903
422.04 | 455.1121 | 12.1624 | 35.9189 | 0 | 4.1242e-13 | 57.7941 | 0 | 0% | 560.9876 | 105.8754 | 560.9876 | 105.8754
422.06 | 457.559 | 12.1617 | 36.1152 | 0 | 1.3685e-13 | 57.7943 | 0 | 0% | 563.6301 | 106.0711 | 563.6301 | 106.0711
422.08 | 459.352 | 12.1609 | 36.2599 | 0 | 1.2151e-13 | 57.7944 | 0 | 0% | 565.5673 | 106.2153 | 565.5673 | 106.2153
422.1 | 460.9647 | 12.1601 | 36.3905 | 0 | 0 | 57.7946 | 0 | 0% | 567.3099 | 106.3452 | 567.3099 | 106.3452
422.12 | 462.6148 | 12.1594 | 36.524 | 0 | 0 | 57.7947 | 0 | 0% | 569.0929 | 106.4781 | 569.0929 | 106.4781
422.14 | 464.1855 | 12.1586 | 36.6513 | 0 | 0 | 57.7949 | 0 | 0% | 570.7903 | 106.6048 | 570.7903 | 106.6048
422.16 | 465.3761 | 12.1578 | 36.7485 | 0 | 0 | 57.795 | 0 | 0% | 572.0776 | 106.7014 | 572.0776 | 106.7014
422.18 | 465.945 | 12.1571 | 36.7967 | 0 | 0 | 57.7952 | 0 | 0% | 572.694 | 106.749 | 572.694 | 106.749
422.2 | 465.8493 | 12.1563 | 36.7924 | 0 | 0 | 57.7954 | 0 | 0% | 572.5934 | 106.7441 | 572.5934 | 106.7441
422.22 | 465.2193 | 12.1556 | 36.746 | 0 | 6.0672e-14 | 57.7955 | 0 | 0% | 571.9164 | 106.697 | 571.9164 | 106.697
422.24 | 464.2542 | 12.1548 | 36.673 | 0 | 3.91e-14 | 57.7957 | 0 | 0% | 570.8777 | 106.6235 | 570.8777 | 106.6235
422.26 | 463.1314 | 12.154 | 36.5876 | 0 | 1.3146e-13 | 57.7958 | 0 | 0% | 569.6688 | 106.5374 | 569.6688 | 106.5374
422.28 | 461.959 | 12.1533 | 36.4982 | 0 | 5.2246e-14 | 57.796 | 0 | 0% | 568.4065 | 106.4475 | 568.4065 | 106.4475
422.3 | 460.7548 | 12.1525 | 36.4063 | 0 | 1.7469e-13 | 57.7961 | 0 | 0% | 567.1098 | 106.355 | 567.1098 | 106.355
422.32 | 459.4374 | 12.1517 | 36.3055 | 0 | 2.0932e-13 | 57.7963 | 0 | 0% | 565.6909 | 106.2535 | 565.6909 | 106.2535
422.34 | 457.8327 | 12.151 | 36.1819 | 0 | 0 | 57.7965 | 0 | 0% | 563.962 | 106.1293 | 563.962 | 106.1293
422.36 | 455.699 | 12.1502 | 36.0165 | 0 | 1.6651e-13 | 57.7966 | 0 | 0% | 561.6623 | 105.9633 | 561.6623 | 105.9633
422.38 | 452.7654 | 12.1494 | 35.7878 | 0 | 7.6852e-14 | 57.7968 | 0 | 0% | 558.4994 | 105.734 | 558.4994 | 105.734
422.4 | 448.7728 | 12.1487 | 35.4753 | 0 | 0 | 57.7969 | 0 | 0% | 554.1937 | 105.4209 | 554.1937 | 105.4209
422.42 | 443.5075 | 12.1479 | 35.0622 | 0 | 3.5392e-15 | 57.7971 | 0 | 0% | 548.5147 | 105.0072 | 548.5147 | 105.0072
422.44 | 436.8152 | 12.1472 | 34.5362 | 0 | 0 | 57.7972 | 0 | 0% | 541.2958 | 104.4806 | 541.2958 | 104.4806
422.46 | 428.6016 | 12.1464 | 33.8898 | 0 | 0.00018467 | 57.7974 | 0 | 0% | 532.4354 | 103.8338 | 532.4354 | 103.8338
422.48 | 418.8617 | 12.1456 | 33.1226 | 0 | 0.0017499 | 57.7975 | 0 | 0% | 521.9292 | 103.0675 | 521.9292 | 103.0675
422.5 | 407.7683 | 12.1449 | 32.2482 | 0 | 0.013088 | 57.7977 | 0 | 0% | 509.9721 | 102.2038 | 509.9721 | 102.2038
422.52 | 395.7718 | 12.1441 | 31.3022 | 0 | 0.077248 | 57.7978 | 0 | 0% | 497.0932 | 101.3214 | 497.0932 | 101.3214
422.54 | 383.5947 | 12.1433 | 30.3418 | 0 | 0.35984 | 57.798 | 0 | 0% | 484.2377 | 100.6429 | 484.2377 | 100.6429
422.56 | 372.069 | 12.1425 | 29.4328 | 0 | 1.3229 | 57.7981 | 0 | 0% | 472.7654 | 100.6964 | 472.7654 | 100.6964
422.58 | 361.9046 | 12.1418 | 28.6314 | 0 | 3.8384 | 57.7982 | 0 | 0% | 464.3144 | 102.4097 | 464.3144 | 102.4097
422.6 | 353.5262 | 12.141 | 27.9711 | 0 | 8.7894 | 57.7983 | 0 | 0% | 460.2261 | 106.6999 | 460.2261 | 106.6999
422.62 | 347.0316 | 12.1402 | 27.4598 | 0 | 15.8844 | 57.7984 | 0 | 0% | 460.3145 | 113.2828 | 460.3145 | 113.2828
422.64 | 342.2512 | 12.1394 | 27.084 | 0 | 22.6556 | 57.7986 | 0 | 0% | 461.9288 | 119.6776 | 461.9288 | 119.6776
422.66 | 338.86 | 12.1387 | 26.8181 | 0 | 25.5022 | 57.7987 | 0 | 0% | 461.1177 | 122.2576 | 461.1177 | 122.2576
422.68 | 336.4895 | 12.1379 | 26.6329 | 0 | 22.6556 | 57.7988 | 0 | 0% | 455.7147 | 119.2252 | 455.7147 | 119.2252
422.7 | 334.7959 | 12.1371 | 26.5013 | 0 | 15.8844 | 57.7989 | 0 | 0% | 447.1176 | 112.3217 | 447.1176 | 112.3217
422.72 | 333.4897 | 12.1363 | 26.4003 | 0 | 8.7894 | 57.799 | 0 | 0% | 438.6148 | 105.1251 | 438.6148 | 105.1251
422.74 | 332.3518 | 12.1356 | 26.3125 | 0 | 3.8384 | 57.7991 | 0 | 0% | 432.4374 | 100.0857 | 432.4374 | 100.0857
422.76 | 331.2559 | 12.1348 | 26.2282 | 0 | 1.3229 | 57.7993 | 0 | 0% | 428.7411 | 97.4851 | 428.7411 | 97.4851
422.78 | 330.1927 | 12.134 | 26.1463 | 0 | 0.35984 | 57.7994 | 0 | 0% | 426.6322 | 96.4396 | 426.6322 | 96.4396
422.8 | 329.2778 | 12.1333 | 26.0762 | 0 | 0.077248 | 57.7995 | 0 | 0% | 425.364 | 96.0863 | 425.364 | 96.0863
422.82 | 328.7369 | 12.1325 | 26.0358 | 0 | 0.013088 | 57.7996 | 0 | 0% | 424.7179 | 95.981 | 424.7179 | 95.981
422.84 | 328.8655 | 12.1317 | 26.0483 | 0 | 0.0017499 | 57.7997 | 0 | 0% | 424.847 | 95.9815 | 424.847 | 95.9815
422.86 | 329.9717 | 12.1309 | 26.1384 | 0 | 0.00018467 | 57.7999 | 0 | 0% | 426.041 | 96.0693 | 426.041 | 96.0693
422.88 | 332.3161 | 12.1302 | 26.3265 | 0 | 0 | 57.8 | 0 | 0% | 428.5727 | 96.2566 | 428.5727 | 96.2566
422.9 | 336.063 | 12.1294 | 26.6258 | 0 | 0 | 57.8001 | 0 | 0% | 432.6182 | 96.5552 | 432.6182 | 96.5552
422.92 | 341.2589 | 12.1286 | 27.0399 | 0 | 0 | 57.8002 | 0 | 0% | 438.2276 | 96.9687 | 438.2276 | 96.9687
422.94 | 347.8542 | 12.1278 | 27.565 | 0 | 0 | 57.8003 | 0 | 0% | 445.3474 | 97.4932 | 445.3474 | 97.4932
422.96 | 355.7625 | 12.1271 | 28.1943 | 0 | 4.1923e-14 | 57.8004 | 0 | 0% | 453.8843 | 98.1218 | 453.8843 | 98.1218
422.98 | 364.9081 | 12.1263 | 28.9217 | 0 | 1.7014e-13 | 57.8006 | 0 | 0% | 463.7567 | 98.8486 | 463.7567 | 98.8486
423 | 375.2063 | 12.1255 | 29.7407 | 0 | 1.0651e-13 | 57.8007 | 0 | 0% | 474.8731 | 99.6668 | 474.8731 | 99.6668
423.02 | 386.4792 | 12.1247 | 30.637 | 0 | 1.023e-13 | 57.8008 | 0 | 0% | 487.0417 | 100.5625 | 487.0417 | 100.5625
423.04 | 398.3685 | 12.1239 | 31.5824 | 0 | 1.5168e-13 | 57.8009 | 0 | 0% | 499.8757 | 101.5072 | 499.8757 | 101.5072
423.06 | 410.2996 | 12.1232 | 32.5312 | 0 | 1.8168e-13 | 57.801 | 0 | 0% | 512.7549 | 102.4553 | 512.7549 | 102.4553
423.08 | 421.519 | 12.1224 | 33.4237 | 0 | 9.6823e-14 | 57.8011 | 0 | 0% | 524.8662 | 103.3472 | 524.8662 | 103.3472
423.1 | 431.2104 | 12.1216 | 34.1952 | 0 | 0 | 57.8012 | 0 | 0% | 535.3285 | 104.118 | 535.3285 | 104.118
423.12 | 438.6708 | 12.1208 | 34.7899 | 0 | 0 | 57.8013 | 0 | 0% | 543.3828 | 104.7121 | 543.3828 | 104.7121
423.14 | 443.4882 | 12.1201 | 35.1751 | 0 | 1.3382e-13 | 57.8014 | 0 | 0% | 548.5847 | 105.0965 | 548.5847 | 105.0965
423.16 | 445.6623 | 12.1193 | 35.3506 | 0 | 4.8875e-14 | 57.8015 | 0 | 0% | 550.9338 | 105.2714 | 550.9338 | 105.2714
423.18 | 445.636 | 12.1185 | 35.3517 | 0 | 2.5179e-13 | 57.8016 | 0 | 0% | 550.9079 | 105.2718 | 550.9079 | 105.2718
423.2 | 444.2277 | 12.1177 | 35.2432 | 0 | 1.4292e-13 | 57.8017 | 0 | 0% | 549.3904 | 105.1626 | 549.3904 | 105.1626
423.22 | 442.4669 | 12.1169 | 35.1067 | 0 | 8.2245e-14 | 57.8018 | 0 | 0% | 547.4924 | 105.0255 | 547.4924 | 105.0255
423.24 | 441.3638 | 12.1162 | 35.0224 | 0 | 0 | 57.802 | 0 | 0% | 546.3042 | 104.9405 | 546.3042 | 104.9405
423.26 | 441.6666 | 12.1154 | 35.0496 | 0 | 2.5617e-14 | 57.8021 | 0 | 0% | 546.6337 | 104.9671 | 546.6337 | 104.9671
423.28 | 443.6778 | 12.1146 | 35.2125 | 0 | 3.2359e-14 | 57.8022 | 0 | 0% | 548.807 | 105.1293 | 548.807 | 105.1293
423.3 | 447.185 | 12.1138 | 35.4941 | 0 | 5.2583e-14 | 57.8023 | 0 | 0% | 552.5952 | 105.4102 | 552.5952 | 105.4102
423.32 | 451.5236 | 12.1131 | 35.8417 | 0 | 1.9702e-13 | 57.8024 | 0 | 0% | 557.2808 | 105.7572 | 557.2808 | 105.7572
423.34 | 455.7459 | 12.1123 | 36.1802 | 0 | 1.0508e-13 | 57.8025 | 0 | 0% | 561.8408 | 106.0949 | 561.8408 | 106.0949
423.36 | 458.853 | 12.1115 | 36.4301 | 0 | 5.3013e-13 | 57.8026 | 0 | 0% | 565.1971 | 106.3442 | 565.1971 | 106.3442
423.38 | 460.029 | 12.1107 | 36.5267 | 0 | 3.4659e-13 | 57.8027 | 0 | 0% | 566.4692 | 106.4402 | 566.4692 | 106.4402
423.4 | 458.8214 | 12.1099 | 36.4341 | 0 | 5.7302e-14 | 57.8028 | 0 | 0% | 565.1682 | 106.3468 | 565.1682 | 106.3468
423.42 | 455.229 | 12.1092 | 36.1521 | 0 | 1.548e-13 | 57.8029 | 0 | 0% | 561.2931 | 106.0641 | 561.2931 | 106.0641
423.44 | 449.6656 | 12.1084 | 35.7134 | 0 | 4.2976e-14 | 57.803 | 0 | 0% | 555.2904 | 105.6248 | 555.2904 | 105.6248
423.46 | 442.8001 | 12.1076 | 35.1714 | 0 | 2.764e-14 | 57.8031 | 0 | 0% | 547.8822 | 105.0821 | 547.8822 | 105.0821
423.48 | 435.352 | 12.1068 | 34.5829 | 0 | 0.00016244 | 57.8032 | 0 | 0% | 539.8451 | 104.4931 | 539.8451 | 104.4931
423.5 | 427.9353 | 12.1061 | 33.9968 | 0 | 0.0015393 | 57.8033 | 0 | 0% | 531.8431 | 103.9078 | 531.8431 | 103.9078
423.52 | 420.9893 | 12.1053 | 33.4481 | 0 | 0.011512 | 57.8034 | 0 | 0% | 524.3577 | 103.3683 | 524.3577 | 103.3683
423.54 | 414.783 | 12.1045 | 32.9581 | 0 | 0.067951 | 57.8035 | 0 | 0% | 517.7171 | 102.934 | 517.7171 | 102.934
423.56 | 409.4694 | 12.1037 | 32.5389 | 0 | 0.31653 | 57.8036 | 0 | 0% | 512.2322 | 102.7628 | 512.2322 | 102.7628
423.58 | 405.1518 | 12.1029 | 32.1988 | 0 | 1.1637 | 57.8037 | 0 | 0% | 508.421 | 103.2691 | 508.421 | 103.2691
423.6 | 401.9194 | 12.1021 | 31.9449 | 0 | 3.3764 | 57.8037 | 0 | 0% | 507.1466 | 105.2272 | 507.1466 | 105.2272
423.62 | 399.8388 | 12.1013 | 31.7826 | 0 | 7.7317 | 57.8037 | 0 | 0% | 509.258 | 109.4192 | 509.258 | 109.4192
423.64 | 398.9182 | 12.1005 | 31.7124 | 0 | 13.9727 | 57.8035 | 0 | 0% | 514.5073 | 115.5891 | 514.5073 | 115.5891
423.66 | 399.0631 | 12.0996 | 31.727 | 0 | 19.9291 | 57.8032 | 0 | 0% | 520.622 | 121.5589 | 520.622 | 121.5589
423.68 | 400.039 | 12.0987 | 31.8077 | 0 | 22.4331 | 57.8029 | 0 | 0% | 524.1813 | 124.1423 | 524.1813 | 124.1423
423.7 | 401.452 | 12.0978 | 31.9231 | 0 | 19.9291 | 57.8025 | 0 | 0% | 523.2045 | 121.7524 | 523.2045 | 121.7524
423.72 | 402.7687 | 12.0969 | 32.0308 | 0 | 13.9727 | 57.8023 | 0 | 0% | 518.6714 | 115.9027 | 518.6714 | 115.9027
423.74 | 403.3918 | 12.0961 | 32.0833 | 0 | 7.7317 | 57.8022 | 0 | 0% | 513.105 | 109.7132 | 513.105 | 109.7132
423.76 | 402.7862 | 12.0953 | 32.0381 | 0 | 3.3764 | 57.8022 | 0 | 0% | 508.0981 | 105.3119 | 508.0981 | 105.3119
423.78 | 400.6166 | 12.0945 | 31.8684 | 0 | 1.1637 | 57.8023 | 0 | 0% | 503.5454 | 102.9288 | 503.5454 | 102.9288
423.8 | 396.8521 | 12.0937 | 31.5718 | 0 | 0.31653 | 57.8024 | 0 | 0% | 498.6365 | 101.7844 | 498.6365 | 101.7844
423.82 | 391.8074 | 12.0929 | 31.1732 | 0 | 0.067951 | 57.8025 | 0 | 0% | 492.9441 | 101.1367 | 492.9441 | 101.1367
423.84 | 386.1019 | 12.0922 | 30.7221 | 0 | 0.011512 | 57.8027 | 0 | 0% | 486.7304 | 100.6285 | 486.7304 | 100.6285
423.86 | 380.5444 | 12.0914 | 30.2827 | 0 | 0.0015393 | 57.8029 | 0 | 0% | 480.7229 | 100.1785 | 480.7229 | 100.1785
423.88 | 375.9834 | 12.0906 | 29.9225 | 0 | 0.00016244 | 57.803 | 0 | 0% | 475.7997 | 99.8163 | 475.7997 | 99.8163
423.9 | 373.1653 | 12.0899 | 29.701 | 0 | 0 | 57.8032 | 0 | 0% | 472.7594 | 99.5941 | 472.7594 | 99.5941
423.92 | 372.6161 | 12.0891 | 29.6601 | 0 | 0 | 57.8034 | 0 | 0% | 472.1687 | 99.5526 | 472.1687 | 99.5526
423.94 | 374.5584 | 12.0884 | 29.8175 | 0 | 5.0897e-14 | 57.8035 | 0 | 0% | 474.2678 | 99.7094 | 474.2678 | 99.7094
423.96 | 378.8755 | 12.0876 | 30.164 | 0 | 1.5556e-13 | 57.8037 | 0 | 0% | 478.9308 | 100.0553 | 478.9308 | 100.0553
423.98 | 385.1183 | 12.0868 | 30.6639 | 0 | 5.3931e-14 | 57.8038 | 0 | 0% | 485.6729 | 100.5546 | 485.6729 | 100.5546
424 | 392.5536 | 12.0861 | 31.2588 | 0 | 2.2651e-13 | 57.804 | 0 | 0% | 493.7025 | 101.1489 | 493.7025 | 101.1489
424.02 | 400.2654 | 12.0853 | 31.8758 | 0 | 3.5055e-13 | 57.8042 | 0 | 0% | 502.0307 | 101.7653 | 502.0307 | 101.7653
424.04 | 407.318 | 12.0845 | 32.4404 | 0 | 1.6719e-13 | 57.8043 | 0 | 0% | 509.6472 | 102.3293 | 509.6472 | 102.3293
424.06 | 412.9524 | 12.0838 | 32.8921 | 0 | 1.3213e-13 | 57.8045 | 0 | 0% | 515.7328 | 102.7804 | 515.7328 | 102.7804
424.08 | 416.7463 | 12.083 | 33.1973 | 0 | 2.4606e-13 | 57.8047 | 0 | 0% | 519.8313 | 103.085 | 519.8313 | 103.085
424.1 | 418.668 | 12.0822 | 33.3534 | 0 | 4.7527e-14 | 57.8048 | 0 | 0% | 521.9085 | 103.2404 | 521.9085 | 103.2404
424.12 | 419.0174 | 12.0815 | 33.3842 | 0 | 0 | 57.805 | 0 | 0% | 522.2881 | 103.2707 | 522.2881 | 103.2707
424.14 | 418.2996 | 12.0807 | 33.3301 | 0 | 0 | 57.8052 | 0 | 0% | 521.5156 | 103.216 | 521.5156 | 103.216
424.16 | 417.0861 | 12.08 | 33.2364 | 0 | 0 | 57.8053 | 0 | 0% | 520.2078 | 103.1217 | 520.2078 | 103.1217
424.18 | 415.9103 | 12.0792 | 33.1458 | 0 | 0 | 57.8055 | 0 | 0% | 518.9408 | 103.0305 | 518.9408 | 103.0305
424.2 | 415.2195 | 12.0784 | 33.0938 | 0 | 5.3931e-15 | 57.8057 | 0 | 0% | 518.1974 | 102.9779 | 518.1974 | 102.9779
424.22 | 415.3609 | 12.0777 | 33.1082 | 0 | 1.9095e-13 | 57.8058 | 0 | 0% | 518.3526 | 102.9917 | 518.3526 | 102.9917
424.24 | 416.5636 | 12.0769 | 33.2071 | 0 | 5.4605e-13 | 57.806 | 0 | 0% | 519.6536 | 103.09 | 519.6536 | 103.09
424.26 | 418.9017 | 12.0761 | 33.3966 | 0 | 4.81e-13 | 57.8062 | 0 | 0% | 522.1806 | 103.2789 | 522.1806 | 103.2789
424.28 | 422.2667 | 12.0754 | 33.668 | 0 | 2.6965e-13 | 57.8063 | 0 | 0% | 525.8165 | 103.5497 | 525.8165 | 103.5497
424.3 | 426.3856 | 12.0746 | 33.9996 | 0 | 2.7033e-13 | 57.8065 | 0 | 0% | 530.2662 | 103.8807 | 530.2662 | 103.8807
424.32 | 430.8921 | 12.0738 | 34.3621 | 0 | 2.373e-13 | 57.8067 | 0 | 0% | 535.1347 | 104.2426 | 535.1347 | 104.2426
424.34 | 435.4215 | 12.0731 | 34.7265 | 0 | 5.5616e-14 | 57.8068 | 0 | 0% | 540.0279 | 104.6064 | 540.0279 | 104.6064
424.36 | 439.6872 | 12.0723 | 35.0699 | 0 | 0 | 57.807 | 0 | 0% | 544.6365 | 104.9492 | 544.6365 | 104.9492
424.38 | 443.5173 | 12.0716 | 35.3787 | 0 | 0 | 57.8072 | 0 | 0% | 548.7747 | 105.2574 | 548.7747 | 105.2574
424.4 | 446.8405 | 12.0708 | 35.647 | 0 | 0 | 57.8073 | 0 | 0% | 552.3656 | 105.5251 | 552.3656 | 105.5251
424.42 | 449.632 | 12.07 | 35.873 | 0 | 0 | 57.8075 | 0 | 0% | 555.3826 | 105.7505 | 555.3826 | 105.7505
424.44 | 451.8411 | 12.0693 | 36.0526 | 0 | 0 | 57.8076 | 0 | 0% | 557.7706 | 105.9295 | 557.7706 | 105.9295
424.46 | 453.3312 | 12.0685 | 36.1748 | 0 | 9.3705e-14 | 57.8078 | 0 | 0% | 559.3823 | 106.0511 | 559.3823 | 106.0511
424.48 | 453.8813 | 12.0677 | 36.222 | 0 | 7.7863e-14 | 57.808 | 0 | 0% | 559.979 | 106.0977 | 559.979 | 106.0977
424.5 | 453.2843 | 12.067 | 36.1777 | 0 | 0 | 57.8081 | 0 | 0% | 559.3371 | 106.0528 | 559.3371 | 106.0528
424.52 | 451.5056 | 12.0662 | 36.039 | 0 | 0 | 57.8083 | 0 | 0% | 557.4191 | 105.9135 | 557.4191 | 105.9135
424.54 | 448.7957 | 12.0654 | 35.826 | 0 | 3.1082e-13 | 57.8085 | 0 | 0% | 554.4956 | 105.6999 | 554.4956 | 105.6999
424.56 | 445.6712 | 12.0647 | 35.5799 | 0 | 7.4366e-13 | 57.8086 | 0 | 0% | 551.1244 | 105.4532 | 551.1244 | 105.4532
424.58 | 442.7675 | 12.0639 | 35.3513 | 0 | 3.4285e-13 | 57.8088 | 0 | 0% | 547.9915 | 105.2241 | 547.9915 | 105.2241
424.6 | 440.6195 | 12.0632 | 35.1831 | 0 | 0.00011809 | 57.809 | 0 | 0% | 545.6749 | 105.0554 | 545.6749 | 105.0554
424.62 | 439.4617 | 12.0624 | 35.094 | 0 | 0.0011855 | 57.8091 | 0 | 0% | 544.4283 | 104.9667 | 544.4283 | 104.9667
424.64 | 439.1585 | 12.0616 | 35.073 | 0 | 0.0089985 | 57.8093 | 0 | 0% | 544.1114 | 104.953 | 544.1114 | 104.953
424.66 | 439.3134 | 12.0609 | 35.0887 | 0 | 0.054142 | 57.8095 | 0 | 0% | 544.3266 | 105.0131 | 544.3266 | 105.0131
424.68 | 439.4639 | 12.0601 | 35.1039 | 0 | 0.25824 | 57.8096 | 0 | 0% | 544.6958 | 105.2319 | 544.6958 | 105.2319
424.7 | 439.2259 | 12.0593 | 35.0881 | 0 | 0.97801 | 57.8098 | 0 | 0% | 545.1612 | 105.9353 | 545.1612 | 105.9353
424.72 | 438.3368 | 12.0586 | 35.0203 | 0 | 2.9459 | 57.81 | 0 | 0% | 546.1715 | 107.8348 | 546.1715 | 107.8348
424.74 | 436.631 | 12.0578 | 34.8873 | 0 | 7.074 | 57.8101 | 0 | 0% | 548.4602 | 111.8292 | 548.4602 | 111.8292
424.76 | 434.0018 | 12.057 | 34.6804 | 0 | 13.5898 | 57.8102 | 0 | 0% | 552.1393 | 118.1375 | 552.1393 | 118.1375
424.78 | 430.3905 | 12.0563 | 34.395 | 0 | 21.0053 | 57.8104 | 0 | 0% | 555.6574 | 125.2669 | 555.6574 | 125.2669
424.8 | 425.8199 | 12.0555 | 34.0329 | 0 | 26.3861 | 57.8105 | 0 | 0% | 556.1049 | 130.2849 | 556.1049 | 130.2849
424.82 | 420.4409 | 12.0547 | 33.6061 | 0 | 27.4695 | 57.8106 | 0 | 0% | 551.3817 | 130.9408 | 551.3817 | 130.9408
424.84 | 414.5247 | 12.0539 | 33.1363 | 0 | 24.6758 | 57.8107 | 0 | 0% | 542.2014 | 127.6767 | 542.2014 | 127.6767
424.86 | 408.3801 | 12.0531 | 32.6481 | 0 | 20.6523 | 57.8108 | 0 | 0% | 531.5445 | 123.1644 | 531.5445 | 123.1644
424.88 | 402.2577 | 12.0524 | 32.1616 | 0 | 17.8013 | 57.8109 | 0 | 0% | 522.084 | 119.8263 | 522.084 | 119.8263
424.9 | 396.3297 | 12.0516 | 31.6906 | 0 | 16.453 | 57.8111 | 0 | 0% | 514.3359 | 118.0062 | 514.3359 | 118.0062
424.92 | 390.7546 | 12.0507 | 31.2478 | 0 | 15.3803 | 57.8112 | 0 | 0% | 507.2446 | 116.49 | 507.2446 | 116.49
424.94 | 385.7622 | 12.0498 | 30.8514 | 0 | 13.8073 | 57.8113 | 0 | 0% | 500.282 | 114.5198 | 500.282 | 114.5198
424.96 | 381.6897 | 12.0486 | 30.5286 | 0 | 12.4973 | 57.8114 | 0 | 0% | 494.5757 | 112.886 | 494.5757 | 112.886
424.98 | 378.94 | 12.047 | 30.3116 | 0 | 12.6065 | 57.8115 | 0 | 0% | 491.7165 | 112.7765 | 491.7165 | 112.7765
425 | 377.8618 | 12.0447 | 30.2282 | 0 | 13.8626 | 57.8117 | 0 | 0% | 491.8089 | 113.9471 | 491.8089 | 113.9471
425.02 | 378.6026 | 12.0417 | 30.2904 | 0 | 14.6081 | 57.8118 | 0 | 0% | 493.3545 | 114.7519 | 493.3545 | 114.7519
425.04 | 381.0263 | 12.038 | 30.4872 | 0 | 13.7095 | 57.8119 | 0 | 0% | 495.0728 | 114.0465 | 495.0728 | 114.0465
425.06 | 384.7501 | 12.0339 | 30.788 | 0 | 11.7416 | 57.812 | 0 | 0% | 497.1257 | 112.3756 | 497.1257 | 112.3756
425.08 | 389.262 | 12.0295 | 31.152 | 0 | 9.9715 | 57.8122 | 0 | 0% | 500.2272 | 110.9652 | 500.2272 | 110.9652
425.1 | 394.0447 | 12.025 | 31.5377 | 0 | 8.7802 | 57.8123 | 0 | 0% | 504.2001 | 110.1553 | 504.2001 | 110.1553
425.12 | 398.6661 | 12.0205 | 31.9105 | 0 | 7.6537 | 57.8125 | 0 | 0% | 508.0633 | 109.3972 | 508.0633 | 109.3972
425.14 | 402.8284 | 12.016 | 32.2467 | 0 | 6.4246 | 57.8126 | 0 | 0% | 511.3283 | 108.4999 | 511.3283 | 108.4999
425.16 | 406.3725 | 12.0115 | 32.5334 | 0 | 5.9484 | 57.8127 | 0 | 0% | 514.6785 | 108.3061 | 514.6785 | 108.3061
425.18 | 409.2398 | 12.007 | 32.766 | 0 | 7.4009 | 57.8129 | 0 | 0% | 519.2266 | 109.9868 | 519.2266 | 109.9868
425.2 | 411.4062 | 12.0024 | 32.9425 | 0 | 10.9099 | 57.813 | 0 | 0% | 525.0741 | 113.6679 | 525.0741 | 113.6679
425.22 | 412.8273 | 11.9979 | 33.0594 | 0 | 14.8514 | 57.8131 | 0 | 0% | 530.5492 | 117.7219 | 530.5492 | 117.7219
425.24 | 413.4442 | 11.9934 | 33.1119 | 0 | 16.8404 | 57.8133 | 0 | 0% | 533.2032 | 119.759 | 533.2032 | 119.759
425.26 | 413.2605 | 11.9888 | 33.1002 | 0 | 15.8742 | 57.8134 | 0 | 0% | 532.0372 | 118.7767 | 532.0372 | 118.7767
425.28 | 412.4293 | 11.9843 | 33.0367 | 0 | 13.314 | 57.8135 | 0 | 0% | 528.5779 | 116.1486 | 528.5779 | 116.1486
425.3 | 411.2659 | 11.9798 | 32.9466 | 0 | 11.328 | 57.8137 | 0 | 0% | 525.334 | 114.0681 | 525.334 | 114.0681
425.32 | 410.1705 | 11.9753 | 32.862 | 0 | 10.5993 | 57.8138 | 0 | 0% | 523.4209 | 113.2504 | 523.4209 | 113.2504
425.34 | 409.516 | 11.9707 | 32.8126 | 0 | 10.0214 | 57.8139 | 0 | 0% | 522.1347 | 112.6187 | 522.1347 | 112.6187
425.36 | 409.5641 | 11.9662 | 32.8196 | 0 | 8.411 | 57.8141 | 0 | 0% | 520.575 | 111.0109 | 520.575 | 111.0109
425.38 | 410.4306 | 11.9617 | 32.8921 | 0 | 5.9184 | 57.8142 | 0 | 0% | 519.017 | 108.5864 | 519.017 | 108.5864
425.4 | 412.0907 | 11.9572 | 33.0283 | 0 | 3.7523 | 57.8144 | 0 | 0% | 518.6428 | 106.5521 | 518.6428 | 106.5521
425.42 | 414.4055 | 11.9526 | 33.217 | 0 | 3.1183 | 57.8145 | 0 | 0% | 520.5079 | 106.1024 | 520.5079 | 106.1024
425.44 | 417.1556 | 11.9481 | 33.4406 | 0 | 4.6072 | 57.8146 | 0 | 0% | 524.9661 | 107.8105 | 524.9661 | 107.8105
425.46 | 420.0752 | 11.9436 | 33.6778 | 0 | 7.9902 | 57.8148 | 0 | 0% | 531.5016 | 111.4263 | 531.5016 | 111.4263
425.48 | 422.89 | 11.939 | 33.9066 | 0 | 12.0379 | 57.8149 | 0 | 0% | 538.5884 | 115.6985 | 538.5884 | 115.6985
425.5 | 425.364 | 11.9345 | 34.1082 | 0 | 14.8143 | 57.815 | 0 | 0% | 544.036 | 118.672 | 544.036 | 118.672
425.52 | 427.3474 | 11.93 | 34.2704 | 0 | 14.8256 | 57.8152 | 0 | 0% | 546.1887 | 118.8412 | 546.1887 | 118.8412
425.54 | 428.7965 | 11.9255 | 34.3898 | 0 | 12.1195 | 57.8153 | 0 | 0% | 545.0466 | 116.2502 | 545.0466 | 116.2502
425.56 | 429.7453 | 11.9209 | 34.4692 | 0 | 8.1317 | 57.8155 | 0 | 0% | 542.0826 | 112.3373 | 542.0826 | 112.3373
425.58 | 430.2455 | 11.9164 | 34.5125 | 0 | 4.4913 | 57.8156 | 0 | 0% | 538.9813 | 108.7358 | 538.9813 | 108.7358
425.6 | 430.3066 | 11.9119 | 34.5207 | 0 | 2.0423 | 57.8157 | 0 | 0% | 536.5972 | 106.2906 | 536.5972 | 106.2906
425.62 | 429.8684 | 11.9074 | 34.4887 | 0 | 0.76245 | 57.8159 | 0 | 0% | 534.8428 | 104.9744 | 534.8428 | 104.9744
425.64 | 428.8199 | 11.9028 | 34.4078 | 0 | 0.23257 | 57.816 | 0 | 0% | 533.1792 | 104.3593 | 533.1792 | 104.3593
425.66 | 427.0678 | 11.8983 | 34.2704 | 0 | 0.057622 | 57.8162 | 0 | 0% | 531.1103 | 104.0425 | 531.1103 | 104.0425
425.68 | 424.6256 | 11.8938 | 34.0777 | 0 | 0.011528 | 57.8163 | 0 | 0% | 528.4249 | 103.7993 | 528.4249 | 103.7993
425.7 | 421.6813 | 11.8893 | 33.8446 | 0 | 0.0018523 | 57.8164 | 0 | 0% | 525.2334 | 103.5521 | 525.2334 | 103.5521
425.72 | 418.5967 | 11.8847 | 33.6002 | 0 | 0.0002319 | 57.8166 | 0 | 0% | 521.8983 | 103.3017 | 521.8983 | 103.3017
425.74 | 415.8084 | 11.8802 | 33.3795 | 0 | 2.2136e-05 | 57.8167 | 0 | 0% | 518.8848 | 103.0764 | 518.8848 | 103.0764
425.76 | 413.6457 | 11.8757 | 33.2091 | 0 | 5.3931e-14 | 57.8169 | 0 | 0% | 516.5473 | 102.9016 | 516.5473 | 102.9016
425.78 | 412.1581 | 11.8711 | 33.0928 | 0 | 0 | 57.817 | 0 | 0% | 514.939 | 102.7809 | 514.939 | 102.7809
425.8 | 411.0643 | 11.8666 | 33.0081 | 0 | 0 | 57.8171 | 0 | 0% | 513.7561 | 102.6918 | 513.7561 | 102.6918
425.82 | 409.8605 | 11.8621 | 32.9145 | 0 | 0 | 57.8173 | 0 | 0% | 512.4544 | 102.5939 | 512.4544 | 102.5939
425.84 | 408.0392 | 11.8576 | 32.7713 | 0 | 0 | 57.8174 | 0 | 0% | 510.4854 | 102.4463 | 510.4854 | 102.4463
425.86 | 405.3231 | 11.853 | 32.5562 | 0 | 0 | 57.8175 | 0 | 0% | 507.5499 | 102.2268 | 507.5499 | 102.2268
425.88 | 401.8001 | 11.8485 | 32.2763 | 0 | 0 | 57.8177 | 0 | 0% | 503.7425 | 101.9425 | 503.7425 | 101.9425
425.9 | 397.8653 | 11.844 | 31.9632 | 0 | 0 | 57.8178 | 0 | 0% | 499.4903 | 101.625 | 499.4903 | 101.625
425.92 | 393.9982 | 11.8395 | 31.6555 | 0 | 0 | 57.818 | 0 | 0% | 495.3112 | 101.313 | 495.3112 | 101.313
425.94 | 390.5146 | 11.8349 | 31.3786 | 0 | 0 | 57.8181 | 0 | 0% | 491.5463 | 101.0317 | 491.5463 | 101.0317
425.96 | 387.4284 | 11.8304 | 31.1336 | 0 | 1.0786e-14 | 57.8182 | 0 | 0% | 488.2106 | 100.7823 | 488.2106 | 100.7823
425.98 | 384.4767 | 11.8259 | 30.8993 | 0 | 2.3864e-13 | 57.8184 | 0 | 0% | 485.0203 | 100.5436 | 485.0203 | 100.5436
426 | 381.294 | 11.8214 | 30.6464 | 0 | 1.1056e-13 | 57.8186 | 0 | 0% | 481.5803 | 100.2863 | 481.5803 | 100.2863
426.02 | 377.6445 | 11.8168 | 30.356 | 0 | 3.7078e-15 | 57.8187 | 0 | 0% | 477.636 | 99.9915 | 477.636 | 99.9915
426.04 | 373.5707 | 11.8123 | 30.0313 | 0 | 1.8876e-14 | 57.8189 | 0 | 0% | 473.2332 | 99.6625 | 473.2332 | 99.6625
426.06 | 369.3739 | 11.8078 | 29.6968 | 0 | 0 | 57.8191 | 0 | 0% | 468.6975 | 99.3236 | 468.6975 | 99.3236
426.08 | 365.4767 | 11.8033 | 29.3862 | 0 | 0 | 57.8192 | 0 | 0% | 464.4855 | 99.0087 | 464.4855 | 99.0087
426.1 | 362.2735 | 11.7988 | 29.1315 | 0 | 0 | 57.8194 | 0 | 0% | 461.0231 | 98.7496 | 461.0231 | 98.7496
426.12 | 360.0349 | 11.7942 | 28.9542 | 0 | 0 | 57.8196 | 0 | 0% | 458.6029 | 98.568 | 458.6029 | 98.568
426.14 | 358.883 | 11.7897 | 28.8644 | 0 | 0 | 57.8198 | 0 | 0% | 457.3569 | 98.4738 | 457.3569 | 98.4738
426.16 | 358.821 | 11.7852 | 28.8622 | 0 | 0 | 57.8199 | 0 | 0% | 457.2883 | 98.4673 | 457.2883 | 98.4673
426.18 | 359.7678 | 11.7807 | 28.9411 | 0 | 0 | 57.8201 | 0 | 0% | 458.3097 | 98.5419 | 458.3097 | 98.5419
426.2 | 361.5565 | 11.7762 | 29.0878 | 0 | 0 | 57.8203 | 0 | 0% | 460.2407 | 98.6842 | 460.2407 | 98.6842
426.22 | 363.9147 | 11.7717 | 29.2803 | 0 | 0 | 57.8205 | 0 | 0% | 462.7871 | 98.8724 | 462.7871 | 98.8724
426.24 | 366.4958 | 11.7671 | 29.4907 | 0 | 1.564e-13 | 57.8206 | 0 | 0% | 465.5743 | 99.0785 | 465.5743 | 99.0785
426.26 | 368.9924 | 11.7626 | 29.6945 | 0 | 3.9909e-13 | 57.8208 | 0 | 0% | 468.2703 | 99.2779 | 468.2703 | 99.2779
426.28 | 371.2793 | 11.7581 | 29.8813 | 0 | 1.0274e-12 | 57.821 | 0 | 0% | 470.7397 | 99.4604 | 470.7397 | 99.4604
426.3 | 373.4928 | 11.7536 | 30.0623 | 0 | 1.44e-12 | 57.8211 | 0 | 0% | 473.1299 | 99.6371 | 473.1299 | 99.6371
426.32 | 376.0054 | 11.7491 | 30.2675 | 0 | 8.9525e-13 | 57.8213 | 0 | 0% | 475.8433 | 99.8378 | 475.8433 | 99.8378
426.34 | 379.307 | 11.7445 | 30.5362 | 0 | 1.3078e-12 | 57.8215 | 0 | 0% | 479.4092 | 100.1022 | 479.4092 | 100.1022
426.36 | 383.8362 | 11.74 | 30.9038 | 0 | 2.1842e-13 | 57.8217 | 0 | 0% | 484.3017 | 100.4655 | 484.3017 | 100.4655
426.38 | 389.8199 | 11.7355 | 31.3886 | 0 | 0 | 57.8219 | 0 | 0% | 490.7658 | 100.9459 | 490.7658 | 100.9459
426.4 | 397.1801 | 11.731 | 31.9843 | 0 | 0 | 57.822 | 0 | 0% | 498.7174 | 101.5373 | 498.7174 | 101.5373
426.42 | 405.5367 | 11.7265 | 32.6604 | 0 | 0 | 57.8222 | 0 | 0% | 507.7458 | 102.2091 | 507.7458 | 102.2091
426.44 | 414.3096 | 11.722 | 33.3701 | 0 | 0 | 57.8224 | 0 | 0% | 517.224 | 102.9144 | 517.224 | 102.9144
426.46 | 422.8855 | 11.7174 | 34.064 | 0 | 1.7528e-14 | 57.8226 | 0 | 0% | 526.4895 | 103.604 | 526.4895 | 103.604
426.48 | 430.7692 | 11.7129 | 34.7024 | 0 | 3.101e-14 | 57.8227 | 0 | 0% | 535.0072 | 104.238 | 535.0072 | 104.238
426.5 | 437.6425 | 11.7084 | 35.2594 | 0 | 1.7528e-13 | 57.8229 | 0 | 0% | 542.4332 | 104.7907 | 542.4332 | 104.7907
426.52 | 443.3245 | 11.7039 | 35.7205 | 0 | 2.5617e-13 | 57.8231 | 0 | 0% | 548.572 | 105.2475 | 548.572 | 105.2475
426.54 | 447.6886 | 11.6994 | 36.0756 | 0 | 3.0741e-13 | 57.8233 | 0 | 0% | 553.2868 | 105.5982 | 553.2868 | 105.5982
426.56 | 450.5968 | 11.6948 | 36.3133 | 0 | 3.3058e-13 | 57.8234 | 0 | 0% | 556.4284 | 105.8316 | 556.4284 | 105.8316
426.58 | 451.9033 | 11.6903 | 36.422 | 0 | 2.4892e-13 | 57.8236 | 0 | 0% | 557.8393 | 105.936 | 557.8393 | 105.936
426.6 | 451.5467 | 11.6858 | 36.3967 | 0 | 3.6083e-13 | 57.8238 | 0 | 0% | 557.453 | 105.9063 | 557.453 | 105.9063
426.62 | 449.6814 | 11.6813 | 36.2498 | 0 | 8.0896e-14 | 57.824 | 0 | 0% | 555.4364 | 105.755 | 555.4364 | 105.755
426.64 | 446.7353 | 11.6768 | 36.0157 | 0 | 5.2751e-14 | 57.8241 | 0 | 0% | 552.2519 | 105.5166 | 552.2519 | 105.5166
426.66 | 443.3309 | 11.6723 | 35.7446 | 0 | 0 | 57.8243 | 0 | 0% | 548.5721 | 105.2412 | 548.5721 | 105.2412
426.68 | 440.119 | 11.6677 | 35.4891 | 0 | 0 | 57.8245 | 0 | 0% | 545.1003 | 104.9813 | 545.1003 | 104.9813
426.7 | 437.6167 | 11.6632 | 35.2907 | 0 | 0 | 57.8247 | 0 | 0% | 542.3953 | 104.7786 | 542.3953 | 104.7786
426.72 | 436.1019 | 11.6587 | 35.172 | 0 | 0 | 57.8249 | 0 | 0% | 540.7574 | 104.6555 | 540.7574 | 104.6555
426.74 | 435.5792 | 11.6542 | 35.1332 | 0 | 0 | 57.825 | 0 | 0% | 540.1916 | 104.6124 | 540.1916 | 104.6124
426.76 | 435.8169 | 11.6497 | 35.1557 | 0 | 0 | 57.8252 | 0 | 0% | 540.4475 | 104.6306 | 540.4475 | 104.6306
426.78 | 436.4382 | 11.6451 | 35.2092 | 0 | 0 | 57.8254 | 0 | 0% | 541.1179 | 104.6798 | 541.1179 | 104.6798
426.8 | 437.0396 | 11.6406 | 35.2611 | 0 | 2.2786e-13 | 57.8256 | 0 | 0% | 541.7669 | 104.7273 | 541.7669 | 104.7273
426.82 | 437.3052 | 11.6361 | 35.2859 | 0 | 9.6749e-14 | 57.8257 | 0 | 0% | 542.053 | 104.7478 | 542.053 | 104.7478
426.84 | 437.0692 | 11.6316 | 35.2702 | 0 | 1.2459e-13 | 57.8259 | 0 | 0% | 541.797 | 104.7278 | 541.797 | 104.7278
426.86 | 436.2937 | 11.6271 | 35.211 | 0 | 0 | 57.8261 | 0 | 0% | 540.9579 | 104.6642 | 540.9579 | 104.6642
426.88 | 434.9706 | 11.6226 | 35.1076 | 0 | 0 | 57.8263 | 0 | 0% | 539.5271 | 104.5564 | 539.5271 | 104.5564
426.9 | 432.9965 | 11.618 | 34.9516 | 0 | 0 | 57.8265 | 0 | 0% | 537.3926 | 104.3961 | 537.3926 | 104.3961
426.92 | 430.094 | 11.6135 | 34.7206 | 0 | 1.0314e-13 | 57.8266 | 0 | 0% | 534.2547 | 104.1607 | 534.2547 | 104.1607
426.94 | 425.8608 | 11.609 | 34.3821 | 0 | 1.8404e-13 | 57.8268 | 0 | 0% | 529.6787 | 103.8179 | 529.6787 | 103.8179
426.96 | 419.961 | 11.6045 | 33.909 | 0 | 1.1123e-13 | 57.827 | 0 | 0% | 523.3015 | 103.3404 | 523.3015 | 103.3404
426.98 | 412.3568 | 11.6 | 33.2981 | 0 | 6.9099e-14 | 57.8272 | 0 | 0% | 515.0821 | 102.7253 | 515.0821 | 102.7253
427 | 403.4379 | 11.5955 | 32.581 | 0 | 2.1235e-14 | 57.8274 | 0 | 0% | 505.4417 | 102.0038 | 505.4417 | 102.0038
427.02 | 393.9853 | 11.5909 | 31.8207 | 0 | 0 | 57.8276 | 0 | 0% | 495.2245 | 101.2392 | 495.2245 | 101.2392
427.04 | 384.9958 | 11.5864 | 31.0976 | 0 | 4.5083e-14 | 57.8278 | 0 | 0% | 485.5076 | 100.5118 | 485.5076 | 100.5118
427.06 | 377.4365 | 11.5819 | 30.49 | 0 | 1.9592e-14 | 57.8279 | 0 | 0% | 477.3363 | 99.8999 | 477.3363 | 99.8999
427.08 | 372.0088 | 11.5774 | 30.0545 | 0 | 1.4544e-13 | 57.8281 | 0 | 0% | 471.4688 | 99.4601 | 471.4688 | 99.4601
427.1 | 368.9849 | 11.5729 | 29.8132 | 0 | 3.9386e-13 | 57.8283 | 0 | 0% | 468.1992 | 99.2144 | 468.1992 | 99.2144
427.12 | 368.1464 | 11.5684 | 29.7483 | 0 | 4.0886e-13 | 57.8285 | 0 | 0% | 467.2917 | 99.1452 | 467.2917 | 99.1452
427.14 | 368.8409 | 11.5639 | 29.8074 | 0 | 6.6367e-05 | 57.8287 | 0 | 0% | 468.041 | 99.2 | 468.041 | 99.2
427.16 | 370.1515 | 11.5593 | 29.9162 | 0 | 0.00062891 | 57.8289 | 0 | 0% | 469.4566 | 99.3051 | 469.4566 | 99.3051
427.18 | 371.1351 | 11.5548 | 29.9985 | 0 | 0.0047035 | 57.8291 | 0 | 0% | 470.5223 | 99.3872 | 470.5223 | 99.3872
427.2 | 371.0666 | 11.5503 | 29.9958 | 0 | 0.027762 | 57.8293 | 0 | 0% | 470.4698 | 99.4032 | 470.4698 | 99.4032
427.22 | 369.6211 | 11.5458 | 29.8818 | 0 | 0.12932 | 57.8295 | 0 | 0% | 469.0075 | 99.3865 | 469.0075 | 99.3865
427.24 | 366.9124 | 11.5413 | 29.6656 | 0 | 0.47544 | 57.8297 | 0 | 0% | 466.4245 | 99.5121 | 466.4245 | 99.5121
427.26 | 363.3571 | 11.5368 | 29.381 | 0 | 1.3795 | 57.8299 | 0 | 0% | 463.4842 | 100.1272 | 463.4842 | 100.1272
427.28 | 359.4525 | 11.5323 | 29.0681 | 0 | 3.1588 | 57.8301 | 0 | 0% | 461.0418 | 101.5893 | 461.0418 | 101.5893
427.3 | 355.601 | 11.5278 | 28.7594 | 0 | 5.7087 | 57.8303 | 0 | 0% | 459.4272 | 103.8261 | 459.4272 | 103.8261
427.32 | 352.0359 | 11.5232 | 28.4738 | 0 | 8.1422 | 57.8305 | 0 | 0% | 458.0057 | 105.9697 | 458.0057 | 105.9697
427.34 | 348.8375 | 11.5187 | 28.2178 | 0 | 9.1652 | 57.8307 | 0 | 0% | 455.57 | 106.7325 | 455.57 | 106.7325
427.36 | 346.0089 | 11.5142 | 27.9917 | 0 | 8.1422 | 57.8309 | 0 | 0% | 451.488 | 105.4791 | 451.488 | 105.4791
427.38 | 343.5781 | 11.5097 | 27.7978 | 0 | 5.7087 | 57.8311 | 0 | 0% | 446.4254 | 102.8473 | 446.4254 | 102.8473
427.4 | 341.6905 | 11.5052 | 27.6478 | 0 | 3.1588 | 57.8313 | 0 | 0% | 441.8336 | 100.1431 | 441.8336 | 100.1431
427.42 | 340.6524 | 11.5007 | 27.5665 | 0 | 1.3795 | 57.8315 | 0 | 0% | 438.9306 | 98.2781 | 438.9306 | 98.2781
427.44 | 340.8908 | 11.4962 | 27.5885 | 0 | 0.47544 | 57.8317 | 0 | 0% | 438.2826 | 97.3918 | 438.2826 | 97.3918
427.46 | 342.8226 | 11.4916 | 27.7476 | 0 | 0.12932 | 57.8319 | 0 | 0% | 440.0231 | 97.2004 | 440.0231 | 97.2004
427.48 | 346.6868 | 11.4871 | 28.0631 | 0 | 0.027762 | 57.8321 | 0 | 0% | 444.0968 | 97.41 | 444.0968 | 97.41
427.5 | 352.4095 | 11.4826 | 28.5292 | 0 | 0.0047035 | 57.8322 | 0 | 0% | 450.2582 | 97.8486 | 450.2582 | 97.8486
427.52 | 359.5595 | 11.4781 | 29.1108 | 0 | 0.00062891 | 57.8323 | 0 | 0% | 457.9814 | 98.4219 | 457.9814 | 98.4219
427.54 | 367.4214 | 11.4735 | 29.7502 | 0 | 6.6367e-05 | 57.8325 | 0 | 0% | 466.4778 | 99.0563 | 466.4778 | 99.0563
427.56 | 375.1768 | 11.469 | 30.3811 | 0 | 2.7931e-13 | 57.8327 | 0 | 0% | 474.8597 | 99.6829 | 474.8597 | 99.6829
427.58 | 382.1172 | 11.4645 | 30.9461 | 0 | 1.2733e-13 | 57.833 | 0 | 0% | 482.3608 | 100.2436 | 482.3608 | 100.2436
427.6 | 387.8065 | 11.46 | 31.4098 | 0 | 1.9354e-13 | 57.8333 | 0 | 0% | 488.5096 | 100.7031 | 488.5096 | 100.7031
427.62 | 392.1572 | 11.4555 | 31.7652 | 0 | 1.8712e-13 | 57.8335 | 0 | 0% | 493.2115 | 101.0543 | 493.2115 | 101.0543
427.64 | 395.4139 | 11.451 | 32.0321 | 0 | 5.983e-14 | 57.8337 | 0 | 0% | 496.7308 | 101.3169 | 496.7308 | 101.3169
427.66 | 398.0525 | 11.4465 | 32.2489 | 0 | 0 | 57.834 | 0 | 0% | 499.5819 | 101.5294 | 499.5819 | 101.5294
427.68 | 400.6214 | 11.442 | 32.4602 | 0 | 1.7393e-13 | 57.8342 | 0 | 0% | 502.3578 | 101.7364 | 502.3578 | 101.7364
427.7 | 403.5611 | 11.4375 | 32.7016 | 0 | 0 | 57.8344 | 0 | 0% | 505.5345 | 101.9735 | 505.5345 | 101.9735
427.72 | 407.0501 | 11.433 | 32.9875 | 0 | 0 | 57.8346 | 0 | 0% | 509.3052 | 102.2551 | 509.3052 | 102.2551
427.74 | 410.9451 | 11.4285 | 33.3064 | 0 | 0 | 57.8348 | 0 | 0% | 513.5147 | 102.5697 | 513.5147 | 102.5697
427.76 | 414.8508 | 11.424 | 33.6262 | 0 | 1.2101e-13 | 57.835 | 0 | 0% | 517.736 | 102.8852 | 517.736 | 102.8852
427.78 | 418.2853 | 11.4194 | 33.9079 | 0 | 0 | 57.8352 | 0 | 0% | 521.4478 | 103.1625 | 521.4478 | 103.1625
427.8 | 420.8624 | 11.4149 | 34.1201 | 0 | 2.3258e-14 | 57.8354 | 0 | 0% | 524.2328 | 103.3704 | 524.2328 | 103.3704
427.82 | 422.4253 | 11.4104 | 34.2501 | 0 | 0 | 57.8356 | 0 | 0% | 525.9214 | 103.4961 | 525.9214 | 103.4961
427.84 | 423.0719 | 11.4059 | 34.3058 | 0 | 0 | 57.8358 | 0 | 0% | 526.6194 | 103.5475 | 526.6194 | 103.5475
427.86 | 423.0593 | 11.4014 | 34.3081 | 0 | 3.6862e-05 | 57.836 | 0 | 0% | 526.6048 | 103.5455 | 526.6048 | 103.5455
427.88 | 422.6569 | 11.3969 | 34.2788 | 0 | 0.00034932 | 57.8362 | 0 | 0% | 526.1691 | 103.5122 | 526.1691 | 103.5122
427.9 | 422.0415 | 11.3924 | 34.2322 | 0 | 0.0026567 | 57.8364 | 0 | 0% | 525.5051 | 103.4636 | 525.5051 | 103.4636
427.92 | 421.2764 | 11.3878 | 34.1735 | 0 | 0.015839 | 57.8366 | 0 | 0% | 524.6902 | 103.4137 | 524.6902 | 103.4137
427.94 | 420.3566 | 11.3833 | 34.1022 | 0 | 0.074965 | 57.8368 | 0 | 0% | 523.7539 | 103.3973 | 523.7539 | 103.3973
427.96 | 419.2817 | 11.3788 | 34.0183 | 0 | 0.28258 | 57.837 | 0 | 0% | 522.7984 | 103.5167 | 522.7984 | 103.5167
427.98 | 418.1033 | 11.3743 | 33.926 | 0 | 0.8524 | 57.8372 | 0 | 0% | 522.0932 | 103.9899 | 522.0932 | 103.9899
428 | 416.9067 | 11.3698 | 33.8322 | 0 | 2.0714 | 57.8374 | 0 | 0% | 522.0174 | 105.1108 | 522.0174 | 105.1108
428.02 | 415.74 | 11.3653 | 33.7408 | 0 | 4.0902 | 57.8376 | 0 | 0% | 522.7739 | 107.0339 | 522.7739 | 107.0339
428.04 | 414.5557 | 11.3608 | 33.6479 | 0 | 6.6278 | 57.8378 | 0 | 0% | 524.03 | 109.4743 | 524.03 | 109.4743
428.06 | 413.2162 | 11.3563 | 33.5425 | 0 | 8.8955 | 57.838 | 0 | 0% | 524.8485 | 111.6323 | 524.8485 | 111.6323
428.08 | 411.5694 | 11.3517 | 33.4121 | 0 | 9.9493 | 57.8382 | 0 | 0% | 524.1206 | 112.5512 | 524.1206 | 112.5512
428.1 | 409.5573 | 11.3472 | 33.2519 | 0 | 9.2795 | 57.8384 | 0 | 0% | 521.2743 | 111.717 | 521.2743 | 111.717
428.12 | 407.3019 | 11.3427 | 33.0721 | 0 | 7.1814 | 57.8386 | 0 | 0% | 516.7366 | 109.4347 | 516.7366 | 109.4347
428.14 | 405.0977 | 11.3382 | 32.8963 | 0 | 4.5711 | 57.8388 | 0 | 0% | 511.7421 | 106.6444 | 511.7421 | 106.6444
428.16 | 403.2885 | 11.3337 | 32.7526 | 0 | 2.3695 | 57.839 | 0 | 0% | 507.5832 | 104.2947 | 507.5832 | 104.2947
428.18 | 402.0969 | 11.3292 | 32.659 | 0 | 0.99126 | 57.8392 | 0 | 0% | 504.9155 | 102.8186 | 504.9155 | 102.8186
428.2 | 401.5075 | 11.3246 | 32.6144 | 0 | 0.3323 | 57.8394 | 0 | 0% | 503.6182 | 102.1107 | 503.6182 | 102.1107
428.22 | 401.2653 | 11.3201 | 32.5979 | 0 | 0.088807 | 57.8396 | 0 | 0% | 503.1116 | 101.8464 | 503.1116 | 101.8464
428.24 | 400.9945 | 11.3156 | 32.5791 | 0 | 0.018853 | 57.8398 | 0 | 0% | 502.7478 | 101.7533 | 502.7478 | 101.7533
428.26 | 400.3934 | 11.3111 | 32.5334 | 0 | 0.0031718 | 57.84 | 0 | 0% | 502.081 | 101.6876 | 502.081 | 101.6876
428.28 | 399.3959 | 11.3066 | 32.4555 | 0 | 0.00041918 | 57.8402 | 0 | 0% | 500.9986 | 101.6027 | 500.9986 | 101.6027
428.3 | 398.1971 | 11.3021 | 32.3613 | 0 | 4.4234e-05 | 57.8404 | 0 | 0% | 499.7009 | 101.5038 | 499.7009 | 101.5038
428.32 | 397.1365 | 11.2976 | 32.2782 | 0 | 2.5887e-13 | 57.8406 | 0 | 0% | 498.5529 | 101.4164 | 498.5529 | 101.4164
428.34 | 396.5304 | 11.293 | 32.2321 | 0 | 8.1085e-05 | 57.8408 | 0 | 0% | 497.8965 | 101.366 | 497.8965 | 101.366
428.36 | 396.5473 | 11.2885 | 32.2367 | 0 | 0.00076838 | 57.841 | 0 | 0% | 497.9143 | 101.367 | 497.9143 | 101.367
428.38 | 397.1604 | 11.284 | 32.2897 | 0 | 0.0057466 | 57.8412 | 0 | 0% | 498.581 | 101.4207 | 498.581 | 101.4207
428.4 | 398.1736 | 11.2795 | 32.3753 | 0 | 0.033919 | 57.8414 | 0 | 0% | 499.7037 | 101.5301 | 499.7037 | 101.5301
428.42 | 399.2952 | 11.275 | 32.4697 | 0 | 0.15811 | 57.8416 | 0 | 0% | 501.0395 | 101.7443 | 501.0395 | 101.7443
428.44 | 400.2215 | 11.2705 | 32.5482 | 0 | 0.58185 | 57.8418 | 0 | 0% | 502.4638 | 102.2423 | 502.4638 | 102.2423
428.46 | 400.7067 | 11.266 | 32.5908 | 0 | 1.6927 | 57.842 | 0 | 0% | 504.0981 | 103.3914 | 504.0981 | 103.3914
428.48 | 400.6131 | 11.2614 | 32.5864 | 0 | 3.9025 | 57.8422 | 0 | 0% | 506.2056 | 105.5925 | 506.2056 | 105.5925
428.5 | 399.9508 | 11.2569 | 32.5357 | 0 | 7.1758 | 57.8424 | 0 | 0% | 508.7615 | 108.8107 | 508.7615 | 108.8107
428.52 | 398.8961 | 11.2524 | 32.4531 | 0 | 10.6871 | 57.8426 | 0 | 0% | 511.1313 | 112.2352 | 511.1313 | 112.2352
428.54 | 397.7695 | 11.2479 | 32.3646 | 0 | 13.3428 | 57.8428 | 0 | 0% | 512.5674 | 114.798 | 512.5674 | 114.798
428.56 | 396.9579 | 11.2434 | 32.3017 | 0 | 14.8597 | 57.843 | 0 | 0% | 513.2057 | 116.2478 | 513.2057 | 116.2478
428.58 | 396.804 | 11.2389 | 32.2924 | 0 | 15.8517 | 57.8432 | 0 | 0% | 514.0301 | 117.2262 | 514.0301 | 117.2262
428.6 | 397.4914 | 11.2344 | 32.3516 | 0 | 16.5231 | 57.8434 | 0 | 0% | 515.4438 | 117.9524 | 515.4438 | 117.9524
428.62 | 398.9575 | 11.2298 | 32.4741 | 0 | 15.9552 | 57.8436 | 0 | 0% | 516.4602 | 117.5027 | 516.4602 | 117.5027
428.64 | 400.8586 | 11.2253 | 32.6321 | 0 | 13.3276 | 57.8438 | 0 | 0% | 515.8873 | 115.0288 | 515.8873 | 115.0288
428.66 | 402.6125 | 11.2208 | 32.778 | 0 | 9.3515 | 57.844 | 0 | 0% | 513.8068 | 111.1943 | 513.8068 | 111.1943
428.68 | 403.5176 | 11.2163 | 32.8549 | 0 | 5.8649 | 57.8441 | 0 | 0% | 511.2979 | 107.7803 | 511.2979 | 107.7803
428.7 | 402.9368 | 11.2118 | 32.8108 | 0 | 4.2557 | 57.8443 | 0 | 0% | 509.0595 | 106.1226 | 509.0595 | 106.1226
428.72 | 400.501 | 11.2073 | 32.6156 | 0 | 4.5442 | 57.8445 | 0 | 0% | 506.7126 | 106.2116 | 506.7126 | 106.2116
428.74 | 396.2374 | 11.2028 | 32.2715 | 0 | 5.6269 | 57.8447 | 0 | 0% | 503.1833 | 106.9459 | 503.1833 | 106.9459
428.76 | 390.5582 | 11.1982 | 31.8121 | 0 | 6.1506 | 57.8449 | 0 | 0% | 497.5641 | 107.0059 | 497.5641 | 107.0059
428.78 | 384.1237 | 11.1937 | 31.291 | 0 | 5.433 | 57.8451 | 0 | 0% | 489.8866 | 105.7629 | 489.8866 | 105.7629
428.8 | 377.6424 | 11.1892 | 30.7661 | 0 | 3.8051 | 57.8453 | 0 | 0% | 481.2481 | 103.6057 | 481.2481 | 103.6057
428.82 | 371.6764 | 11.1847 | 30.2831 | 0 | 2.1051 | 57.8456 | 0 | 0% | 473.0948 | 101.4184 | 473.0948 | 101.4184
428.84 | 366.527 | 11.1802 | 29.8665 | 0 | 0.91924 | 57.8458 | 0 | 0% | 466.3386 | 99.8117 | 466.3386 | 99.8117
428.86 | 362.2432 | 11.1757 | 29.5204 | 0 | 0.31682 | 57.846 | 0 | 0% | 461.102 | 98.8588 | 461.102 | 98.8588
428.88 | 358.717 | 11.1712 | 29.2359 | 0 | 0.086177 | 57.8462 | 0 | 0% | 457.0564 | 98.3394 | 457.0564 | 98.3394
428.9 | 355.7934 | 11.1666 | 29.0005 | 0 | 0.0185 | 57.8464 | 0 | 0% | 453.8254 | 98.032 | 453.8254 | 98.032
428.92 | 353.3529 | 11.1621 | 28.8044 | 0 | 0.0031343 | 57.8466 | 0 | 0% | 451.1692 | 97.8163 | 451.1692 | 97.8163
428.94 | 351.3541 | 11.1576 | 28.6443 | 0 | 0.00041909 | 57.8468 | 0 | 0% | 449.0032 | 97.6491 | 449.0032 | 97.6491
428.96 | 349.8334 | 11.1531 | 28.5232 | 0 | 4.4225e-05 | 57.847 | 0 | 0% | 447.3567 | 97.5233 | 447.3567 | 97.5233
428.98 | 348.863 | 11.1486 | 28.4469 | 0 | 2.5887e-13 | 57.8471 | 0 | 0% | 446.3056 | 97.4426 | 446.3056 | 97.4426
429 | 348.4711 | 11.1441 | 28.4178 | 0 | 1.2943e-13 | 57.8473 | 0 | 0% | 445.8803 | 97.4092 | 445.8803 | 97.4092
429.02 | 348.5665 | 11.1395 | 28.4284 | 0 | 7.011e-14 | 57.8475 | 0 | 0% | 445.982 | 97.4155 | 445.982 | 97.4155
429.04 | 348.928 | 11.135 | 28.4607 | 0 | 0 | 57.8477 | 0 | 0% | 446.3715 | 97.4435 | 446.3715 | 97.4435
429.06 | 349.2854 | 11.1305 | 28.4927 | 0 | 8.1067e-05 | 57.8479 | 0 | 0% | 446.7566 | 97.4712 | 446.7566 | 97.4712
429.08 | 349.4358 | 11.126 | 28.5078 | 0 | 0.00076821 | 57.8481 | 0 | 0% | 446.9184 | 97.4826 | 446.9184 | 97.4826
429.1 | 349.3136 | 11.1215 | 28.5006 | 0 | 0.0057453 | 57.8483 | 0 | 0% | 446.7897 | 97.4761 | 446.7897 | 97.4761
429.12 | 348.9818 | 11.117 | 28.4764 | 0 | 0.033911 | 57.8485 | 0 | 0% | 446.4575 | 97.4757 | 446.4575 | 97.4757
429.14 | 348.5664 | 11.1124 | 28.4453 | 0 | 0.15797 | 57.8487 | 0 | 0% | 446.1308 | 97.5643 | 446.1308 | 97.5643
429.16 | 348.1766 | 11.1079 | 28.4163 | 0 | 0.58075 | 57.8489 | 0 | 0% | 446.1304 | 97.9538 | 446.1304 | 97.9538
429.18 | 347.857 | 11.1034 | 28.393 | 0 | 1.685 | 57.849 | 0 | 0% | 446.8875 | 99.0305 | 446.8875 | 99.0305
429.2 | 347.6035 | 11.0989 | 28.3752 | 0 | 3.8585 | 57.8492 | 0 | 0% | 448.7852 | 101.1817 | 448.7852 | 101.1817
429.22 | 347.427 | 11.0944 | 28.3636 | 0 | 6.9731 | 57.8494 | 0 | 0% | 451.7074 | 104.2804 | 451.7074 | 104.2804
429.24 | 347.4122 | 11.0898 | 28.3652 | 0 | 9.9456 | 57.8496 | 0 | 0% | 454.6624 | 107.2502 | 454.6624 | 107.2502
429.26 | 347.7245 | 11.0853 | 28.3935 | 0 | 11.1952 | 57.8498 | 0 | 0% | 456.2484 | 108.5239 | 456.2484 | 108.5239
429.28 | 348.559 | 11.0808 | 28.4645 | 0 | 9.9456 | 57.85 | 0 | 0% | 455.8999 | 107.3409 | 455.8999 | 107.3409
429.3 | 350.0525 | 11.0763 | 28.5893 | 0 | 6.9731 | 57.8502 | 0 | 0% | 454.5414 | 104.4889 | 454.5414 | 104.4889
429.32 | 352.2071 | 11.0718 | 28.7682 | 0 | 3.8585 | 57.8503 | 0 | 0% | 453.7559 | 101.5488 | 453.7559 | 101.5488
429.34 | 354.8845 | 11.0673 | 28.9898 | 0 | 1.685 | 57.8505 | 0 | 0% | 454.4771 | 99.5926 | 454.4771 | 99.5926
429.36 | 357.8958 | 11.0627 | 29.2387 | 0 | 0.58075 | 57.8507 | 0 | 0% | 456.6287 | 98.7329 | 456.6287 | 98.7329
429.38 | 361.1232 | 11.0582 | 29.5053 | 0 | 0.15797 | 57.8509 | 0 | 0% | 459.6956 | 98.5724 | 459.6956 | 98.5724
429.4 | 364.5841 | 11.0537 | 29.791 | 0 | 0.033911 | 57.8511 | 0 | 0% | 463.3138 | 98.7297 | 463.3138 | 98.7297
429.42 | 368.3918 | 11.0492 | 30.1052 | 0 | 0.0057453 | 57.8513 | 0 | 0% | 467.4032 | 99.0114 | 467.4032 | 99.0114
429.44 | 372.631 | 11.0447 | 30.4547 | 0 | 0.00076821 | 57.8515 | 0 | 0% | 471.9826 | 99.3516 | 471.9826 | 99.3516
429.46 | 377.2074 | 11.0401 | 30.8318 | 0 | 8.1067e-05 | 57.8517 | 0 | 0% | 476.931 | 99.7236 | 476.931 | 99.7236
429.48 | 381.7706 | 11.0356 | 31.2078 | 0 | 2.346e-13 | 57.8519 | 0 | 0% | 481.8659 | 100.0953 | 481.8659 | 100.0953
429.5 | 385.7967 | 11.0311 | 31.5401 | 0 | 2.0662e-13 | 57.852 | 0 | 0% | 486.2199 | 100.4232 | 486.2199 | 100.4232
429.52 | 388.7993 | 11.0266 | 31.7887 | 0 | 3.283e-13 | 57.8522 | 0 | 0% | 489.4668 | 100.6675 | 489.4668 | 100.6675
429.54 | 390.5261 | 11.0221 | 31.933 | 0 | 1.7528e-13 | 57.8524 | 0 | 0% | 491.3336 | 100.8075 | 491.3336 | 100.8075
429.56 | 391.0189 | 11.0175 | 31.9764 | 0 | 2.2938e-13 | 57.8526 | 0 | 0% | 491.8654 | 100.8466 | 491.8654 | 100.8466
429.58 | 390.5391 | 11.013 | 31.9404 | 0 | 2.646e-13 | 57.8528 | 0 | 0% | 491.3453 | 100.8062 | 491.3453 | 100.8062
429.6 | 389.4255 | 11.0085 | 31.8524 | 0 | 1.8876e-13 | 57.853 | 0 | 0% | 490.1394 | 100.7139 | 490.1394 | 100.7139
429.62 | 387.9488 | 11.004 | 31.7348 | 0 | 1.9954e-13 | 57.8532 | 0 | 0% | 488.5408 | 100.592 | 488.5408 | 100.592
429.64 | 386.217 | 10.9995 | 31.5963 | 0 | 1.5101e-13 | 57.8534 | 0 | 0% | 486.6661 | 100.4491 | 486.6661 | 100.4491
429.66 | 384.1589 | 10.995 | 31.4311 | 0 | 8.842e-05 | 57.8535 | 0 | 0% | 484.4385 | 100.2797 | 484.4385 | 100.2797
429.68 | 381.5862 | 10.9904 | 31.2237 | 0 | 0.00083789 | 57.8537 | 0 | 0% | 481.6549 | 100.0687 | 481.6549 | 100.0687
429.7 | 378.3077 | 10.9859 | 30.9585 | 0 | 0.0062664 | 57.8539 | 0 | 0% | 478.1123 | 99.8046 | 478.1123 | 99.8046
429.72 | 374.2492 | 10.9814 | 30.6294 | 0 | 0.036987 | 57.8541 | 0 | 0% | 473.7511 | 99.5019 | 473.7511 | 99.5019
429.74 | 369.5158 | 10.9769 | 30.245 | 0 | 0.17229 | 57.8543 | 0 | 0% | 468.7643 | 99.2485 | 468.7643 | 99.2485
429.76 | 364.3613 | 10.9724 | 29.8261 | 0 | 0.63342 | 57.8545 | 0 | 0% | 463.6476 | 99.2863 | 463.6476 | 99.2863
429.78 | 359.093 | 10.9678 | 29.3978 | 0 | 1.8379 | 57.8547 | 0 | 0% | 459.1512 | 100.0582 | 459.1512 | 100.0582
429.8 | 353.9675 | 10.9633 | 28.9811 | 0 | 4.2094 | 57.8549 | 0 | 0% | 455.9762 | 102.0086 | 455.9762 | 102.0086
429.82 | 349.1171 | 10.9588 | 28.5868 | 0 | 7.6124 | 57.8551 | 0 | 0% | 454.1301 | 105.013 | 454.1301 | 105.013
429.84 | 344.5304 | 10.9543 | 28.2141 | 0 | 10.8878 | 57.8552 | 0 | 0% | 452.4418 | 107.9114 | 452.4418 | 107.9114
429.86 | 340.0925 | 10.9498 | 27.8534 | 0 | 12.3973 | 57.8554 | 0 | 0% | 449.1484 | 109.056 | 449.1484 | 109.056
429.88 | 335.6559 | 10.9453 | 27.4928 | 0 | 11.5339 | 57.8556 | 0 | 0% | 443.4835 | 107.8276 | 443.4835 | 107.8276
429.9 | 331.1095 | 10.9408 | 27.1232 | 0 | 9.5965 | 57.8558 | 0 | 0% | 436.6257 | 105.5162 | 436.6257 | 105.5162
429.92 | 326.4249 | 10.9363 | 26.7421 | 0 | 8.7674 | 57.856 | 0 | 0% | 430.7267 | 104.3018 | 430.7267 | 104.3018
429.94 | 321.6779 | 10.9319 | 26.3558 | 0 | 10.0769 | 57.8562 | 0 | 0% | 426.8987 | 105.2208 | 426.8987 | 105.2208
429.96 | 317.0389 | 10.9278 | 25.9783 | 0 | 12.3846 | 57.8564 | 0 | 0% | 424.186 | 107.1471 | 424.186 | 107.1471
429.98 | 312.7268 | 10.9241 | 25.6274 | 0 | 13.4 | 57.8566 | 0 | 0% | 420.5349 | 107.8081 | 420.5349 | 107.8081
430 | 308.9245 | 10.9211 | 25.3181 | 0 | 11.7882 | 57.8567 | 0 | 0% | 414.8086 | 105.8841 | 414.8086 | 105.8841
430.02 | 305.6865 | 10.9187 | 25.0549 | 0 | 8.2453 | 57.8569 | 0 | 0% | 407.7624 | 102.0759 | 407.7624 | 102.0759
430.04 | 302.9018 | 10.917 | 24.8288 | 0 | 4.5598 | 57.8571 | 0 | 0% | 401.0645 | 98.1627 | 401.0645 | 98.1627
430.06 | 300.3447 | 10.9157 | 24.6211 | 0 | 1.991 | 57.8573 | 0 | 0% | 395.7298 | 95.3851 | 395.7298 | 95.3851
430.08 | 297.7774 | 10.9147 | 24.4126 | 0 | 0.68618 | 57.8574 | 0 | 0% | 391.6483 | 93.8709 | 391.6483 | 93.8709
430.1 | 295.0396 | 10.9138 | 24.19 | 0 | 0.18665 | 57.8576 | 0 | 0% | 388.1876 | 93.148 | 388.1876 | 93.148
430.12 | 292.0909 | 10.9129 | 23.9501 | 0 | 0.040068 | 57.8578 | 0 | 0% | 384.8517 | 92.7608 | 384.8517 | 92.7608
430.14 | 289.0078 | 10.912 | 23.6991 | 0 | 0.0067883 | 57.8579 | 0 | 0% | 381.4836 | 92.4758 | 381.4836 | 92.4758
430.16 | 285.9513 | 10.9111 | 23.4503 | 0 | 0.00090768 | 57.8581 | 0 | 0% | 378.1718 | 92.2204 | 378.1718 | 92.2204
430.18 | 283.1304 | 10.9103 | 23.2208 | 0 | 9.5785e-05 | 57.8582 | 0 | 0% | 375.1198 | 91.9894 | 375.1198 | 91.9894
430.2 | 280.7768 | 10.9094 | 23.0295 | 0 | 2.8819e-14 | 57.8584 | 0 | 0% | 372.5741 | 91.7973 | 372.5741 | 91.7973
430.22 | 279.1229 | 10.9085 | 22.8957 | 0 | 0 | 57.8586 | 0 | 0% | 370.7857 | 91.6627 | 370.7857 | 91.6627
430.24 | 278.3595 | 10.9076 | 22.8348 | 0 | 2.6224e-13 | 57.8587 | 0 | 0% | 369.9607 | 91.6012 | 369.9607 | 91.6012
430.26 | 278.5722 | 10.9067 | 22.8541 | 0 | 2.2247e-13 | 57.8589 | 0 | 0% | 370.192 | 91.6197 | 370.192 | 91.6197
430.28 | 279.6936 | 10.9059 | 22.9479 | 0 | 0.00012524 | 57.8591 | 0 | 0% | 371.4066 | 91.713 | 371.4066 | 91.713
430.3 | 281.5149 | 10.905 | 23.0991 | 0 | 0.0011868 | 57.8592 | 0 | 0% | 373.3794 | 91.8645 | 373.3794 | 91.8645
430.32 | 283.7613 | 10.9041 | 23.2853 | 0 | 0.0088756 | 57.8594 | 0 | 0% | 375.819 | 92.0577 | 375.819 | 92.0577
430.34 | 286.1883 | 10.9032 | 23.4862 | 0 | 0.052387 | 57.8596 | 0 | 0% | 378.4897 | 92.3014 | 378.4897 | 92.3014
430.36 | 288.6538 | 10.9024 | 23.6904 | 0 | 0.24403 | 57.8597 | 0 | 0% | 381.3503 | 92.6966 | 381.3503 | 92.6966
430.38 | 291.1467 | 10.9015 | 23.8969 | 0 | 0.89716 | 57.8599 | 0 | 0% | 384.7021 | 93.5554 | 384.7021 | 93.5554
430.4 | 293.7661 | 10.9006 | 24.1137 | 0 | 2.6031 | 57.8601 | 0 | 0% | 389.2437 | 95.4775 | 389.2437 | 95.4775
430.42 | 296.6482 | 10.8997 | 24.3522 | 0 | 5.9607 | 57.8603 | 0 | 0% | 395.7212 | 99.0729 | 395.7212 | 99.0729
430.44 | 299.8465 | 10.8989 | 24.6167 | 0 | 10.7723 | 57.8604 | 0 | 0% | 403.9948 | 104.1483 | 403.9948 | 104.1483
430.46 | 303.2042 | 10.898 | 24.8943 | 0 | 15.3644 | 57.8606 | 0 | 0% | 412.2215 | 109.0173 | 412.2215 | 109.0173
430.48 | 306.3121 | 10.8971 | 25.1514 | 0 | 17.2949 | 57.8608 | 0 | 0% | 417.5162 | 111.2041 | 417.5162 | 111.2041
430.5 | 308.6324 | 10.8962 | 25.3438 | 0 | 15.3644 | 57.8609 | 0 | 0% | 418.0978 | 109.4654 | 418.0978 | 109.4654
430.52 | 309.7418 | 10.8953 | 25.4369 | 0 | 10.7723 | 57.8611 | 0 | 0% | 414.7075 | 104.9657 | 414.7075 | 104.9657
430.54 | 309.5119 | 10.8945 | 25.42 | 0 | 5.9607 | 57.8613 | 0 | 0% | 409.6484 | 100.1364 | 409.6484 | 100.1364
430.56 | 308.1018 | 10.8936 | 25.3061 | 0 | 2.6031 | 57.8614 | 0 | 0% | 404.766 | 96.6642 | 404.766 | 96.6642
430.58 | 305.8125 | 10.8927 | 25.12 | 0 | 0.89716 | 57.8616 | 0 | 0% | 400.584 | 94.7715 | 400.584 | 94.7715
430.6 | 302.9383 | 10.8918 | 24.8858 | 0 | 0.24403 | 57.8618 | 0 | 0% | 396.8217 | 93.8835 | 396.8217 | 93.8835
430.62 | 299.6945 | 10.891 | 24.6213 | 0 | 0.052387 | 57.8619 | 0 | 0% | 393.1211 | 93.4265 | 393.1211 | 93.4265
430.64 | 296.2276 | 10.8901 | 24.3383 | 0 | 0.0088756 | 57.8621 | 0 | 0% | 389.327 | 93.0994 | 389.327 | 93.0994
430.66 | 292.6711 | 10.8892 | 24.048 | 0 | 0.0011868 | 57.8623 | 0 | 0% | 385.4718 | 92.8007 | 385.4718 | 92.8007
430.68 | 289.1824 | 10.8883 | 23.7632 | 0 | 0.00012524 | 57.8624 | 0 | 0% | 381.6965 | 92.5141 | 381.6965 | 92.5141
430.7 | 285.9061 | 10.8875 | 23.4958 | 0 | 8.2919e-14 | 57.8626 | 0 | 0% | 378.152 | 92.2459 | 378.152 | 92.2459
430.72 | 282.8898 | 10.8866 | 23.2497 | 0 | 0 | 57.8628 | 0 | 0% | 374.8889 | 91.9991 | 374.8889 | 91.9991
430.74 | 280.0465 | 10.8857 | 23.0179 | 0 | 0 | 57.8629 | 0 | 0% | 371.813 | 91.7665 | 371.813 | 91.7665
430.76 | 277.222 | 10.8848 | 22.7875 | 0 | 0 | 57.8631 | 0 | 0% | 368.7575 | 91.5354 | 368.7575 | 91.5354
430.78 | 274.3126 | 10.884 | 22.5501 | 0 | 0 | 57.8633 | 0 | 0% | 365.6099 | 91.2973 | 365.6099 | 91.2973
430.8 | 271.3347 | 10.8831 | 22.307 | 0 | 0 | 57.8634 | 0 | 0% | 362.3882 | 91.0535 | 362.3882 | 91.0535
430.82 | 268.4094 | 10.8822 | 22.0683 | 0 | 0 | 57.8636 | 0 | 0% | 359.2234 | 90.814 | 359.2234 | 90.814
430.84 | 265.6945 | 10.8813 | 21.8467 | 0 | 1.8202e-14 | 57.8638 | 0 | 0% | 356.2863 | 90.5918 | 356.2863 | 90.5918
430.86 | 263.31 | 10.8804 | 21.6524 | 0 | 1.0608e-13 | 57.8639 | 0 | 0% | 353.7068 | 90.3968 | 353.7068 | 90.3968
430.88 | 261.2877 | 10.8796 | 21.4878 | 0 | 3.9524e-13 | 57.8641 | 0 | 0% | 351.5192 | 90.2315 | 351.5192 | 90.2315
430.9 | 259.5563 | 10.8787 | 21.3471 | 0 | 1.6724e-13 | 57.8643 | 0 | 0% | 349.6464 | 90.09 | 349.6464 | 90.09
430.92 | 257.9632 | 10.8778 | 21.2177 | 0 | 1.2804e-13 | 57.8644 | 0 | 0% | 347.9232 | 89.96 | 347.9232 | 89.96
430.94 | 256.3203 | 10.8769 | 21.0842 | 0 | 5.1516e-05 | 57.8646 | 0 | 0% | 346.1461 | 89.8258 | 346.1461 | 89.8258
430.96 | 254.4611 | 10.8761 | 20.9329 | 0 | 0.00048822 | 57.8648 | 0 | 0% | 344.1353 | 89.6742 | 344.1353 | 89.6742
430.98 | 252.2899 | 10.8752 | 20.7559 | 0 | 0.0036513 | 57.8649 | 0 | 0% | 341.7896 | 89.4997 | 341.7896 | 89.4997
431 | 249.8101 | 10.8743 | 20.5535 | 0 | 0.021552 | 57.8651 | 0 | 0% | 339.1246 | 89.3144 | 339.1246 | 89.3144
431.02 | 247.1264 | 10.8734 | 20.3343 | 0 | 0.1004 | 57.8652 | 0 | 0% | 336.2998 | 89.1734 | 336.2998 | 89.1734
431.04 | 244.4316 | 10.8725 | 20.1141 | 0 | 0.36913 | 57.8654 | 0 | 0% | 333.6527 | 89.2212 | 333.6527 | 89.2212
431.06 | 241.9885 | 10.8717 | 19.9147 | 0 | 1.0711 | 57.8655 | 0 | 0% | 331.7114 | 89.723 | 331.7114 | 89.723
431.08 | 240.123 | 10.8708 | 19.7627 | 0 | 2.4534 | 57.8657 | 0 | 0% | 331.0756 | 90.9526 | 331.0756 | 90.9526
431.1 | 239.2228 | 10.8699 | 19.6902 | 0 | 4.4378 | 57.8658 | 0 | 0% | 332.0866 | 92.8637 | 332.0866 | 92.8637
431.12 | 239.7067 | 10.869 | 19.7316 | 0 | 6.3513 | 57.8659 | 0 | 0% | 334.5246 | 94.8179 | 334.5246 | 94.8179
431.14 | 241.9214 | 10.8681 | 19.9156 | 0 | 7.2484 | 57.8661 | 0 | 0% | 337.8196 | 95.8982 | 337.8196 | 95.8982
431.16 | 245.9793 | 10.8672 | 20.2513 | 0 | 6.8009 | 57.8662 | 0 | 0% | 341.7649 | 95.7856 | 341.7649 | 95.7856
431.18 | 251.6372 | 10.8663 | 20.7187 | 0 | 5.8165 | 57.8664 | 0 | 0% | 346.9051 | 95.2679 | 346.9051 | 95.2679
431.2 | 258.336 | 10.8655 | 21.272 | 0 | 5.6257 | 57.8665 | 0 | 0% | 353.9656 | 95.6296 | 353.9656 | 95.6296
431.22 | 265.398 | 10.8646 | 21.8552 | 0 | 6.8459 | 57.8666 | 0 | 0% | 362.8303 | 97.4323 | 362.8303 | 97.4323
431.24 | 272.2546 | 10.8637 | 22.4216 | 0 | 8.7656 | 57.8668 | 0 | 0% | 372.1722 | 99.9176 | 372.1722 | 99.9176
431.26 | 278.5802 | 10.8628 | 22.9443 | 0 | 10.0197 | 57.8669 | 0 | 0% | 380.2739 | 101.6937 | 380.2739 | 101.6937
431.28 | 284.3005 | 10.8619 | 23.4173 | 0 | 9.9062 | 57.867 | 0 | 0% | 386.3528 | 102.0523 | 386.3528 | 102.0523
431.3 | 289.5118 | 10.861 | 23.8484 | 0 | 8.8725 | 57.8671 | 0 | 0% | 390.9609 | 101.449 | 390.9609 | 101.449
431.32 | 294.379 | 10.8601 | 24.2512 | 0 | 7.6731 | 57.8672 | 0 | 0% | 395.0306 | 100.6517 | 395.0306 | 100.6517
431.34 | 299.081 | 10.8592 | 24.6405 | 0 | 6.4647 | 57.8674 | 0 | 0% | 398.9128 | 99.8318 | 398.9128 | 99.8318
431.36 | 303.8258 | 10.8584 | 25.0334 | 0 | 5.0055 | 57.8675 | 0 | 0% | 402.5906 | 98.7647 | 402.5906 | 98.7647
431.38 | 308.8738 | 10.8575 | 25.4514 | 0 | 3.3736 | 57.8676 | 0 | 0% | 406.4237 | 97.55 | 406.4237 | 97.55
431.4 | 314.4909 | 10.8566 | 25.9163 | 0 | 2.1392 | 57.8677 | 0 | 0% | 411.2706 | 96.7798 | 411.2706 | 96.7798
431.42 | 320.8383 | 10.8557 | 26.4415 | 0 | 2.0895 | 57.8678 | 0 | 0% | 418.0928 | 97.2546 | 418.0928 | 97.2546
431.44 | 327.8888 | 10.8548 | 27.0248 | 0 | 4.0953 | 57.8679 | 0 | 0% | 427.7316 | 99.8427 | 427.7316 | 99.8427
431.46 | 335.4478 | 10.8539 | 27.6501 | 0 | 8.8591 | 57.8679 | 0 | 0% | 440.6787 | 105.2309 | 440.6787 | 105.2309
431.48 | 343.2607 | 10.8529 | 28.2964 | 0 | 15.9661 | 57.8677 | 0 | 0% | 456.2439 | 112.9832 | 456.2439 | 112.9832
431.5 | 351.1425 | 10.8519 | 28.9485 | 0 | 23.0112 | 57.8675 | 0 | 0% | 471.8216 | 120.6791 | 471.8216 | 120.6791
431.52 | 359.0697 | 10.851 | 29.6045 | 0 | 26.65 | 57.8672 | 0 | 0% | 484.0423 | 124.9726 | 484.0423 | 124.9726
431.54 | 367.1963 | 10.85 | 30.277 | 0 | 25.3962 | 57.8669 | 0 | 0% | 491.5863 | 124.3901 | 491.5863 | 124.3901
431.56 | 375.7797 | 10.849 | 30.9873 | 0 | 20.9371 | 57.8667 | 0 | 0% | 496.4198 | 120.6401 | 496.4198 | 120.6401
431.58 | 385.0464 | 10.8481 | 31.754 | 0 | 16.1479 | 57.8666 | 0 | 0% | 501.663 | 116.6166 | 501.663 | 116.6166
431.6 | 395.0495 | 10.8472 | 32.5816 | 0 | 12.5425 | 57.8667 | 0 | 0% | 508.8874 | 113.8379 | 508.8874 | 113.8379
431.62 | 405.5727 | 10.8463 | 33.4521 | 0 | 10.2299 | 57.8668 | 0 | 0% | 517.9678 | 112.3951 | 517.9678 | 112.3951
431.64 | 416.137 | 10.8454 | 34.3262 | 0 | 9.2814 | 57.867 | 0 | 0% | 528.4569 | 112.3199 | 528.4569 | 112.3199
431.66 | 426.1306 | 10.8445 | 35.1533 | 0 | 9.8492 | 57.8672 | 0 | 0% | 539.8447 | 113.7141 | 539.8447 | 113.7141
431.68 | 435.0148 | 10.8437 | 35.889 | 0 | 11.1826 | 57.8673 | 0 | 0% | 550.7973 | 115.7825 | 550.7973 | 115.7825
431.7 | 442.5267 | 10.8428 | 36.5115 | 0 | 11.6561 | 57.8675 | 0 | 0% | 559.4046 | 116.878 | 559.4046 | 116.878
431.72 | 448.7939 | 10.8419 | 37.0315 | 0 | 10.2706 | 57.8677 | 0 | 0% | 564.8057 | 116.0118 | 564.8057 | 116.0118
431.74 | 454.2811 | 10.841 | 37.4872 | 0 | 7.8025 | 57.8679 | 0 | 0% | 568.2799 | 113.9987 | 568.2799 | 113.9987
431.76 | 459.5656 | 10.8402 | 37.9263 | 0 | 6.249 | 57.8681 | 0 | 0% | 572.4492 | 112.8836 | 572.4492 | 112.8836
431.78 | 465.0758 | 10.8393 | 38.3841 | 0 | 7.3041 | 57.8683 | 0 | 0% | 579.4716 | 114.3958 | 579.4716 | 114.3958
431.8 | 470.9563 | 10.8384 | 38.8725 | 0 | 11.2176 | 57.8685 | 0 | 0% | 589.7533 | 118.797 | 589.7533 | 118.797
431.82 | 477.0922 | 10.8376 | 39.3821 | 0 | 16.6232 | 57.8687 | 0 | 0% | 601.8037 | 124.7115 | 601.8037 | 124.7115
431.84 | 483.2076 | 10.8367 | 39.8901 | 0 | 21.4824 | 57.8689 | 0 | 0% | 613.2855 | 130.078 | 613.2855 | 130.078
431.86 | 488.9533 | 10.8358 | 40.3676 | 0 | 24.6015 | 57.8691 | 0 | 0% | 622.6272 | 133.674 | 622.6272 | 133.674
431.88 | 493.9758 | 10.8349 | 40.7854 | 0 | 26.1731 | 57.8693 | 0 | 0% | 629.6386 | 135.6628 | 629.6386 | 135.6628
431.9 | 497.9956 | 10.8341 | 41.1205 | 0 | 26.6796 | 57.8695 | 0 | 0% | 634.4994 | 136.5038 | 634.4994 | 136.5038
431.92 | 500.8971 | 10.8332 | 41.3634 | 0 | 25.7812 | 57.8697 | 0 | 0% | 636.7446 | 135.8475 | 636.7446 | 135.8475
431.94 | 502.7879 | 10.8323 | 41.5228 | 0 | 22.7668 | 57.8699 | 0 | 0% | 635.7797 | 132.9918 | 635.7797 | 132.9918
431.96 | 503.9857 | 10.8315 | 41.625 | 0 | 17.7511 | 57.8701 | 0 | 0% | 632.0633 | 128.0776 | 632.0633 | 128.0776
431.98 | 504.9309 | 10.8306 | 41.7064 | 0 | 11.9425 | 57.8703 | 0 | 0% | 627.2807 | 122.3498 | 627.2807 | 122.3498
432 | 506.048 | 10.8297 | 41.802 | 0 | 6.8228 | 57.8704 | 0 | 0% | 623.373 | 117.325 | 623.373 | 117.325
432.02 | 507.5896 | 10.8288 | 41.9327 | 0 | 3.2638 | 57.8706 | 0 | 0% | 621.4856 | 113.8959 | 621.4856 | 113.8959
432.04 | 509.5171 | 10.8279 | 42.0953 | 0 | 1.2897 | 57.8707 | 0 | 0% | 621.6008 | 112.0836 | 621.6008 | 112.0836
432.06 | 511.4633 | 10.827 | 42.2594 | 0 | 0.41592 | 57.8707 | 0 | 0% | 622.8364 | 111.3731 | 622.8364 | 111.3731
432.08 | 512.7918 | 10.8261 | 42.3726 | 0 | 0.10907 | 57.8707 | 0 | 0% | 623.9703 | 111.1785 | 623.9703 | 111.1785
432.1 | 512.7515 | 10.8252 | 42.3726 | 0 | 0.028426 | 57.8707 | 0 | 0% | 623.8484 | 111.0969 | 623.8484 | 111.0969
432.12 | 510.6976 | 10.8243 | 42.2062 | 0 | 0.038405 | 57.8707 | 0 | 0% | 621.6371 | 110.9396 | 621.6371 | 110.9396
432.14 | 506.3081 | 10.8234 | 41.8467 | 0 | 0.16403 | 57.8707 | 0 | 0% | 617.0129 | 110.7048 | 617.0129 | 110.7048
432.16 | 499.7154 | 10.8224 | 41.3051 | 0 | 0.61405 | 57.8707 | 0 | 0% | 610.3277 | 110.6123 | 610.3277 | 110.6123
432.18 | 491.4945 | 10.8215 | 40.6288 | 0 | 1.841 | 57.8708 | 0 | 0% | 602.6566 | 111.1621 | 602.6566 | 111.1621
432.2 | 482.4846 | 10.8207 | 39.8872 | 0 | 4.4345 | 57.8709 | 0 | 0% | 595.4978 | 113.0132 | 595.4978 | 113.0132
432.22 | 473.499 | 10.8198 | 39.1475 | 0 | 8.6488 | 57.871 | 0 | 0% | 589.9861 | 116.4871 | 589.9861 | 116.4871
432.24 | 465.0643 | 10.8189 | 38.4532 | 0 | 13.7893 | 57.8712 | 0 | 0% | 585.9969 | 120.9326 | 585.9969 | 120.9326
432.26 | 457.3048 | 10.818 | 37.8146 | 0 | 18.1488 | 57.8713 | 0 | 0% | 581.9576 | 124.6528 | 581.9576 | 124.6528
432.28 | 449.9869 | 10.8171 | 37.2125 | 0 | 19.8698 | 57.8715 | 0 | 0% | 575.7579 | 125.771 | 575.7579 | 125.771
432.3 | 442.6742 | 10.8162 | 36.6107 | 0 | 18.1488 | 57.8717 | 0 | 0% | 566.1216 | 123.4474 | 566.1216 | 123.4474
432.32 | 434.923 | 10.8154 | 35.9725 | 0 | 13.7892 | 57.8718 | 0 | 0% | 553.3719 | 118.4489 | 553.3719 | 118.4489
432.34 | 426.446 | 10.8145 | 35.2741 | 0 | 8.6488 | 57.872 | 0 | 0% | 539.0554 | 112.6094 | 539.0554 | 112.6094
432.36 | 417.1937 | 10.8136 | 34.5116 | 0 | 4.4344 | 57.8721 | 0 | 0% | 524.8254 | 107.6317 | 524.8254 | 107.6317
432.38 | 407.3559 | 10.8127 | 33.7004 | 0 | 1.841 | 57.8723 | 0 | 0% | 511.5824 | 104.2264 | 511.5824 | 104.2264
432.4 | 397.3062 | 10.8118 | 32.8716 | 0 | 0.61399 | 57.8724 | 0 | 0% | 499.4761 | 102.1699 | 499.4761 | 102.1699
432.42 | 387.5041 | 10.811 | 32.0632 | 0 | 0.16353 | 57.8726 | 0 | 0% | 488.4144 | 100.9103 | 488.4144 | 100.9103
432.44 | 378.3743 | 10.8101 | 31.3103 | 0 | 0.034642 | 57.8727 | 0 | 0% | 478.4021 | 100.0278 | 478.4021 | 100.0278
432.46 | 370.19 | 10.8092 | 30.6356 | 0 | 0.0058201 | 57.8729 | 0 | 0% | 469.5134 | 99.3234 | 469.5134 | 99.3234
432.48 | 363.0108 | 10.8083 | 30.0439 | 0 | 0.00076738 | 57.873 | 0 | 0% | 461.7368 | 98.726 | 461.7368 | 98.726
432.5 | 356.714 | 10.8074 | 29.5251 | 0 | 8.0979e-05 | 57.8732 | 0 | 0% | 454.9197 | 98.2058 | 454.9197 | 98.2058
432.52 | 351.0977 | 10.8065 | 29.0626 | 0 | 4.4164e-05 | 57.8733 | 0 | 0% | 448.8402 | 97.7425 | 448.8402 | 97.7425
432.54 | 345.9899 | 10.8057 | 28.6421 | 0 | 0.00041851 | 57.8735 | 0 | 0% | 443.3115 | 97.3216 | 443.3115 | 97.3216
432.56 | 341.3092 | 10.8048 | 28.2569 | 0 | 0.0031299 | 57.8736 | 0 | 0% | 438.2476 | 96.9384 | 438.2476 | 96.9384
432.58 | 337.0872 | 10.8039 | 27.9096 | 0 | 0.018474 | 57.8738 | 0 | 0% | 433.6929 | 96.6057 | 433.6929 | 96.6057
432.6 | 333.4821 | 10.803 | 27.6134 | 0 | 0.086058 | 57.8739 | 0 | 0% | 429.8585 | 96.3763 | 429.8585 | 96.3763
432.62 | 330.7851 | 10.8021 | 27.3923 | 0 | 0.31638 | 57.8741 | 0 | 0% | 427.1699 | 96.3848 | 427.1699 | 96.3848
432.64 | 329.3909 | 10.8012 | 27.2791 | 0 | 0.91797 | 57.8742 | 0 | 0% | 426.2634 | 96.8725 | 426.2634 | 96.8725
432.66 | 329.7127 | 10.8004 | 27.308 | 0 | 2.102 | 57.8744 | 0 | 0% | 427.7974 | 98.0847 | 427.7974 | 98.0847
432.68 | 332.0544 | 10.7995 | 27.5042 | 0 | 3.7988 | 57.8745 | 0 | 0% | 432.0315 | 99.977 | 432.0315 | 99.977
432.7 | 336.4813 | 10.7986 | 27.8732 | 0 | 5.4182 | 57.8746 | 0 | 0% | 438.446 | 101.9646 | 438.446 | 101.9646
432.72 | 342.7414 | 10.7977 | 28.3941 | 0 | 6.099 | 57.8748 | 0 | 0% | 445.907 | 103.1656 | 445.907 | 103.1656
432.74 | 350.2982 | 10.7968 | 29.0226 | 0 | 5.4182 | 57.8748 | 0 | 0% | 453.4106 | 103.1124 | 453.4106 | 103.1124
432.76 | 358.4845 | 10.7959 | 29.7033 | 0 | 3.7988 | 57.8748 | 0 | 0% | 460.6573 | 102.1728 | 460.6573 | 102.1728
432.78 | 366.6934 | 10.7949 | 30.386 | 0 | 2.102 | 57.8746 | 0 | 0% | 467.8511 | 101.1576 | 467.8511 | 101.1576
432.8 | 374.5056 | 10.7939 | 31.036 | 0 | 0.91797 | 57.8744 | 0 | 0% | 475.1279 | 100.6223 | 475.1279 | 100.6223
432.82 | 381.7239 | 10.793 | 31.6368 | 0 | 0.31638 | 57.8741 | 0 | 0% | 482.3441 | 100.6203 | 482.3441 | 100.6203
432.84 | 388.3539 | 10.792 | 32.189 | 0 | 0.086058 | 57.8738 | 0 | 0% | 489.2948 | 100.9409 | 489.2948 | 100.9409
432.86 | 394.5645 | 10.791 | 32.7065 | 0 | 0.018474 | 57.8737 | 0 | 0% | 495.9541 | 101.3896 | 495.9541 | 101.3896
432.88 | 400.6392 | 10.7901 | 33.2128 | 0 | 0.0031299 | 57.8736 | 0 | 0% | 502.5188 | 101.8796 | 502.5188 | 101.8796
432.9 | 406.9108 | 10.7892 | 33.7354 | 0 | 0.00041851 | 57.8737 | 0 | 0% | 509.3095 | 102.3987 | 509.3095 | 102.3987
432.92 | 413.675 | 10.7883 | 34.299 | 0 | 4.4164e-05 | 57.8738 | 0 | 0% | 516.6362 | 102.9612 | 516.6362 | 102.9612
432.94 | 421.1013 | 10.7874 | 34.9176 | 0 | 0 | 57.874 | 0 | 0% | 524.6803 | 103.579 | 524.6803 | 103.579
432.96 | 429.1672 | 10.7866 | 35.5893 | 0 | 0 | 57.8742 | 0 | 0% | 533.4172 | 104.25 | 533.4172 | 104.25
432.98 | 437.6457 | 10.7857 | 36.2953 | 0 | 4.4493e-14 | 57.8744 | 0 | 0% | 542.6011 | 104.9554 | 542.6011 | 104.9554
433 | 446.1628 | 10.7848 | 37.0046 | 0 | 0 | 57.8746 | 0 | 0% | 551.8268 | 105.664 | 551.8268 | 105.664
433.02 | 454.3001 | 10.7839 | 37.6825 | 0 | 0 | 57.8748 | 0 | 0% | 560.6413 | 106.3413 | 560.6413 | 106.3413
433.04 | 461.6802 | 10.7831 | 38.2977 | 0 | 1.6179e-14 | 57.875 | 0 | 0% | 568.636 | 106.9558 | 568.636 | 106.9558
433.06 | 467.9972 | 10.7822 | 38.8248 | 0 | 1.0786e-14 | 57.8752 | 0 | 0% | 575.4794 | 107.4823 | 575.4794 | 107.4823
433.08 | 473.0222 | 10.7813 | 39.2449 | 0 | 0 | 57.8754 | 0 | 0% | 580.9238 | 107.9016 | 580.9238 | 107.9016
433.1 | 476.6388 | 10.7805 | 39.548 | 0 | 0 | 57.8756 | 0 | 0% | 584.8429 | 108.2041 | 584.8429 | 108.2041
433.12 | 478.8979 | 10.7796 | 39.7387 | 0 | 0 | 57.8758 | 0 | 0% | 587.292 | 108.3941 | 587.292 | 108.3941
433.14 | 480.024 | 10.7787 | 39.8353 | 0 | 0 | 57.876 | 0 | 0% | 588.5141 | 108.49 | 588.5141 | 108.49
433.16 | 480.3293 | 10.7778 | 39.8638 | 0 | 1.7258e-13 | 57.8762 | 0 | 0% | 588.8472 | 108.5179 | 588.8472 | 108.5179
433.18 | 480.096 | 10.777 | 39.8477 | 0 | 0 | 57.8764 | 0 | 0% | 588.5971 | 108.5011 | 588.5971 | 108.5011
433.2 | 479.5144 | 10.7761 | 39.8026 | 0 | 3.0471e-13 | 57.8766 | 0 | 0% | 587.9698 | 108.4553 | 587.9698 | 108.4553
433.22 | 478.6965 | 10.7752 | 39.7379 | 0 | 5.474e-13 | 57.8768 | 0 | 0% | 587.0865 | 108.39 | 587.0865 | 108.39
433.24 | 477.7175 | 10.7744 | 39.6599 | 0 | 0 | 57.877 | 0 | 0% | 586.0288 | 108.3112 | 586.0288 | 108.3112
433.26 | 476.6389 | 10.7735 | 39.5735 | 0 | 0 | 57.8772 | 0 | 0% | 584.8631 | 108.2242 | 584.8631 | 108.2242
433.28 | 475.5078 | 10.7726 | 39.4828 | 0 | 0 | 57.8774 | 0 | 0% | 583.6406 | 108.1328 | 583.6406 | 108.1328
433.3 | 474.351 | 10.7717 | 39.3899 | 0 | 0 | 57.8776 | 0 | 0% | 582.3903 | 108.0393 | 582.3903 | 108.0393
433.32 | 473.1865 | 10.7709 | 39.2964 | 0 | 0 | 57.8778 | 0 | 0% | 581.1316 | 107.9451 | 581.1316 | 107.9451
433.34 | 472.0665 | 10.77 | 39.2066 | 0 | 0 | 57.878 | 0 | 0% | 579.9211 | 107.8546 | 579.9211 | 107.8546
433.36 | 471.1379 | 10.7691 | 39.1326 | 0 | 2.4269e-14 | 57.8782 | 0 | 0% | 578.9179 | 107.78 | 578.9179 | 107.78
433.38 | 470.662 | 10.7683 | 39.0963 | 0 | 0 | 57.8784 | 0 | 0% | 578.405 | 107.743 | 578.405 | 107.743
433.4 | 470.932 | 10.7674 | 39.1219 | 0 | 1.0179e-13 | 57.8786 | 0 | 0% | 578.6999 | 107.7679 | 578.6999 | 107.7679
433.42 | 472.1076 | 10.7665 | 39.2228 | 0 | 7.2807e-14 | 57.8788 | 0 | 0% | 579.9757 | 107.8681 | 579.9757 | 107.8681
433.44 | 474.0658 | 10.7657 | 39.3887 | 0 | 4.3819e-14 | 57.879 | 0 | 0% | 582.0992 | 108.0334 | 582.0992 | 108.0334
433.46 | 476.3612 | 10.7648 | 39.5826 | 0 | 7.82e-14 | 57.8792 | 0 | 0% | 584.5878 | 108.2266 | 584.5878 | 108.2266
433.48 | 478.3137 | 10.7639 | 39.7481 | 0 | 1.537e-13 | 57.8794 | 0 | 0% | 586.7051 | 108.3914 | 586.7051 | 108.3914
433.5 | 479.1987 | 10.763 | 39.8248 | 0 | 0 | 57.8796 | 0 | 0% | 587.6662 | 108.4675 | 587.6662 | 108.4675
433.52 | 478.4728 | 10.7622 | 39.7677 | 0 | 0 | 57.8798 | 0 | 0% | 586.8825 | 108.4097 | 586.8825 | 108.4097
433.54 | 475.9334 | 10.7613 | 39.5598 | 0 | 0 | 57.88 | 0 | 0% | 584.1345 | 108.2011 | 584.1345 | 108.2011
433.56 | 471.7411 | 10.7604 | 39.2144 | 0 | 0 | 57.8802 | 0 | 0% | 579.5962 | 107.8551 | 579.5962 | 107.8551
433.58 | 466.3267 | 10.7596 | 38.7675 | 0 | 1.0786e-14 | 57.8804 | 0 | 0% | 573.7341 | 107.4075 | 573.7341 | 107.4075
433.6 | 460.2475 | 10.7587 | 38.2652 | 0 | 0 | 57.8806 | 0 | 0% | 567.152 | 106.9045 | 567.152 | 106.9045
433.62 | 454.0423 | 10.7578 | 37.7524 | 0 | 5.3931e-15 | 57.8808 | 0 | 0% | 560.4333 | 106.391 | 560.4333 | 106.391
433.64 | 448.117 | 10.7569 | 37.2627 | 0 | 0 | 57.881 | 0 | 0% | 554.0177 | 105.9007 | 554.0177 | 105.9007
433.66 | 442.6844 | 10.7561 | 36.814 | 0 | 0 | 57.8812 | 0 | 0% | 548.1357 | 105.4513 | 548.1357 | 105.4513
433.68 | 437.7592 | 10.7552 | 36.4074 | 0 | 9.4969e-14 | 57.8815 | 0 | 0% | 542.8032 | 105.044 | 542.8032 | 105.044
433.7 | 433.1969 | 10.7543 | 36.0309 | 0 | 0 | 57.8817 | 0 | 0% | 537.8638 | 104.6669 | 537.8638 | 104.6669
433.72 | 428.7574 | 10.7535 | 35.6645 | 0 | 2.565e-13 | 57.8819 | 0 | 0% | 533.0572 | 104.2998 | 533.0572 | 104.2998
433.74 | 424.1687 | 10.7526 | 35.2857 | 0 | 0 | 57.8821 | 0 | 0% | 528.0891 | 103.9203 | 528.0891 | 103.9203
433.76 | 419.1769 | 10.7517 | 34.8733 | 0 | 0 | 57.8823 | 0 | 0% | 522.6842 | 103.5072 | 522.6842 | 103.5072
433.78 | 413.5808 | 10.7508 | 34.4105 | 0 | 0 | 57.8825 | 0 | 0% | 516.6246 | 103.0438 | 516.6246 | 103.0438
433.8 | 407.2591 | 10.75 | 33.8873 | 0 | 0 | 57.8827 | 0 | 0% | 509.779 | 102.5199 | 509.779 | 102.5199
433.82 | 400.1894 | 10.7491 | 33.3017 | 0 | 4.4038e-14 | 57.8829 | 0 | 0% | 502.1231 | 101.9337 | 502.1231 | 101.9337
433.84 | 392.4443 | 10.7482 | 32.6598 | 0 | 0 | 57.8831 | 0 | 0% | 493.7354 | 101.2911 | 493.7354 | 101.2911
433.86 | 384.1587 | 10.7474 | 31.9729 | 0 | 0 | 57.8833 | 0 | 0% | 484.7622 | 100.6035 | 484.7622 | 100.6035
433.88 | 375.489 | 10.7465 | 31.2538 | 0 | 0 | 57.8835 | 0 | 0% | 475.3728 | 99.8838 | 475.3728 | 99.8838
433.9 | 366.5896 | 10.7456 | 30.5156 | 0 | 0 | 57.8837 | 0 | 0% | 465.7344 | 99.1449 | 465.7344 | 99.1449
433.92 | 357.612 | 10.7447 | 29.7707 | 0 | 0 | 57.8839 | 0 | 0% | 456.0114 | 98.3993 | 456.0114 | 98.3993
433.94 | 348.7158 | 10.7439 | 29.0325 | 0 | 0 | 57.8841 | 0 | 0% | 446.3762 | 97.6604 | 446.3762 | 97.6604
433.96 | 340.0824 | 10.743 | 28.316 | 0 | 0.00019952 | 57.8843 | 0 | 0% | 437.0259 | 96.9435 | 437.0259 | 96.9435
433.98 | 331.9393 | 10.7421 | 27.6403 | 0 | 0.0018907 | 57.8845 | 0 | 0% | 428.2081 | 96.2688 | 428.2081 | 96.2688
434 | 324.589 | 10.7413 | 27.0305 | 0 | 0.01414 | 57.8847 | 0 | 0% | 420.2596 | 95.6706 | 420.2596 | 95.6706
434.02 | 318.412 | 10.7404 | 26.5183 | 0 | 0.08346 | 57.8849 | 0 | 0% | 413.639 | 95.227 | 413.639 | 95.227
434.04 | 313.8014 | 10.7395 | 26.1365 | 0 | 0.38878 | 57.8851 | 0 | 0% | 408.9513 | 95.1499 | 408.9513 | 95.1499
434.06 | 311.0275 | 10.7386 | 25.9076 | 0 | 1.4293 | 57.8853 | 0 | 0% | 406.9883 | 95.9609 | 406.9883 | 95.9609
434.08 | 310.1016 | 10.7378 | 25.8326 | 0 | 4.1471 | 57.8855 | 0 | 0% | 408.7047 | 98.603 | 408.7047 | 98.603
434.1 | 310.7331 | 10.7369 | 25.8874 | 0 | 9.4964 | 57.8857 | 0 | 0% | 414.7396 | 104.0064 | 414.7396 | 104.0064
434.12 | 312.4075 | 10.736 | 26.0291 | 0 | 17.162 | 57.8859 | 0 | 0% | 424.2206 | 111.8131 | 424.2206 | 111.8131
434.14 | 314.5446 | 10.7352 | 26.2093 | 0 | 24.478 | 57.8861 | 0 | 0% | 433.8532 | 119.3086 | 433.8532 | 119.3086
434.16 | 316.6663 | 10.7343 | 26.3882 | 0 | 27.5537 | 57.8863 | 0 | 0% | 439.2289 | 122.5626 | 439.2289 | 122.5626
434.18 | 318.5024 | 10.7334 | 26.5434 | 0 | 24.4783 | 57.8865 | 0 | 0% | 438.144 | 119.6417 | 438.144 | 119.6417
434.2 | 319.9937 | 10.7326 | 26.6698 | 0 | 17.1625 | 57.8867 | 0 | 0% | 432.4453 | 112.4516 | 432.4453 | 112.4516
434.22 | 321.2234 | 10.7317 | 26.7745 | 0 | 9.4967 | 57.8869 | 0 | 0% | 426.1133 | 104.8899 | 426.1133 | 104.8899
434.24 | 322.357 | 10.7308 | 26.8712 | 0 | 4.1473 | 57.8872 | 0 | 0% | 421.9935 | 99.6365 | 421.9935 | 99.6365
434.26 | 323.6381 | 10.7299 | 26.9802 | 0 | 1.4294 | 57.8874 | 0 | 0% | 420.665 | 97.0269 | 420.665 | 97.0269
434.28 | 325.4017 | 10.7291 | 27.1295 | 0 | 0.38882 | 57.8876 | 0 | 0% | 421.5367 | 96.135 | 421.5367 | 96.135
434.3 | 328.0354 | 10.7282 | 27.3514 | 0 | 0.08347 | 57.8878 | 0 | 0% | 424.0862 | 96.0508 | 424.0862 | 96.0508
434.32 | 331.8752 | 10.7273 | 27.6738 | 0 | 0.014142 | 57.888 | 0 | 0% | 428.1785 | 96.3033 | 428.1785 | 96.3033
434.34 | 337.0962 | 10.7265 | 28.1115 | 0 | 0.0018911 | 57.8882 | 0 | 0% | 433.8243 | 96.7281 | 433.8243 | 96.7281
434.36 | 343.656 | 10.7256 | 28.661 | 0 | 0.00019957 | 57.8884 | 0 | 0% | 440.9311 | 97.2751 | 440.9311 | 97.2751
434.38 | 351.3058 | 10.7247 | 29.3014 | 0 | 5.4566e-09 | 57.8886 | 0 | 0% | 449.2204 | 97.9147 | 449.2204 | 97.9147
434.4 | 359.6503 | 10.7238 | 29.9999 | 0 | 0 | 57.8888 | 0 | 0% | 458.2628 | 98.6125 | 458.2628 | 98.6125
434.42 | 368.2363 | 10.723 | 30.7186 | 0 | 4.3482e-14 | 57.889 | 0 | 0% | 467.5668 | 99.3305 | 467.5668 | 99.3305
434.44 | 376.643 | 10.7221 | 31.4224 | 0 | 6.2021e-14 | 57.8892 | 0 | 0% | 476.6767 | 100.0337 | 476.6767 | 100.0337
434.46 | 384.55 | 10.7212 | 32.0847 | 0 | 8.1065e-14 | 57.8894 | 0 | 0% | 485.2453 | 100.6954 | 485.2453 | 100.6954
434.48 | 391.7648 | 10.7204 | 32.6893 | 0 | 2.5213e-13 | 57.8896 | 0 | 0% | 493.0641 | 101.2993 | 493.0641 | 101.2993
434.5 | 398.2072 | 10.7195 | 33.2296 | 0 | 1.6436e-13 | 57.8898 | 0 | 0% | 500.0461 | 101.8389 | 500.0461 | 101.8389
434.52 | 403.8577 | 10.7186 | 33.7039 | 0 | 2.5887e-13 | 57.89 | 0 | 0% | 506.1703 | 102.3125 | 506.1703 | 102.3125
434.54 | 408.6909 | 10.7177 | 34.11 | 0 | 1.6181e-13 | 57.8902 | 0 | 0% | 511.4089 | 102.718 | 511.4089 | 102.718
434.56 | 412.621 | 10.7169 | 34.4409 | 0 | 0 | 57.8904 | 0 | 0% | 515.6692 | 103.0482 | 515.6692 | 103.0482
434.58 | 415.5069 | 10.716 | 34.6846 | 0 | 0 | 57.8906 | 0 | 0% | 518.7981 | 103.2912 | 518.7981 | 103.2912
434.6 | 417.2447 | 10.7151 | 34.8325 | 0 | 3.8342e-15 | 57.8908 | 0 | 0% | 520.6831 | 103.4384 | 520.6831 | 103.4384
434.62 | 417.9046 | 10.7143 | 34.8904 | 0 | 0 | 57.8911 | 0 | 0% | 521.4003 | 103.4957 | 521.4003 | 103.4957
434.64 | 417.8001 | 10.7134 | 34.8845 | 0 | 0 | 57.8913 | 0 | 0% | 521.2893 | 103.4892 | 521.2893 | 103.4892
434.66 | 417.4212 | 10.7125 | 34.8558 | 0 | 0 | 57.8915 | 0 | 0% | 520.881 | 103.4598 | 520.881 | 103.4598
434.68 | 417.2802 | 10.7116 | 34.8469 | 0 | 0 | 57.8917 | 0 | 0% | 520.7304 | 103.4502 | 520.7304 | 103.4502
434.7 | 417.7655 | 10.7108 | 34.8903 | 0 | 0 | 57.8919 | 0 | 0% | 521.2584 | 103.493 | 521.2584 | 103.493
434.72 | 419.0629 | 10.7099 | 35.0016 | 0 | 0 | 57.8921 | 0 | 0% | 522.6665 | 103.6036 | 522.6665 | 103.6036
434.74 | 421.16 | 10.709 | 35.1797 | 0 | 0 | 57.8923 | 0 | 0% | 524.941 | 103.781 | 524.941 | 103.781
434.76 | 423.9137 | 10.7082 | 35.4127 | 0 | 0 | 57.8925 | 0 | 0% | 527.927 | 104.0133 | 527.927 | 104.0133
434.78 | 427.1206 | 10.7073 | 35.6835 | 0 | 0 | 57.8927 | 0 | 0% | 531.4041 | 104.2835 | 531.4041 | 104.2835
434.8 | 430.5314 | 10.7064 | 35.9714 | 0 | 0 | 57.8929 | 0 | 0% | 535.1022 | 104.5708 | 535.1022 | 104.5708
434.82 | 433.8223 | 10.7055 | 36.2494 | 0 | 0 | 57.8931 | 0 | 0% | 538.6704 | 104.8481 | 538.6704 | 104.8481
434.84 | 436.5956 | 10.7047 | 36.4841 | 0 | 0 | 57.8933 | 0 | 0% | 541.6777 | 105.0821 | 541.6777 | 105.0821
434.86 | 438.4491 | 10.7038 | 36.642 | 0 | 0 | 57.8935 | 0 | 0% | 543.6884 | 105.2393 | 543.6884 | 105.2393
434.88 | 439.0802 | 10.7029 | 36.6978 | 0 | 0 | 57.8937 | 0 | 0% | 544.3747 | 105.2944 | 544.3747 | 105.2944
434.9 | 438.3576 | 10.7021 | 36.6404 | 0 | 0 | 57.8939 | 0 | 0% | 543.594 | 105.2364 | 543.594 | 105.2364
434.92 | 436.3277 | 10.7013 | 36.4737 | 0 | 0 | 57.8942 | 0 | 0% | 541.3968 | 105.0691 | 541.3968 | 105.0691
434.94 | 433.1625 | 10.7006 | 36.2121 | 0 | 0 | 57.8944 | 0 | 0% | 537.9695 | 104.807 | 537.9695 | 104.807
434.96 | 429.0769 | 10.7001 | 35.8735 | 0 | 0 | 57.8946 | 0 | 0% | 533.545 | 104.4682 | 533.545 | 104.4682
434.98 | 424.2657 | 10.7002 | 35.4741 | 0 | 0 | 57.8948 | 0 | 0% | 528.3348 | 104.0691 | 528.3348 | 104.0691
435 | 418.9018 | 10.701 | 35.0285 | 0 | 5.6585e-14 | 57.895 | 0 | 0% | 522.5263 | 103.6245 | 522.5263 | 103.6245
435.02 | 413.1802 | 10.7025 | 34.553 | 0 | 1.7165e-13 | 57.8952 | 0 | 0% | 516.3308 | 103.1506 | 516.3308 | 103.1506
435.04 | 407.3516 | 10.7047 | 34.0683 | 0 | 1.2573e-13 | 57.8954 | 0 | 0% | 510.02 | 102.6685 | 510.02 | 102.6685
435.06 | 401.7101 | 10.7075 | 33.5993 | 0 | 0 | 57.8956 | 0 | 0% | 503.9125 | 102.2024 | 503.9125 | 102.2024
435.08 | 396.5524 | 10.7105 | 33.1707 | 0 | 0 | 57.8958 | 0 | 0% | 498.3294 | 101.777 | 498.3294 | 101.777
435.1 | 392.1415 | 10.7136 | 32.8045 | 0 | 0 | 57.896 | 0 | 0% | 493.5556 | 101.4141 | 493.5556 | 101.4141
435.12 | 388.6886 | 10.7167 | 32.5184 | 0 | 0 | 57.8962 | 0 | 0% | 489.8199 | 101.1313 | 489.8199 | 101.1313
435.14 | 386.341 | 10.7199 | 32.3247 | 0 | 0 | 57.8964 | 0 | 0% | 487.282 | 100.941 | 487.282 | 100.941
435.16 | 385.1681 | 10.7231 | 32.2293 | 0 | 0 | 57.8966 | 0 | 0% | 486.0171 | 100.849 | 486.0171 | 100.849
435.18 | 385.1387 | 10.7262 | 32.2295 | 0 | 0 | 57.8969 | 0 | 0% | 485.9913 | 100.8526 | 485.9913 | 100.8526
435.2 | 386.0936 | 10.7294 | 32.3122 | 0 | 1.5168e-13 | 57.8971 | 0 | 0% | 487.0323 | 100.9386 | 487.0323 | 100.9386
435.22 | 387.7319 | 10.7326 | 32.452 | 0 | 0 | 57.8973 | 0 | 0% | 488.8137 | 101.0818 | 488.8137 | 101.0818
435.24 | 389.6352 | 10.7357 | 32.614 | 0 | 0 | 57.8975 | 0 | 0% | 490.8824 | 101.2472 | 490.8824 | 101.2472
435.26 | 391.3444 | 10.7389 | 32.7598 | 0 | 0 | 57.8977 | 0 | 0% | 492.7408 | 101.3964 | 492.7408 | 101.3964
435.28 | 392.4668 | 10.7421 | 32.8564 | 0 | 4.8538e-14 | 57.8979 | 0 | 0% | 493.9632 | 101.4964 | 493.9632 | 101.4964
435.3 | 392.784 | 10.7452 | 32.8857 | 0 | 5.865e-14 | 57.8981 | 0 | 0% | 494.3131 | 101.5291 | 494.3131 | 101.5291
435.32 | 392.3194 | 10.7484 | 32.8495 | 0 | 0 | 57.8983 | 0 | 0% | 493.8156 | 101.4963 | 493.8156 | 101.4963
435.34 | 391.3206 | 10.7516 | 32.7686 | 0 | 4.719e-15 | 57.8985 | 0 | 0% | 492.7393 | 101.4187 | 492.7393 | 101.4187
435.36 | 390.1476 | 10.7547 | 32.6731 | 0 | 0 | 57.8987 | 0 | 0% | 491.4742 | 101.3266 | 491.4742 | 101.3266
435.38 | 389.1292 | 10.7579 | 32.5906 | 0 | 2.0342e-13 | 57.8989 | 0 | 0% | 490.3766 | 101.2474 | 490.3766 | 101.2474
435.4 | 388.4739 | 10.7611 | 32.5384 | 0 | 0 | 57.8991 | 0 | 0% | 489.6726 | 101.1986 | 489.6726 | 101.1986
435.42 | 388.2752 | 10.7642 | 32.5245 | 0 | 0 | 57.8994 | 0 | 0% | 489.4633 | 101.1881 | 489.4633 | 101.1881
435.44 | 388.5969 | 10.7674 | 32.5542 | 0 | 1.4157e-14 | 57.8996 | 0 | 0% | 489.8181 | 101.2212 | 489.8181 | 101.2212
435.46 | 389.5919 | 10.7706 | 32.6403 | 0 | 8.8312e-14 | 57.8998 | 0 | 0% | 490.9026 | 101.3106 | 490.9026 | 101.3106
435.48 | 391.5721 | 10.7738 | 32.809 | 0 | 1.0112e-13 | 57.9 | 0 | 0% | 493.0548 | 101.4827 | 493.0548 | 101.4827
435.5 | 394.951 | 10.7769 | 33.0949 | 0 | 5.3931e-14 | 57.9002 | 0 | 0% | 496.723 | 101.772 | 496.723 | 101.772
435.52 | 400.0725 | 10.7801 | 33.5269 | 0 | 7.011e-14 | 57.9004 | 0 | 0% | 502.2799 | 102.2074 | 502.2799 | 102.2074
435.54 | 407.031 | 10.7833 | 34.1129 | 0 | 9.1683e-14 | 57.9006 | 0 | 0% | 509.8278 | 102.7968 | 509.8278 | 102.7968
435.56 | 415.5824 | 10.7864 | 34.8326 | 0 | 0 | 57.9008 | 0 | 0% | 519.1022 | 103.5198 | 519.1022 | 103.5198
435.58 | 425.1717 | 10.7896 | 35.6393 | 0 | 3.101e-14 | 57.901 | 0 | 0% | 529.5016 | 104.3299 | 529.5016 | 104.3299
435.6 | 435.0568 | 10.7928 | 36.471 | 0 | 1.0854e-13 | 57.9012 | 0 | 0% | 540.2217 | 105.165 | 540.2217 | 105.165
435.62 | 444.4818 | 10.7959 | 37.2642 | 0 | 3.3033e-14 | 57.9014 | 0 | 0% | 550.4434 | 105.9615 | 550.4434 | 105.9615
435.64 | 452.8249 | 10.7991 | 37.9667 | 0 | 1.4561e-13 | 57.9017 | 0 | 0% | 559.4924 | 106.6675 | 559.4924 | 106.6675
435.66 | 459.6655 | 10.8023 | 38.5435 | 0 | 8.7301e-14 | 57.9019 | 0 | 0% | 566.9131 | 107.2476 | 566.9131 | 107.2476
435.68 | 464.78 | 10.8054 | 38.9755 | 0 | 1.8387e-13 | 57.9021 | 0 | 0% | 572.4631 | 107.6831 | 572.4631 | 107.6831
435.7 | 468.1103 | 10.8086 | 39.258 | 0 | 2.646e-13 | 57.9023 | 0 | 0% | 576.0792 | 107.9689 | 576.0792 | 107.9689
435.72 | 469.7372 | 10.8118 | 39.3977 | 0 | 7.8672e-13 | 57.9025 | 0 | 0% | 577.8493 | 108.112 | 577.8493 | 108.112
435.74 | 469.8659 | 10.8149 | 39.4118 | 0 | 2.8179e-13 | 57.9027 | 0 | 0% | 577.9954 | 108.1295 | 577.9954 | 108.1295
435.76 | 468.813 | 10.8181 | 39.3268 | 0 | 7.2133e-13 | 57.9029 | 0 | 0% | 576.8608 | 108.0478 | 576.8608 | 108.0478
435.78 | 466.9895 | 10.8213 | 39.1771 | 0 | 0 | 57.9031 | 0 | 0% | 574.891 | 107.9015 | 574.891 | 107.9015
435.8 | 464.8657 | 10.8244 | 39.0022 | 0 | 3.6943e-13 | 57.9033 | 0 | 0% | 572.5956 | 107.7299 | 572.5956 | 107.7299
435.82 | 462.9051 | 10.8276 | 38.8409 | 0 | 0 | 57.9035 | 0 | 0% | 570.4772 | 107.5721 | 570.4772 | 107.5721
435.84 | 461.4759 | 10.8308 | 38.7243 | 0 | 2.346e-13 | 57.9038 | 0 | 0% | 568.9347 | 107.4588 | 568.9347 | 107.4588
435.86 | 460.7697 | 10.834 | 38.6683 | 0 | 0 | 57.904 | 0 | 0% | 568.1759 | 107.4062 | 568.1759 | 107.4062
435.88 | 460.7837 | 10.8371 | 38.6727 | 0 | 6.4717e-14 | 57.9042 | 0 | 0% | 568.1978 | 107.414 | 568.1978 | 107.414
435.9 | 461.4 | 10.8403 | 38.7277 | 0 | 3.2359e-14 | 57.9044 | 0 | 0% | 568.8724 | 107.4724 | 568.8724 | 107.4724
435.92 | 462.5211 | 10.8435 | 38.8251 | 0 | 9.9772e-14 | 57.9046 | 0 | 0% | 570.0943 | 107.5732 | 570.0943 | 107.5732
435.94 | 464.1525 | 10.8466 | 38.9654 | 0 | 0 | 57.9048 | 0 | 0% | 571.8693 | 107.7168 | 571.8693 | 107.7168
435.96 | 466.3628 | 10.8498 | 39.1542 | 0 | 0 | 57.905 | 0 | 0% | 574.2718 | 107.909 | 574.2718 | 107.909
435.98 | 469.1575 | 10.853 | 39.3922 | 0 | 0 | 57.9052 | 0 | 0% | 577.3079 | 108.1504 | 577.3079 | 108.1504
436 | 472.3618 | 10.8561 | 39.6646 | 0 | 0 | 57.9054 | 0 | 0% | 580.788 | 108.4262 | 580.788 | 108.4262
436.02 | 475.5814 | 10.8593 | 39.9383 | 0 | 1.5893e-13 | 57.9057 | 0 | 0% | 584.2846 | 108.7032 | 584.2846 | 108.7032
436.04 | 478.2696 | 10.8625 | 40.1674 | 0 | 5.5785e-14 | 57.9059 | 0 | 0% | 587.2054 | 108.9357 | 587.2054 | 108.9357
436.06 | 479.8814 | 10.8656 | 40.3061 | 0 | 1.9824e-13 | 57.9061 | 0 | 0% | 588.9592 | 109.0778 | 588.9592 | 109.0778
436.08 | 480.0414 | 10.8688 | 40.3229 | 0 | 0 | 57.9063 | 0 | 0% | 589.1394 | 109.098 | 589.1394 | 109.098
436.1 | 478.6518 | 10.872 | 40.2095 | 0 | 5.6965e-14 | 57.9065 | 0 | 0% | 587.6398 | 108.988 | 587.6398 | 108.988
436.12 | 475.9145 | 10.8751 | 39.9829 | 0 | 5.7639e-14 | 57.9067 | 0 | 0% | 584.6792 | 108.7648 | 584.6792 | 108.7648
436.14 | 472.2836 | 10.8783 | 39.6812 | 0 | 0 | 57.9069 | 0 | 0% | 580.7501 | 108.4664 | 580.7501 | 108.4664
436.16 | 468.3737 | 10.8815 | 39.356 | 0 | 0 | 57.9071 | 0 | 0% | 576.5183 | 108.1446 | 576.5183 | 108.1446
436.18 | 464.8391 | 10.8846 | 39.0623 | 0 | 0 | 57.9073 | 0 | 0% | 572.6934 | 107.8543 | 572.6934 | 107.8543
436.2 | 462.2397 | 10.8878 | 38.8472 | 0 | 0 | 57.9076 | 0 | 0% | 569.8823 | 107.6426 | 569.8823 | 107.6426
436.22 | 460.9218 | 10.891 | 38.7398 | 0 | 0 | 57.9078 | 0 | 0% | 568.4603 | 107.5385 | 568.4603 | 107.5385
436.24 | 460.9756 | 10.8942 | 38.7476 | 0 | 0 | 57.908 | 0 | 0% | 568.5254 | 107.5497 | 568.5254 | 107.5497
436.26 | 462.3001 | 10.8973 | 38.8623 | 0 | 0 | 57.9082 | 0 | 0% | 569.9679 | 107.6678 | 569.9679 | 107.6678
436.28 | 464.7172 | 10.9005 | 39.0688 | 0 | 4.1459e-14 | 57.9084 | 0 | 0% | 572.5949 | 107.8777 | 572.5949 | 107.8777
436.3 | 468.0479 | 10.9037 | 39.3521 | 0 | 3.4314e-13 | 57.9086 | 0 | 0% | 576.2123 | 108.1644 | 576.2123 | 108.1644
436.32 | 472.1169 | 10.9068 | 39.6976 | 0 | 8.0728e-14 | 57.9088 | 0 | 0% | 580.6302 | 108.5133 | 580.6302 | 108.5133
436.34 | 476.7146 | 10.91 | 40.0876 | 0 | 0 | 57.909 | 0 | 0% | 585.6212 | 108.9067 | 585.6212 | 108.9067
436.36 | 481.555 | 10.9132 | 40.4981 | 0 | 0 | 57.9093 | 0 | 0% | 590.8756 | 109.3205 | 590.8756 | 109.3205
436.38 | 486.2679 | 10.9163 | 40.8979 | 0 | 9.775e-14 | 57.9095 | 0 | 0% | 595.9916 | 109.7237 | 595.9916 | 109.7237
436.4 | 490.4416 | 10.9195 | 41.2524 | 0 | 7.7779e-14 | 57.9097 | 0 | 0% | 600.5232 | 110.0816 | 600.5232 | 110.0816
436.42 | 493.708 | 10.9227 | 41.5306 | 0 | 0 | 57.9099 | 0 | 0% | 604.0712 | 110.3632 | 604.0712 | 110.3632
436.44 | 495.8147 | 10.9258 | 41.7113 | 0 | 0 | 57.9101 | 0 | 0% | 606.362 | 110.5473 | 606.362 | 110.5473
436.46 | 496.6456 | 10.929 | 41.7847 | 0 | 2.1867e-14 | 57.9103 | 0 | 0% | 607.2696 | 110.6241 | 607.2696 | 110.6241
436.48 | 496.1985 | 10.9322 | 41.7506 | 0 | 0 | 57.9105 | 0 | 0% | 606.7919 | 110.5933 | 606.7919 | 110.5933
436.5 | 494.5549 | 10.9353 | 41.6158 | 0 | 0 | 57.9107 | 0 | 0% | 605.0168 | 110.4619 | 605.0168 | 110.4619
436.52 | 491.856 | 10.9385 | 41.3922 | 0 | 0 | 57.911 | 0 | 0% | 602.0977 | 110.2417 | 602.0977 | 110.2417
436.54 | 488.2835 | 10.9417 | 41.095 | 0 | 0 | 57.9112 | 0 | 0% | 598.2313 | 109.9479 | 598.2313 | 109.9479
436.56 | 484.0423 | 10.9448 | 40.7415 | 0 | 0 | 57.9114 | 0 | 0% | 593.64 | 109.5977 | 593.64 | 109.5977
436.58 | 479.3661 | 10.948 | 40.3513 | 0 | 1.8808e-13 | 57.9116 | 0 | 0% | 588.577 | 109.2109 | 588.577 | 109.2109
436.6 | 474.5536 | 10.9512 | 39.9496 | 0 | 0 | 57.9118 | 0 | 0% | 583.3662 | 108.8126 | 583.3662 | 108.8126
436.62 | 470.0047 | 10.9544 | 39.5701 | 0 | 0 | 57.912 | 0 | 0% | 578.4411 | 108.4364 | 578.4411 | 108.4364
436.64 | 466.1963 | 10.9575 | 39.2528 | 0 | 8.6616e-14 | 57.9122 | 0 | 0% | 574.3189 | 108.1225 | 574.3189 | 108.1225
436.66 | 463.5731 | 10.9607 | 39.0353 | 0 | 0 | 57.9124 | 0 | 0% | 571.4815 | 107.9084 | 571.4815 | 107.9084
436.68 | 462.4028 | 10.9639 | 38.9401 | 0 | 0 | 57.9127 | 0 | 0% | 570.2194 | 107.8166 | 570.2194 | 107.8166
436.7 | 462.6704 | 10.967 | 38.966 | 0 | 0 | 57.9129 | 0 | 0% | 570.5163 | 107.8459 | 570.5163 | 107.8459
436.72 | 464.0491 | 10.9702 | 39.0854 | 0 | 0 | 57.9131 | 0 | 0% | 572.0178 | 107.9687 | 572.0178 | 107.9687
436.74 | 465.9521 | 10.9734 | 39.2491 | 0 | 0.00018647 | 57.9133 | 0 | 0% | 574.088 | 108.1359 | 574.088 | 108.1359
436.76 | 467.6534 | 10.9765 | 39.3957 | 0 | 0.0017725 | 57.9135 | 0 | 0% | 575.9409 | 108.2875 | 575.9409 | 108.2875
436.78 | 468.4565 | 10.9797 | 39.4667 | 0 | 0.013267 | 57.9137 | 0 | 0% | 576.8299 | 108.3734 | 576.8299 | 108.3734
436.8 | 467.8828 | 10.9829 | 39.4217 | 0 | 0.07839 | 57.9139 | 0 | 0% | 576.2797 | 108.3969 | 576.2797 | 108.3969
436.82 | 465.8197 | 10.986 | 39.2511 | 0 | 0.36565 | 57.9142 | 0 | 0% | 574.3367 | 108.517 | 574.3367 | 108.517
436.84 | 462.5361 | 10.9892 | 38.9777 | 0 | 1.3465 | 57.9144 | 0 | 0% | 571.7639 | 109.2278 | 571.7639 | 109.2278
436.86 | 458.5225 | 10.9924 | 38.6428 | 0 | 3.9152 | 57.9146 | 0 | 0% | 569.9875 | 111.465 | 569.9875 | 111.465
436.88 | 454.2521 | 10.9955 | 38.2862 | 0 | 8.9894 | 57.9148 | 0 | 0% | 570.438 | 116.186 | 570.438 | 116.186
436.9 | 450.0043 | 10.9987 | 37.9314 | 0 | 16.3011 | 57.915 | 0 | 0% | 573.1505 | 123.1462 | 573.1505 | 123.1462
436.92 | 445.8336 | 11.0019 | 37.583 | 0 | 23.3497 | 57.9152 | 0 | 0% | 575.6835 | 129.8499 | 575.6835 | 129.8499
436.94 | 441.6794 | 11.005 | 37.236 | 0 | 26.4259 | 57.9154 | 0 | 0% | 574.2618 | 132.5824 | 574.2618 | 132.5824
436.96 | 437.5532 | 11.0082 | 36.8913 | 0 | 23.6364 | 57.9157 | 0 | 0% | 567.0049 | 129.4516 | 567.0049 | 129.4516
436.98 | 433.6672 | 11.0114 | 36.5668 | 0 | 16.7144 | 57.9159 | 0 | 0% | 555.8757 | 122.2085 | 555.8757 | 122.2085
437 | 430.3807 | 11.0146 | 36.2928 | 0 | 9.3485 | 57.9161 | 0 | 0% | 544.9527 | 114.572 | 544.9527 | 114.572
437.02 | 427.9996 | 11.0177 | 36.0951 | 0 | 4.1378 | 57.9163 | 0 | 0% | 537.1665 | 109.1669 | 537.1665 | 109.1669
437.04 | 426.6095 | 11.0209 | 35.981 | 0 | 1.4502 | 57.9165 | 0 | 0% | 532.9781 | 106.3686 | 532.9781 | 106.3686
437.06 | 426.0796 | 11.0241 | 35.9394 | 0 | 0.40278 | 57.9167 | 0 | 0% | 531.3626 | 105.283 | 531.3626 | 105.283
437.08 | 426.1939 | 11.0272 | 35.9521 | 0 | 0.088726 | 57.9169 | 0 | 0% | 531.1789 | 104.985 | 531.1789 | 104.985
437.1 | 426.7823 | 11.0304 | 36.0049 | 0 | 0.015518 | 57.9171 | 0 | 0% | 531.7502 | 104.9679 | 531.7502 | 104.9679
437.12 | 427.7665 | 11.0335 | 36.091 | 0 | 0.0021571 | 57.9173 | 0 | 0% | 532.8105 | 105.044 | 532.8105 | 105.044
437.14 | 429.1013 | 11.0367 | 36.2067 | 0 | 0.00023863 | 57.9174 | 0 | 0% | 534.2624 | 105.1611 | 534.2624 | 105.1611
437.16 | 430.6517 | 11.0398 | 36.3407 | 0 | 5.5045e-06 | 57.9176 | 0 | 0% | 535.9499 | 105.2981 | 535.9499 | 105.2981
437.18 | 432.0973 | 11.043 | 36.4658 | 0 | 0 | 57.9177 | 0 | 0% | 537.5238 | 105.4265 | 537.5238 | 105.4265
437.2 | 432.9605 | 11.0462 | 36.5418 | 0 | 0 | 57.9179 | 0 | 0% | 538.4663 | 105.5058 | 538.4663 | 105.5058
437.22 | 432.7657 | 11.0493 | 36.5284 | 0 | 8.629e-14 | 57.918 | 0 | 0% | 538.2615 | 105.4958 | 538.2615 | 105.4958
437.24 | 431.2335 | 11.0525 | 36.4022 | 0 | 1.3752e-13 | 57.9182 | 0 | 0% | 536.6064 | 105.3728 | 536.6064 | 105.3728
437.26 | 428.4073 | 11.0556 | 36.1667 | 0 | 1.8353e-13 | 57.9183 | 0 | 0% | 533.5479 | 105.1406 | 533.5479 | 105.1406
437.28 | 424.6613 | 11.0588 | 35.8535 | 0 | 2.0359e-13 | 57.9185 | 0 | 0% | 529.492 | 104.8307 | 529.492 | 104.8307
437.3 | 420.582 | 11.0619 | 35.5121 | 0 | 2.9329e-13 | 57.9186 | 0 | 0% | 525.0747 | 104.4927 | 525.0747 | 104.4927
437.32 | 416.7571 | 11.0651 | 35.1922 | 0 | 2.2002e-13 | 57.9188 | 0 | 0% | 520.9331 | 104.1761 | 520.9331 | 104.1761
437.34 | 413.5596 | 11.0682 | 34.9252 | 0 | 1.5746e-13 | 57.9189 | 0 | 0% | 517.472 | 103.9124 | 517.472 | 103.9124
437.36 | 411.0206 | 11.0714 | 34.7138 | 0 | 1.3655e-13 | 57.9191 | 0 | 0% | 514.7249 | 103.7043 | 514.7249 | 103.7043
437.38 | 408.8619 | 11.0745 | 34.5345 | 0 | 0 | 57.9192 | 0 | 0% | 512.3902 | 103.5283 | 512.3902 | 103.5283
437.4 | 406.7043 | 11.0777 | 34.3552 | 0 | 0 | 57.9194 | 0 | 0% | 510.0565 | 103.3523 | 510.0565 | 103.3523
437.42 | 404.3505 | 11.0808 | 34.1593 | 0 | 0 | 57.9195 | 0 | 0% | 507.5101 | 103.1597 | 507.5101 | 103.1597
437.44 | 401.9426 | 11.084 | 33.9588 | 0 | 0 | 57.9197 | 0 | 0% | 504.9051 | 102.9625 | 504.9051 | 102.9625
437.46 | 399.8727 | 11.0871 | 33.7869 | 0 | 3.101e-14 | 57.9198 | 0 | 0% | 502.6665 | 102.7939 | 502.6665 | 102.7939
437.48 | 398.5279 | 11.0903 | 33.6762 | 0 | 0 | 57.92 | 0 | 0% | 501.2144 | 102.6865 | 501.2144 | 102.6865
437.5 | 398.0505 | 11.0934 | 33.6388 | 0 | 6.2695e-14 | 57.9201 | 0 | 0% | 500.7029 | 102.6524 | 500.7029 | 102.6524
437.52 | 398.2406 | 11.0966 | 33.6578 | 0 | 0 | 57.9203 | 0 | 0% | 500.9152 | 102.6746 | 500.9152 | 102.6746
437.54 | 398.6536 | 11.0997 | 33.6956 | 0 | 0 | 57.9204 | 0 | 0% | 501.3693 | 102.7158 | 501.3693 | 102.7158
437.56 | 398.848 | 11.1029 | 33.7149 | 0 | 2.319e-13 | 57.9206 | 0 | 0% | 501.5865 | 102.7384 | 501.5865 | 102.7384
437.58 | 398.6231 | 11.1061 | 33.6988 | 0 | 0 | 57.9207 | 0 | 0% | 501.3487 | 102.7256 | 501.3487 | 102.7256
437.6 | 398.0783 | 11.1092 | 33.6556 | 0 | 0 | 57.9209 | 0 | 0% | 500.764 | 102.6857 | 500.764 | 102.6857
437.62 | 397.4821 | 11.1124 | 33.6081 | 0 | 0 | 57.9211 | 0 | 0% | 500.1236 | 102.6415 | 500.1236 | 102.6415
437.64 | 397.086 | 11.1155 | 33.5776 | 0 | 0 | 57.9212 | 0 | 0% | 499.7003 | 102.6143 | 499.7003 | 102.6143
437.66 | 397.0134 | 11.1187 | 33.5743 | 0 | 0 | 57.9214 | 0 | 0% | 499.6278 | 102.6144 | 499.6278 | 102.6144
437.68 | 397.2576 | 11.1218 | 33.5979 | 0 | 0 | 57.9215 | 0 | 0% | 499.8989 | 102.6412 | 499.8989 | 102.6412
437.7 | 397.7556 | 11.125 | 33.6429 | 0 | 2.8988e-14 | 57.9217 | 0 | 0% | 500.4452 | 102.6896 | 500.4452 | 102.6896
437.72 | 398.4792 | 11.1281 | 33.7071 | 0 | 0 | 57.9218 | 0 | 0% | 501.2362 | 102.757 | 501.2362 | 102.757
437.74 | 399.4794 | 11.1313 | 33.7946 | 0 | 1.6289e-13 | 57.922 | 0 | 0% | 502.3272 | 102.8478 | 502.3272 | 102.8478
437.76 | 400.8577 | 11.1344 | 33.9142 | 0 | 9.6402e-14 | 57.9221 | 0 | 0% | 503.8284 | 102.9707 | 503.8284 | 102.9707
437.78 | 402.6956 | 11.1376 | 34.0726 | 0 | 2.0747e-13 | 57.9223 | 0 | 0% | 505.8281 | 103.1325 | 505.8281 | 103.1325
437.8 | 404.9981 | 11.1407 | 34.2704 | 0 | 6.8762e-14 | 57.9224 | 0 | 0% | 508.3317 | 103.3336 | 508.3317 | 103.3336
437.82 | 407.6836 | 11.1439 | 34.5007 | 0 | 0 | 57.9226 | 0 | 0% | 511.2507 | 103.5671 | 511.2507 | 103.5671
437.84 | 410.6188 | 11.147 | 34.7521 | 0 | 0 | 57.9227 | 0 | 0% | 514.4407 | 103.8218 | 514.4407 | 103.8218
437.86 | 413.6841 | 11.1502 | 35.0146 | 0 | 0 | 57.9229 | 0 | 0% | 517.7718 | 104.0876 | 517.7718 | 104.0876
437.88 | 416.838 | 11.1533 | 35.2846 | 0 | 0 | 57.923 | 0 | 0% | 521.199 | 104.3609 | 521.199 | 104.3609
437.9 | 420.1475 | 11.1565 | 35.5678 | 0 | 6.438e-14 | 57.9232 | 0 | 0% | 524.795 | 104.6475 | 524.795 | 104.6475
437.92 | 423.7643 | 11.1596 | 35.8772 | 0 | 0 | 57.9233 | 0 | 0% | 528.7244 | 104.9601 | 528.7244 | 104.9601
437.94 | 427.8417 | 11.1628 | 36.2256 | 0 | 2.0898e-14 | 57.9234 | 0 | 0% | 533.1536 | 105.3118 | 533.1536 | 105.3118
437.96 | 432.4191 | 11.1659 | 36.6164 | 0 | 2.5297e-13 | 57.9235 | 0 | 0% | 538.1249 | 105.7059 | 538.1249 | 105.7059
437.98 | 437.3327 | 11.169 | 37.0358 | 0 | 0 | 57.9235 | 0 | 0% | 543.461 | 106.1284 | 543.461 | 106.1284
438 | 442.2208 | 11.1721 | 37.4531 | 0 | 0 | 57.9234 | 0 | 0% | 548.7695 | 106.5487 | 548.7695 | 106.5487
438.02 | 446.6185 | 11.1752 | 37.829 | 0 | 1.0866e-13 | 57.9232 | 0 | 0% | 553.5459 | 106.9274 | 553.5459 | 106.9274
438.04 | 450.0712 | 11.1782 | 38.1249 | 0 | 8.8818e-14 | 57.9229 | 0 | 0% | 557.2972 | 107.226 | 557.2972 | 107.226
438.06 | 452.202 | 11.1813 | 38.3088 | 0 | 0 | 57.9227 | 0 | 0% | 559.6148 | 107.4127 | 559.6148 | 107.4127
438.08 | 452.7266 | 11.1844 | 38.3566 | 0 | 1.1932e-13 | 57.9225 | 0 | 0% | 560.1901 | 107.4635 | 560.1901 | 107.4635
438.1 | 451.4476 | 11.1875 | 38.2516 | 0 | 1.0449e-13 | 57.9224 | 0 | 0% | 558.8092 | 107.3615 | 558.8092 | 107.3615
438.12 | 448.2619 | 11.1906 | 37.9849 | 0 | 1.0719e-13 | 57.9225 | 0 | 0% | 555.3599 | 107.0981 | 555.3599 | 107.0981
438.14 | 443.1875 | 11.1938 | 37.5582 | 0 | 5.2077e-14 | 57.9227 | 0 | 0% | 549.8621 | 106.6746 | 549.8621 | 106.6746
438.16 | 436.4011 | 11.1969 | 36.9862 | 0 | 1.1675e-13 | 57.9229 | 0 | 0% | 542.5071 | 106.106 | 542.5071 | 106.106
438.18 | 428.2593 | 11.2001 | 36.2993 | 0 | 1.0644e-13 | 57.9231 | 0 | 0% | 533.6818 | 105.4225 | 533.6818 | 105.4225
438.2 | 419.2732 | 11.2033 | 35.5407 | 0 | 1.6769e-14 | 57.9233 | 0 | 0% | 523.9405 | 104.6672 | 523.9405 | 104.6672
438.22 | 410.0197 | 11.2064 | 34.7593 | 0 | 3.5856e-14 | 57.9235 | 0 | 0% | 513.9089 | 103.8892 | 513.9089 | 103.8892
438.24 | 401.0075 | 11.2096 | 33.9983 | 0 | 8.0818e-05 | 57.9237 | 0 | 0% | 504.1392 | 103.1317 | 504.1392 | 103.1317
438.26 | 392.5474 | 11.2128 | 33.2839 | 0 | 0.00076585 | 57.9239 | 0 | 0% | 494.9688 | 102.4214 | 494.9688 | 102.4214
438.28 | 384.6945 | 11.2159 | 32.6209 | 0 | 0.0057276 | 57.9242 | 0 | 0% | 486.4612 | 101.7667 | 486.4612 | 101.7667
438.3 | 377.317 | 11.2191 | 31.9981 | 0 | 0.033807 | 57.9244 | 0 | 0% | 478.4924 | 101.1754 | 478.4924 | 101.1754
438.32 | 370.2613 | 11.2223 | 31.4025 | 0 | 0.15748 | 57.9246 | 0 | 0% | 470.9681 | 100.7068 | 470.9681 | 100.7068
438.34 | 363.515 | 11.2254 | 30.833 | 0 | 0.57896 | 57.9248 | 0 | 0% | 464.0772 | 100.5622 | 464.0772 | 100.5622
438.36 | 357.2786 | 11.2286 | 30.3067 | 0 | 1.6798 | 57.925 | 0 | 0% | 458.4188 | 101.1402 | 458.4188 | 101.1402
438.38 | 351.9213 | 11.2318 | 29.8549 | 0 | 3.8466 | 57.9253 | 0 | 0% | 454.7799 | 102.8586 | 454.7799 | 102.8586
438.4 | 347.8381 | 11.2349 | 29.5111 | 0 | 6.9517 | 57.9255 | 0 | 0% | 453.4613 | 105.6232 | 453.4613 | 105.6232
438.42 | 345.2646 | 11.2381 | 29.2954 | 0 | 9.9151 | 57.9257 | 0 | 0% | 453.6389 | 108.3743 | 453.6389 | 108.3743
438.44 | 344.1392 | 11.2413 | 29.2025 | 0 | 11.1613 | 57.9259 | 0 | 0% | 453.6702 | 109.531 | 453.6702 | 109.531
438.46 | 344.0798 | 11.2444 | 29.2 | 0 | 9.9187 | 57.9261 | 0 | 0% | 452.3691 | 108.2893 | 452.3691 | 108.2893
438.48 | 344.4794 | 11.2476 | 29.2365 | 0 | 6.9732 | 57.9264 | 0 | 0% | 449.863 | 105.3836 | 449.863 | 105.3836
438.5 | 344.687 | 11.2508 | 29.2566 | 0 | 3.9468 | 57.9266 | 0 | 0% | 447.0678 | 102.3808 | 447.0678 | 102.3808
438.52 | 344.2178 | 11.2539 | 29.2194 | 0 | 2.0482 | 57.9268 | 0 | 0% | 444.6661 | 100.4483 | 444.6661 | 100.4483
438.54 | 342.9118 | 11.2571 | 29.111 | 0 | 1.6479 | 57.927 | 0 | 0% | 442.8547 | 99.9429 | 442.8547 | 99.9429
438.56 | 340.9795 | 11.2603 | 28.9495 | 0 | 2.6052 | 57.9271 | 0 | 0% | 441.7215 | 100.742 | 441.7215 | 100.742
438.58 | 338.9432 | 11.2634 | 28.7791 | 0 | 4.4573 | 57.9273 | 0 | 0% | 441.3703 | 102.4271 | 441.3703 | 102.4271
438.6 | 337.5089 | 11.2666 | 28.6599 | 0 | 6.3149 | 57.9274 | 0 | 0% | 441.6776 | 104.1687 | 441.6776 | 104.1687
438.62 | 337.406 | 11.2697 | 28.6537 | 0 | 7.1026 | 57.9275 | 0 | 0% | 442.3596 | 104.9536 | 442.3596 | 104.9536
438.64 | 339.2345 | 11.2728 | 28.8116 | 0 | 6.3092 | 57.9277 | 0 | 0% | 443.5559 | 104.3213 | 443.5559 | 104.3213
438.66 | 343.3526 | 11.276 | 29.164 | 0 | 4.4235 | 57.9278 | 0 | 0% | 446.1438 | 102.7912 | 446.1438 | 102.7912
438.68 | 349.8108 | 11.2791 | 29.7152 | 0 | 2.4477 | 57.9279 | 0 | 0% | 451.1808 | 101.3699 | 451.1808 | 101.3699
438.7 | 358.3315 | 11.2823 | 30.4418 | 0 | 1.0689 | 57.928 | 0 | 0% | 459.0524 | 100.721 | 459.0524 | 100.721
438.72 | 368.3395 | 11.2854 | 31.2948 | 0 | 0.3684 | 57.9281 | 0 | 0% | 469.2163 | 100.8767 | 469.2163 | 100.8767
438.74 | 379.0665 | 11.2886 | 32.209 | 0 | 0.10021 | 57.9282 | 0 | 0% | 480.5925 | 101.526 | 480.5925 | 101.526
438.76 | 389.7183 | 11.2917 | 33.117 | 0 | 0.021512 | 57.9284 | 0 | 0% | 492.0769 | 102.3585 | 492.0769 | 102.3585
438.78 | 399.6508 | 11.2948 | 33.9639 | 0 | 0.0036446 | 57.9285 | 0 | 0% | 502.8417 | 103.1909 | 502.8417 | 103.1909
438.8 | 408.4827 | 11.298 | 34.7175 | 0 | 0.00048733 | 57.9286 | 0 | 0% | 512.4273 | 103.9446 | 512.4273 | 103.9446
438.82 | 416.1108 | 11.3011 | 35.3689 | 0 | 5.1426e-05 | 57.9287 | 0 | 0% | 520.7097 | 104.5988 | 520.7097 | 104.5988
438.84 | 422.6171 | 11.3043 | 35.9251 | 0 | 0 | 57.9288 | 0 | 0% | 527.7753 | 105.1582 | 527.7753 | 105.1582
438.86 | 428.1033 | 11.3074 | 36.3946 | 0 | 0 | 57.929 | 0 | 0% | 533.7343 | 105.631 | 533.7343 | 105.631
438.88 | 432.5557 | 11.3106 | 36.7763 | 0 | 0 | 57.9291 | 0 | 0% | 538.5717 | 106.016 | 538.5717 | 106.016
438.9 | 435.8452 | 11.3137 | 37.0592 | 0 | 0 | 57.9292 | 0 | 0% | 542.1473 | 106.3021 | 542.1473 | 106.3021
438.92 | 437.8527 | 11.3168 | 37.2332 | 0 | 0 | 57.9293 | 0 | 0% | 544.332 | 106.4793 | 544.332 | 106.4793
438.94 | 438.5955 | 11.32 | 37.2996 | 0 | 0 | 57.9294 | 0 | 0% | 545.1445 | 106.549 | 545.1445 | 106.549
438.96 | 438.2582 | 11.3231 | 37.2743 | 0 | 4.3145e-14 | 57.9295 | 0 | 0% | 544.7851 | 106.5269 | 544.7851 | 106.5269
438.98 | 437.138 | 11.3262 | 37.1823 | 0 | 0 | 57.9295 | 0 | 0% | 543.576 | 106.438 | 543.576 | 106.438
439 | 435.5688 | 11.3293 | 37.0522 | 0 | 0 | 57.9294 | 0 | 0% | 541.8797 | 106.3109 | 541.8797 | 106.3109
439.02 | 433.868 | 11.3324 | 36.911 | 0 | 0 | 57.9292 | 0 | 0% | 540.0405 | 106.1725 | 540.0405 | 106.1725
439.04 | 432.3196 | 11.3354 | 36.7826 | 0 | 5.1414e-05 | 57.9288 | 0 | 0% | 538.3665 | 106.0469 | 538.3665 | 106.0469
439.06 | 431.1815 | 11.3384 | 36.6892 | 0 | 0.00048721 | 57.9285 | 0 | 0% | 537.1381 | 105.9566 | 537.1381 | 105.9566
439.08 | 430.6809 | 11.3415 | 36.65 | 0 | 0.0036437 | 57.9282 | 0 | 0% | 536.6042 | 105.9233 | 536.6042 | 105.9233
439.1 | 430.9602 | 11.3445 | 36.6771 | 0 | 0.021507 | 57.928 | 0 | 0% | 536.9313 | 105.9712 | 536.9313 | 105.9712
439.12 | 431.9895 | 11.3476 | 36.7681 | 0 | 0.10018 | 57.9279 | 0 | 0% | 538.1332 | 106.1438 | 538.1332 | 106.1438
439.14 | 433.5206 | 11.3508 | 36.9017 | 0 | 0.36832 | 57.928 | 0 | 0% | 540.0694 | 106.5487 | 540.0694 | 106.5487
439.16 | 435.1374 | 11.3539 | 37.0426 | 0 | 1.0687 | 57.9281 | 0 | 0% | 542.5307 | 107.3933 | 542.5307 | 107.3933
439.18 | 436.3905 | 11.3571 | 37.1525 | 0 | 2.4471 | 57.9283 | 0 | 0% | 545.2755 | 108.885 | 545.2755 | 108.885
439.2 | 436.9646 | 11.3602 | 37.2047 | 0 | 4.4224 | 57.9285 | 0 | 0% | 547.8805 | 110.9158 | 547.8805 | 110.9158
439.22 | 436.8079 | 11.3634 | 37.1946 | 0 | 6.3076 | 57.9287 | 0 | 0% | 549.6023 | 112.7944 | 549.6023 | 112.7944
439.24 | 436.1472 | 11.3666 | 37.1416 | 0 | 7.1001 | 57.929 | 0 | 0% | 549.6845 | 113.5373 | 549.6845 | 113.5373
439.26 | 435.3617 | 11.3697 | 37.078 | 0 | 6.3076 | 57.9292 | 0 | 0% | 548.0463 | 112.6845 | 548.0463 | 112.6845
439.28 | 434.7886 | 11.3729 | 37.0324 | 0 | 4.4224 | 57.9294 | 0 | 0% | 545.5458 | 110.7572 | 545.5458 | 110.7572
439.3 | 434.5728 | 11.3761 | 37.0173 | 0 | 2.4471 | 57.9296 | 0 | 0% | 543.3429 | 108.7701 | 543.3429 | 108.7701
439.32 | 434.6299 | 11.3792 | 37.0255 | 0 | 1.0687 | 57.9299 | 0 | 0% | 542.0331 | 107.4032 | 542.0331 | 107.4032
439.34 | 434.7356 | 11.3824 | 37.0378 | 0 | 0.36832 | 57.9301 | 0 | 0% | 541.4541 | 106.7186 | 541.4541 | 106.7186
439.36 | 434.6959 | 11.3856 | 37.0376 | 0 | 0.10018 | 57.9303 | 0 | 0% | 541.1496 | 106.4537 | 541.1496 | 106.4537
439.38 | 434.4885 | 11.3887 | 37.0232 | 0 | 0.021507 | 57.9305 | 0 | 0% | 540.8525 | 106.364 | 540.8525 | 106.364
439.4 | 434.265 | 11.3919 | 37.0075 | 0 | 0.0036437 | 57.9307 | 0 | 0% | 540.5987 | 106.3338 | 540.5987 | 106.3338
439.42 | 434.221 | 11.3951 | 37.007 | 0 | 0.00048721 | 57.931 | 0 | 0% | 540.5545 | 106.3335 | 540.5545 | 106.3335
439.44 | 434.4516 | 11.3982 | 37.0299 | 0 | 5.1414e-05 | 57.9312 | 0 | 0% | 540.811 | 106.3594 | 540.811 | 106.3594
439.46 | 434.8967 | 11.4014 | 37.0712 | 0 | 0 | 57.9314 | 0 | 0% | 541.3007 | 106.404 | 541.3007 | 106.404
439.48 | 435.3887 | 11.4046 | 37.1164 | 0 | 0 | 57.9316 | 0 | 0% | 541.8413 | 106.4526 | 541.8413 | 106.4526
439.5 | 435.7578 | 11.4077 | 37.1511 | 0 | 0 | 57.9318 | 0 | 0% | 542.2485 | 106.4907 | 542.2485 | 106.4907
439.52 | 435.9323 | 11.4109 | 37.1693 | 0 | 0 | 57.932 | 0 | 0% | 542.4445 | 106.5122 | 542.4445 | 106.5122
439.54 | 435.9689 | 11.414 | 37.1757 | 0 | 0 | 57.9321 | 0 | 0% | 542.4908 | 106.5219 | 542.4908 | 106.5219
439.56 | 435.9928 | 11.4172 | 37.1811 | 0 | 6.7414e-14 | 57.9322 | 0 | 0% | 542.5233 | 106.5305 | 542.5233 | 106.5305
439.58 | 436.0969 | 11.4203 | 37.1933 | 0 | 8.629e-14 | 57.9322 | 0 | 0% | 542.6428 | 106.5458 | 542.6428 | 106.5458
439.6 | 436.2787 | 11.4234 | 37.2121 | 0 | 8.0896e-14 | 57.9323 | 0 | 0% | 542.8465 | 106.5678 | 542.8465 | 106.5678
439.62 | 436.4503 | 11.4265 | 37.2301 | 0 | 0 | 57.9322 | 0 | 0% | 543.0392 | 106.5888 | 543.0392 | 106.5888
439.64 | 436.5084 | 11.4296 | 37.2384 | 0 | 0 | 57.9322 | 0 | 0% | 543.1086 | 106.6002 | 543.1086 | 106.6002
439.66 | 436.4222 | 11.4327 | 37.2344 | 0 | 8.629e-14 | 57.9321 | 0 | 0% | 543.0215 | 106.5992 | 543.0215 | 106.5992
439.68 | 436.2825 | 11.4358 | 37.2259 | 0 | 1.1056e-13 | 57.932 | 0 | 0% | 542.8762 | 106.5937 | 542.8762 | 106.5937
439.7 | 436.2613 | 11.4389 | 37.2275 | 0 | 1.7797e-13 | 57.9319 | 0 | 0% | 542.8597 | 106.5983 | 542.8597 | 106.5983
439.72 | 436.4979 | 11.442 | 37.2511 | 0 | 2.6965e-14 | 57.9318 | 0 | 0% | 543.1228 | 106.6249 | 543.1228 | 106.6249
439.74 | 436.9816 | 11.445 | 37.2959 | 0 | 1.3483e-14 | 57.9316 | 0 | 0% | 543.6541 | 106.6725 | 543.6541 | 106.6725
439.76 | 437.5096 | 11.4481 | 37.3444 | 0 | 5.3931e-14 | 57.9314 | 0 | 0% | 544.2334 | 106.7238 | 544.2334 | 106.7238
439.78 | 437.7515 | 11.4511 | 37.3685 | 0 | 1.0786e-14 | 57.931 | 0 | 0% | 544.5022 | 106.7507 | 544.5022 | 106.7507
439.8 | 437.4124 | 11.4542 | 37.343 | 0 | 0 | 57.9307 | 0 | 0% | 544.1403 | 106.7279 | 544.1403 | 106.7279
439.82 | 436.4151 | 11.4572 | 37.2613 | 0 | 0 | 57.9305 | 0 | 0% | 543.064 | 106.649 | 543.064 | 106.649
439.84 | 434.9685 | 11.4603 | 37.1412 | 0 | 0 | 57.9303 | 0 | 0% | 541.5003 | 106.5318 | 541.5003 | 106.5318
439.86 | 433.4544 | 11.4634 | 37.0153 | 0 | 1.2134e-14 | 57.9303 | 0 | 0% | 539.8633 | 106.4089 | 539.8633 | 106.4089
439.88 | 432.2105 | 11.4665 | 36.9124 | 0 | 0 | 57.9304 | 0 | 0% | 538.5197 | 106.3092 | 538.5197 | 106.3092
439.9 | 431.3561 | 11.4696 | 36.8427 | 0 | 0 | 57.9305 | 0 | 0% | 537.599 | 106.2429 | 537.599 | 106.2429
439.92 | 430.7482 | 11.4728 | 36.7941 | 0 | 0 | 57.9307 | 0 | 0% | 536.9457 | 106.1975 | 536.9457 | 106.1975
439.94 | 430.0836 | 11.4758 | 36.7406 | 0 | 2.9367e-05 | 57.9308 | 0 | 0% | 536.2309 | 106.1473 | 536.2309 | 106.1473
439.96 | 429.1028 | 11.4787 | 36.6601 | 0 | 0.00030766 | 57.931 | 0 | 0% | 535.1728 | 106.07 | 535.1728 | 106.07
439.98 | 427.7788 | 11.4812 | 36.5502 | 0 | 0.0023596 | 57.9312 | 0 | 0% | 533.7438 | 105.9649 | 533.7438 | 105.9649
440 | 426.3707 | 11.4833 | 36.4332 | 0 | 0.014366 | 57.9313 | 0 | 0% | 532.2328 | 105.8621 | 532.2328 | 105.8621
440.02 | 425.3122 | 11.4848 | 36.346 | 0 | 0.069509 | 57.9315 | 0 | 0% | 531.144 | 105.8318 | 531.144 | 105.8318
440.04 | 425.0094 | 11.4859 | 36.3234 | 0 | 0.26761 | 57.9317 | 0 | 0% | 531.018 | 106.0086 | 531.018 | 106.0086
440.06 | 425.6473 | 11.4867 | 36.3812 | 0 | 0.82079 | 57.9319 | 0 | 0% | 532.2679 | 106.6205 | 532.2679 | 106.6205
440.08 | 427.0965 | 11.4872 | 36.5083 | 0 | 2.0082 | 57.932 | 0 | 0% | 535.0322 | 107.9357 | 535.0322 | 107.9357
440.1 | 428.9733 | 11.4877 | 36.6721 | 0 | 3.924 | 57.932 | 0 | 0% | 538.9891 | 110.0158 | 538.9891 | 110.0158
440.12 | 430.8186 | 11.4882 | 36.8331 | 0 | 6.1303 | 57.9321 | 0 | 0% | 543.2022 | 112.3836 | 543.2022 | 112.3836
440.14 | 432.2753 | 11.4886 | 36.961 | 0 | 7.6683 | 57.9321 | 0 | 0% | 546.3253 | 114.0501 | 546.3253 | 114.0501
440.16 | 433.1667 | 11.489 | 37.0405 | 0 | 7.7169 | 57.9322 | 0 | 0% | 547.3454 | 114.1787 | 547.3454 | 114.1787
440.18 | 433.4587 | 11.4895 | 37.0688 | 0 | 6.4019 | 57.9323 | 0 | 0% | 546.3511 | 112.8925 | 546.3511 | 112.8925
440.2 | 433.1494 | 11.49 | 37.0457 | 0 | 4.9314 | 57.9325 | 0 | 0% | 544.5489 | 111.3995 | 544.5489 | 111.3995
440.22 | 432.1611 | 11.4904 | 36.9644 | 0 | 4.9566 | 57.9327 | 0 | 0% | 543.5052 | 111.3441 | 543.5052 | 111.3441
440.24 | 430.3087 | 11.4909 | 36.8092 | 0 | 7.6887 | 57.9328 | 0 | 0% | 544.2304 | 113.9217 | 544.2304 | 113.9217
440.26 | 427.3817 | 11.4914 | 36.5621 | 0 | 13.1072 | 57.933 | 0 | 0% | 546.4754 | 119.0937 | 546.4754 | 119.0937
440.28 | 423.2907 | 11.4918 | 36.2153 | 0 | 19.6237 | 57.9331 | 0 | 0% | 548.5547 | 125.264 | 548.5547 | 125.264
440.3 | 418.1964 | 11.4923 | 35.7827 | 0 | 24.8679 | 57.9333 | 0 | 0% | 548.2726 | 130.0762 | 548.2726 | 130.0762
440.32 | 412.5508 | 11.4927 | 35.3028 | 0 | 27.2192 | 57.9334 | 0 | 0% | 544.4989 | 131.9481 | 544.4989 | 131.9481
440.34 | 407.0162 | 11.4932 | 34.8323 | 0 | 26.414 | 57.9335 | 0 | 0% | 537.6892 | 130.673 | 537.6892 | 130.673
440.36 | 402.2805 | 11.4936 | 34.4302 | 0 | 22.8907 | 57.9336 | 0 | 0% | 529.0287 | 126.7482 | 529.0287 | 126.7482
440.38 | 398.86 | 11.4941 | 34.1406 | 0 | 17.4527 | 57.9337 | 0 | 0% | 519.881 | 121.021 | 519.881 | 121.021
440.4 | 396.9877 | 11.4945 | 33.9835 | 0 | 11.6286 | 57.9338 | 0 | 0% | 512.028 | 115.0404 | 512.028 | 115.0404
440.42 | 396.6194 | 11.495 | 33.9551 | 0 | 7.3885 | 57.9338 | 0 | 0% | 507.3918 | 110.7724 | 507.3918 | 110.7724
440.44 | 397.5219 | 11.4954 | 34.0355 | 0 | 5.9954 | 57.9339 | 0 | 0% | 506.9821 | 109.4602 | 506.9821 | 109.4602
440.46 | 399.3869 | 11.4959 | 34.1984 | 0 | 7.1755 | 57.9339 | 0 | 0% | 510.1906 | 110.8037 | 510.1906 | 110.8037
440.48 | 401.9059 | 11.4963 | 34.4173 | 0 | 9.2842 | 57.9338 | 0 | 0% | 515.0374 | 113.1316 | 515.0374 | 113.1316
440.5 | 404.7645 | 11.4966 | 34.6654 | 0 | 10.3754 | 57.9336 | 0 | 0% | 519.2355 | 114.471 | 519.2355 | 114.471
440.52 | 407.5904 | 11.497 | 34.9107 | 0 | 9.6198 | 57.9333 | 0 | 0% | 521.5512 | 113.9608 | 521.5512 | 113.9608
440.54 | 409.9389 | 11.4973 | 35.1151 | 0 | 7.9275 | 57.933 | 0 | 0% | 522.4118 | 112.4729 | 522.4118 | 112.4729
440.56 | 411.3654 | 11.4977 | 35.2405 | 0 | 7.1058 | 57.9328 | 0 | 0% | 523.1423 | 111.7769 | 523.1423 | 111.7769
440.58 | 411.546 | 11.4981 | 35.2592 | 0 | 8.4256 | 57.9328 | 0 | 0% | 524.6617 | 113.1156 | 524.6617 | 113.1156
440.6 | 410.3739 | 11.4986 | 35.1619 | 0 | 11.8762 | 57.9328 | 0 | 0% | 526.8434 | 116.4695 | 526.8434 | 116.4695
440.62 | 407.9902 | 11.499 | 34.9608 | 0 | 16.3831 | 57.9329 | 0 | 0% | 528.7661 | 120.7759 | 528.7661 | 120.7759
440.64 | 404.7407 | 11.4995 | 34.6855 | 0 | 20.624 | 57.9331 | 0 | 0% | 529.4828 | 124.7421 | 529.4828 | 124.7421
440.66 | 401.0787 | 11.5 | 34.3748 | 0 | 24.0172 | 57.9333 | 0 | 0% | 528.904 | 127.8252 | 528.904 | 127.8252
440.68 | 397.4613 | 11.5005 | 34.0678 | 0 | 27.0872 | 57.9336 | 0 | 0% | 528.0503 | 130.589 | 528.0503 | 130.589
440.7 | 394.2849 | 11.5009 | 33.7986 | 0 | 30.5881 | 57.9338 | 0 | 0% | 528.1063 | 133.8214 | 528.1063 | 133.8214
440.72 | 391.8745 | 11.5014 | 33.595 | 0 | 34.2144 | 57.934 | 0 | 0% | 529.1194 | 137.2449 | 529.1194 | 137.2449
440.74 | 390.5108 | 11.5019 | 33.4812 | 0 | 36.6029 | 57.9342 | 0 | 0% | 530.031 | 139.5202 | 530.031 | 139.5202
440.76 | 390.4693 | 11.5024 | 33.4807 | 0 | 36.7638 | 57.9345 | 0 | 0% | 530.1506 | 139.6814 | 530.1506 | 139.6814
440.78 | 392.0244 | 11.5029 | 33.6171 | 0 | 34.9293 | 57.9347 | 0 | 0% | 530.0084 | 137.984 | 530.0084 | 137.984
440.8 | 395.3765 | 11.5033 | 33.9077 | 0 | 31.6251 | 57.9349 | 0 | 0% | 530.3476 | 134.9711 | 530.3476 | 134.9711
440.82 | 400.5244 | 11.5038 | 34.3523 | 0 | 26.7558 | 57.9351 | 0 | 0% | 531.0715 | 130.5471 | 531.0715 | 130.5471
440.84 | 407.1715 | 11.5043 | 34.9256 | 0 | 20.4939 | 57.9354 | 0 | 0% | 532.0307 | 124.8592 | 532.0307 | 124.8592
440.86 | 414.7392 | 11.5048 | 35.578 | 0 | 14.5148 | 57.9356 | 0 | 0% | 534.2723 | 119.5331 | 534.2723 | 119.5331
440.88 | 422.4866 | 11.5053 | 36.2459 | 0 | 11.382 | 57.9358 | 0 | 0% | 539.5554 | 117.0688 | 539.5554 | 117.0688
440.9 | 429.6962 | 11.5057 | 36.8677 | 0 | 12.7073 | 57.9359 | 0 | 0% | 548.7128 | 119.0166 | 548.7128 | 119.0166
440.92 | 435.8623 | 11.5061 | 37.4001 | 0 | 18.138 | 57.9359 | 0 | 0% | 560.8424 | 124.9801 | 560.8424 | 124.9801
440.94 | 440.7963 | 11.5066 | 37.8269 | 0 | 25.7849 | 57.9359 | 0 | 0% | 573.8506 | 133.0543 | 573.8506 | 133.0543
440.96 | 444.5957 | 11.507 | 38.1564 | 0 | 33.2744 | 57.9359 | 0 | 0% | 585.4695 | 140.8737 | 585.4695 | 140.8737
440.98 | 447.5174 | 11.5075 | 38.4106 | 0 | 38.5647 | 57.9361 | 0 | 0% | 593.9362 | 146.4188 | 593.9362 | 146.4188
441 | 449.8396 | 11.5079 | 38.6134 | 0 | 40.303 | 57.9363 | 0 | 0% | 598.2001 | 148.3606 | 598.2001 | 148.3606
441.02 | 451.7736 | 11.5084 | 38.7829 | 0 | 37.9807 | 57.9366 | 0 | 0% | 597.9822 | 146.2086 | 597.9822 | 146.2086
441.04 | 453.4533 | 11.5089 | 38.9306 | 0 | 32.0777 | 57.9368 | 0 | 0% | 593.9073 | 140.454 | 593.9073 | 140.454
441.06 | 454.9899 | 11.5094 | 39.0661 | 0 | 24.0198 | 57.937 | 0 | 0% | 587.5221 | 132.5323 | 587.5221 | 132.5323
441.08 | 456.5374 | 11.5098 | 39.2025 | 0 | 15.7212 | 57.9371 | 0 | 0% | 580.9081 | 124.3707 | 580.9081 | 124.3707
441.1 | 458.3013 | 11.5103 | 39.3576 | 0 | 8.8456 | 57.9373 | 0 | 0% | 575.952 | 117.6507 | 575.952 | 117.6507
441.12 | 460.4754 | 11.5108 | 39.5479 | 0 | 4.2161 | 57.9374 | 0 | 0% | 573.6875 | 113.2121 | 573.6875 | 113.2121
441.14 | 463.1536 | 11.5112 | 39.7815 | 0 | 1.7562 | 57.9375 | 0 | 0% | 574.14 | 110.9865 | 574.14 | 110.9865
441.16 | 466.2704 | 11.5117 | 40.0529 | 0 | 1.011 | 57.9376 | 0 | 0% | 576.7836 | 110.5132 | 576.7836 | 110.5132
441.18 | 469.601 | 11.5121 | 40.3427 | 0 | 1.9117 | 57.9377 | 0 | 0% | 581.3052 | 111.7042 | 581.3052 | 111.7042
441.2 | 472.8255 | 11.5125 | 40.6234 | 0 | 5.2452 | 57.9377 | 0 | 0% | 588.1445 | 115.3189 | 588.1445 | 115.3189
441.22 | 475.625 | 11.513 | 40.8676 | 0 | 12.2306 | 57.9377 | 0 | 0% | 598.1739 | 122.549 | 598.1739 | 122.549
441.24 | 477.7413 | 11.5134 | 41.0532 | 0 | 22.9869 | 57.9376 | 0 | 0% | 611.2324 | 133.4911 | 611.2324 | 133.4911
441.26 | 478.9672 | 11.5138 | 41.1623 | 0 | 35.1058 | 57.9375 | 0 | 0% | 624.6865 | 145.7194 | 624.6865 | 145.7194
441.28 | 479.1037 | 11.5142 | 41.1778 | 0 | 44.5205 | 57.9375 | 0 | 0% | 634.2537 | 155.15 | 634.2537 | 155.15
441.3 | 477.9586 | 11.5146 | 41.0831 | 0 | 48.5424 | 57.9376 | 0 | 0% | 637.0363 | 159.0778 | 637.0363 | 159.0778
441.32 | 475.4112 | 11.5151 | 40.8678 | 0 | 47.5064 | 57.9377 | 0 | 0% | 633.2382 | 157.8271 | 633.2382 | 157.8271
441.34 | 471.5064 | 11.5155 | 40.5358 | 0 | 43.0352 | 57.9377 | 0 | 0% | 624.5306 | 153.0242 | 624.5306 | 153.0242
441.36 | 466.5225 | 11.5159 | 40.111 | 0 | 35.9163 | 57.9374 | 0 | 0% | 612.0031 | 145.4806 | 612.0031 | 145.4806
441.38 | 460.965 | 11.5162 | 39.6369 | 0 | 26.633 | 57.9371 | 0 | 0% | 596.6882 | 135.7232 | 596.6882 | 135.7232
441.4 | 455.4629 | 11.5166 | 39.1674 | 0 | 16.8204 | 57.9369 | 0 | 0% | 580.9042 | 125.4413 | 580.9042 | 125.4413
441.42 | 450.5897 | 11.5171 | 38.752 | 0 | 8.7656 | 57.9371 | 0 | 0% | 567.5615 | 116.9717 | 567.5615 | 116.9717
441.44 | 446.6954 | 11.5176 | 38.4206 | 0 | 3.697 | 57.9376 | 0 | 0% | 558.2681 | 111.5727 | 558.2681 | 111.5727
441.46 | 443.8259 | 11.5181 | 38.1773 | 0 | 1.2484 | 57.938 | 0 | 0% | 552.7078 | 108.8818 | 552.7078 | 108.8818
441.48 | 441.7562 | 11.5187 | 38.0028 | 0 | 0.33628 | 57.9384 | 0 | 0% | 549.5523 | 107.7961 | 549.5523 | 107.7961
441.5 | 440.1157 | 11.5191 | 37.8652 | 0 | 0.07828 | 57.9385 | 0 | 0% | 547.5169 | 107.4011 | 547.5169 | 107.4011
441.52 | 438.554 | 11.5195 | 37.7344 | 0 | 0.052748 | 57.9385 | 0 | 0% | 545.7992 | 107.2452 | 545.7992 | 107.2452
441.54 | 436.8653 | 11.5199 | 37.5928 | 0 | 0.19371 | 57.9381 | 0 | 0% | 544.1098 | 107.2445 | 544.1098 | 107.2445
441.56 | 435.0218 | 11.5201 | 37.438 | 0 | 0.72137 | 57.9374 | 0 | 0% | 542.6385 | 107.6168 | 542.6385 | 107.6168
441.58 | 433.1281 | 11.5203 | 37.279 | 0 | 2.1647 | 57.9364 | 0 | 0% | 542.0285 | 108.9004 | 542.0285 | 108.9004
441.6 | 431.3443 | 11.5205 | 37.1296 | 0 | 5.2384 | 57.9356 | 0 | 0% | 543.1685 | 111.8242 | 543.1685 | 111.8242
441.62 | 429.819 | 11.5209 | 37.0027 | 0 | 10.3594 | 57.9355 | 0 | 0% | 546.6375 | 116.8185 | 546.6375 | 116.8185
441.64 | 428.6651 | 11.5214 | 36.9079 | 0 | 17.0977 | 57.9359 | 0 | 0% | 552.1281 | 123.463 | 552.1281 | 123.463
441.66 | 427.9814 | 11.522 | 36.8537 | 0 | 24.2514 | 57.9366 | 0 | 0% | 558.5452 | 130.5638 | 558.5452 | 130.5638
441.68 | 427.8843 | 11.5226 | 36.8502 | 0 | 30.5369 | 57.9371 | 0 | 0% | 564.731 | 136.8467 | 564.731 | 136.8467
441.7 | 428.502 | 11.5229 | 36.9084 | 0 | 34.8822 | 57.9369 | 0 | 0% | 569.7524 | 141.2504 | 569.7524 | 141.2504
441.72 | 429.9256 | 11.5232 | 37.0361 | 0 | 36.0482 | 57.9361 | 0 | 0% | 572.4692 | 142.5435 | 572.4692 | 142.5435
441.74 | 432.1633 | 11.5234 | 37.2339 | 0 | 32.8627 | 57.9353 | 0 | 0% | 571.7186 | 139.5553 | 571.7186 | 139.5553
441.76 | 435.14 | 11.5237 | 37.4955 | 0 | 25.5782 | 57.9349 | 0 | 0% | 567.6724 | 132.5323 | 567.6724 | 132.5323
441.78 | 438.7475 | 11.5243 | 37.8113 | 0 | 16.5318 | 57.9354 | 0 | 0% | 562.5503 | 123.8028 | 562.5503 | 123.8028
441.8 | 442.9241 | 11.525 | 38.1762 | 0 | 8.7027 | 57.9366 | 0 | 0% | 559.2646 | 116.3405 | 559.2646 | 116.3405
441.82 | 447.7191 | 11.5257 | 38.5945 | 0 | 3.6859 | 57.9379 | 0 | 0% | 559.4632 | 111.7441 | 559.4632 | 111.7441
441.84 | 453.2823 | 11.5264 | 39.0792 | 0 | 1.2466 | 57.9386 | 0 | 0% | 563.0731 | 109.7908 | 563.0731 | 109.7908
441.86 | 459.753 | 11.5268 | 39.6424 | 0 | 0.33516 | 57.9386 | 0 | 0% | 569.1959 | 109.4429 | 569.1959 | 109.4429
441.88 | 467.1054 | 11.527 | 40.2819 | 0 | 0.071425 | 57.9379 | 0 | 0% | 576.9236 | 109.8182 | 576.9236 | 109.8182
441.9 | 475.0435 | 11.5272 | 40.9721 | 0 | 0.012048 | 57.9369 | 0 | 0% | 585.4918 | 110.4483 | 585.4918 | 110.4483
441.92 | 483.0088 | 11.5275 | 41.6647 | 0 | 0.0015991 | 57.9364 | 0 | 0% | 594.139 | 111.1302 | 594.139 | 111.1302
441.94 | 490.3143 | 11.528 | 42.3004 | 0 | 0.00016875 | 57.9367 | 0 | 0% | 602.0795 | 111.7652 | 602.0795 | 111.7652
441.96 | 496.3616 | 11.5287 | 42.8276 | 0 | 8.2245e-14 | 57.9377 | 0 | 0% | 608.6555 | 112.2939 | 608.6555 | 112.2939
441.98 | 500.8354 | 11.5294 | 43.2191 | 0 | 4.0785e-14 | 57.939 | 0 | 0% | 613.5229 | 112.6875 | 613.5229 | 112.6875
442 | 503.7643 | 11.5301 | 43.4774 | 0 | 0.00019074 | 57.9402 | 0 | 0% | 616.7122 | 112.9479 | 616.7122 | 112.9479
442.02 | 505.4336 | 11.5308 | 43.6271 | 0 | 0.0018075 | 57.941 | 0 | 0% | 618.5343 | 113.1007 | 618.5343 | 113.1007
442.04 | 506.2236 | 11.5313 | 43.701 | 0 | 0.013518 | 57.9416 | 0 | 0% | 619.4111 | 113.1874 | 619.4111 | 113.1874
442.06 | 506.4613 | 11.5318 | 43.7273 | 0 | 0.079786 | 57.9419 | 0 | 0% | 619.7421 | 113.2808 | 619.7421 | 113.2808
442.08 | 506.3416 | 11.5323 | 43.7228 | 0 | 0.37167 | 57.9421 | 0 | 0% | 619.9105 | 113.5688 | 619.9105 | 113.5688
442.1 | 505.9369 | 11.5328 | 43.6936 | 0 | 1.3664 | 57.9423 | 0 | 0% | 620.4719 | 114.5351 | 620.4719 | 114.5351
442.12 | 505.2607 | 11.5332 | 43.641 | 0 | 3.9645 | 57.9424 | 0 | 0% | 622.342 | 117.0812 | 622.342 | 117.0812
442.14 | 504.3237 | 11.5337 | 43.5659 | 0 | 9.0783 | 57.9426 | 0 | 0% | 626.4441 | 122.1204 | 626.4441 | 122.1204
442.16 | 503.1416 | 11.5341 | 43.4696 | 0 | 16.4064 | 57.9427 | 0 | 0% | 632.4944 | 129.3527 | 632.4944 | 129.3527
442.18 | 501.7154 | 11.5345 | 43.3521 | 0 | 23.4001 | 57.9426 | 0 | 0% | 637.9448 | 136.2294 | 637.9448 | 136.2294
442.2 | 500.0226 | 11.5348 | 43.2117 | 0 | 26.3403 | 57.9421 | 0 | 0% | 639.0516 | 139.0289 | 639.0516 | 139.0289
442.22 | 498.0418 | 11.535 | 43.0465 | 0 | 23.4005 | 57.941 | 0 | 0% | 633.9649 | 135.923 | 633.9649 | 135.923
442.24 | 495.7966 | 11.5351 | 42.8584 | 0 | 16.4095 | 57.9395 | 0 | 0% | 624.539 | 128.7424 | 624.539 | 128.7424
442.26 | 493.3911 | 11.5351 | 42.6564 | 0 | 9.0967 | 57.9381 | 0 | 0% | 614.6174 | 121.2263 | 614.6174 | 121.2263
442.28 | 491.0028 | 11.5354 | 42.4557 | 0 | 4.0503 | 57.9375 | 0 | 0% | 606.9816 | 115.9789 | 606.9816 | 115.9789
442.3 | 488.8123 | 11.5359 | 42.2719 | 0 | 1.6817 | 57.9379 | 0 | 0% | 602.2398 | 113.4274 | 602.2398 | 113.4274
442.32 | 486.9057 | 11.5366 | 42.1126 | 0 | 1.2865 | 57.9388 | 0 | 0% | 599.7802 | 112.8745 | 599.7802 | 112.8745
442.34 | 485.2186 | 11.5372 | 41.9722 | 0 | 2.1746 | 57.9396 | 0 | 0% | 598.8422 | 113.6236 | 598.8422 | 113.6236
442.36 | 483.5664 | 11.5377 | 41.8349 | 0 | 3.7993 | 57.94 | 0 | 0% | 598.6783 | 115.1119 | 598.6783 | 115.1119
442.38 | 481.7362 | 11.5382 | 41.6822 | 0 | 5.4015 | 57.9403 | 0 | 0% | 598.2984 | 116.5622 | 598.2984 | 116.5622
442.4 | 479.5931 | 11.5388 | 41.5023 | 0 | 6.0783 | 57.941 | 0 | 0% | 596.6535 | 117.0603 | 596.6535 | 117.0603
442.42 | 477.1563 | 11.5394 | 41.2969 | 0 | 5.3996 | 57.9418 | 0 | 0% | 593.334 | 116.1778 | 593.334 | 116.1778
442.44 | 474.6051 | 11.54 | 41.0816 | 0 | 3.7858 | 57.9424 | 0 | 0% | 588.9549 | 114.3499 | 588.9549 | 114.3499
442.46 | 472.1988 | 11.5405 | 40.8789 | 0 | 2.0948 | 57.9426 | 0 | 0% | 584.6556 | 112.4568 | 584.6556 | 112.4568
442.48 | 470.1509 | 11.5409 | 40.7071 | 0 | 0.91482 | 57.9424 | 0 | 0% | 581.2561 | 111.1053 | 581.2561 | 111.1053
442.5 | 468.5284 | 11.5412 | 40.5723 | 0 | 0.3153 | 57.9419 | 0 | 0% | 578.899 | 110.3706 | 578.899 | 110.3706
442.52 | 467.2282 | 11.5414 | 40.4652 | 0 | 0.085866 | 57.9411 | 0 | 0% | 577.2618 | 110.0336 | 577.2618 | 110.0336
442.54 | 466.0485 | 11.5416 | 40.3686 | 0 | 0.019384 | 57.9402 | 0 | 0% | 575.9184 | 109.8699 | 575.9184 | 109.8699
442.56 | 464.8331 | 11.5418 | 40.2689 | 0 | 0.010394 | 57.9392 | 0 | 0% | 574.5934 | 109.7603 | 574.5934 | 109.7603
442.58 | 463.6021 | 11.5418 | 40.1679 | 0 | 0.043354 | 57.9376 | 0 | 0% | 573.2928 | 109.6907 | 573.2928 | 109.6907
442.6 | 462.5783 | 11.5416 | 40.085 | 0 | 0.20005 | 57.9351 | 0 | 0% | 572.3401 | 109.7617 | 572.3401 | 109.7617
442.62 | 462.0909 | 11.5411 | 40.0487 | 0 | 0.73531 | 57.9316 | 0 | 0% | 572.3477 | 110.2568 | 572.3477 | 110.2568
442.64 | 462.4169 | 11.5406 | 40.083 | 0 | 2.1335 | 57.9278 | 0 | 0% | 574.1018 | 111.6849 | 574.1018 | 111.6849
442.66 | 463.6386 | 11.5402 | 40.1949 | 0 | 4.8854 | 57.9243 | 0 | 0% | 578.1834 | 114.5447 | 578.1834 | 114.5447
442.68 | 465.5856 | 11.5398 | 40.3696 | 0 | 8.829 | 57.921 | 0 | 0% | 584.245 | 118.6594 | 584.245 | 118.6594
442.7 | 467.9001 | 11.5394 | 40.5763 | 0 | 12.5927 | 57.9177 | 0 | 0% | 590.5262 | 122.626 | 590.5262 | 122.626
442.72 | 470.1824 | 11.5392 | 40.78 | 0 | 14.1749 | 57.9154 | 0 | 0% | 594.592 | 124.4096 | 594.592 | 124.4096
442.74 | 472.1037 | 11.5398 | 40.952 | 0 | 12.5927 | 57.916 | 0 | 0% | 595.1043 | 123.0006 | 595.1043 | 123.0006
442.76 | 473.4194 | 11.5413 | 41.071 | 0 | 8.829 | 57.9204 | 0 | 0% | 592.7811 | 119.3617 | 592.7811 | 119.3617
442.78 | 473.9279 | 11.5434 | 41.1195 | 0 | 4.8854 | 57.9269 | 0 | 0% | 589.4031 | 115.4753 | 589.4031 | 115.4753
442.8 | 473.4543 | 11.5453 | 41.083 | 0 | 2.1335 | 57.9328 | 0 | 0% | 586.1488 | 112.6945 | 586.1488 | 112.6945
442.82 | 471.8874 | 11.5466 | 40.9519 | 0 | 0.73531 | 57.9364 | 0 | 0% | 583.0576 | 111.1702 | 583.0576 | 111.1702
442.84 | 469.2455 | 11.5474 | 40.7278 | 0 | 0.20001 | 57.9379 | 0 | 0% | 579.6587 | 110.4132 | 579.6587 | 110.4132
442.86 | 465.7412 | 11.5479 | 40.429 | 0 | 0.042937 | 57.9383 | 0 | 0% | 575.6993 | 109.9582 | 575.6993 | 109.9582
442.88 | 461.8 | 11.5483 | 40.0923 | 0 | 0.0072744 | 57.9384 | 0 | 0% | 571.3863 | 109.5863 | 571.3863 | 109.5863
442.9 | 457.9866 | 11.5487 | 39.7666 | 0 | 0.00097267 | 57.9383 | 0 | 0% | 567.2413 | 109.2546 | 567.2413 | 109.2546
442.92 | 454.8435 | 11.5491 | 39.4991 | 0 | 0.00010264 | 57.9381 | 0 | 0% | 563.8299 | 108.9864 | 563.8299 | 108.9864
442.94 | 452.7204 | 11.5494 | 39.3202 | 0 | 2.2626e-13 | 57.9375 | 0 | 0% | 561.5275 | 108.8071 | 561.5275 | 108.8071
442.96 | 451.6805 | 11.5496 | 39.2353 | 0 | 1.935e-13 | 57.9366 | 0 | 0% | 560.4021 | 108.7215 | 560.4021 | 108.7215
442.98 | 451.5259 | 11.5498 | 39.2273 | 0 | 0 | 57.9356 | 0 | 0% | 560.2387 | 108.7127 | 560.2387 | 108.7127
443 | 451.9322 | 11.55 | 39.2681 | 0 | 0 | 57.9347 | 0 | 0% | 560.685 | 108.7528 | 560.685 | 108.7528
443.02 | 452.6272 | 11.5502 | 39.3339 | 0 | 0 | 57.9339 | 0 | 0% | 561.4451 | 108.818 | 561.4451 | 108.818
443.04 | 453.5062 | 11.5502 | 39.4158 | 0 | 0 | 57.9325 | 0 | 0% | 562.4048 | 108.8986 | 562.4048 | 108.8986
443.06 | 454.6178 | 11.5502 | 39.5181 | 0 | 0 | 57.9305 | 0 | 0% | 563.6166 | 108.9988 | 563.6166 | 108.9988
443.08 | 456.0439 | 11.5502 | 39.6477 | 0 | 0 | 57.9289 | 0 | 0% | 565.1707 | 109.1268 | 565.1707 | 109.1268
443.1 | 457.7557 | 11.5507 | 39.8018 | 0 | 0 | 57.929 | 0 | 0% | 567.0372 | 109.2815 | 567.0372 | 109.2815
443.12 | 459.5279 | 11.5517 | 39.9609 | 0 | 0 | 57.9314 | 0 | 0% | 568.9719 | 109.444 | 568.9719 | 109.444
443.14 | 460.9711 | 11.553 | 40.0912 | 0 | 0 | 57.9352 | 0 | 0% | 570.5506 | 109.5794 | 570.5506 | 109.5794
443.16 | 461.6776 | 11.5545 | 40.1574 | 0 | 0 | 57.9392 | 0 | 0% | 571.3286 | 109.6511 | 571.3286 | 109.6511
443.18 | 461.3983 | 11.5557 | 40.138 | 0 | 0 | 57.9425 | 0 | 0% | 571.0345 | 109.6362 | 571.0345 | 109.6362
443.2 | 460.1527 | 11.5567 | 40.0347 | 0 | 3.6403e-14 | 57.9447 | 0 | 0% | 569.6888 | 109.5361 | 569.6888 | 109.5361
443.22 | 458.2218 | 11.5574 | 39.8718 | 0 | 6.5995e-05 | 57.946 | 0 | 0% | 567.5971 | 109.3753 | 567.5971 | 109.3753
443.24 | 456.027 | 11.558 | 39.6861 | 0 | 0.00062539 | 57.9466 | 0 | 0% | 565.2183 | 109.1914 | 565.2183 | 109.1914
443.26 | 453.9442 | 11.5586 | 39.5101 | 0 | 0.0046772 | 57.9472 | 0 | 0% | 562.9647 | 109.0206 | 562.9647 | 109.0206
443.28 | 452.1569 | 11.5592 | 39.3598 | 0 | 0.027606 | 57.9479 | 0 | 0% | 561.0514 | 108.8945 | 561.0514 | 108.8945
443.3 | 450.6481 | 11.5598 | 39.2336 | 0 | 0.1286 | 57.9488 | 0 | 0% | 559.5189 | 108.8708 | 559.5189 | 108.8708
443.32 | 449.3249 | 11.5604 | 39.1236 | 0 | 0.47278 | 57.9496 | 0 | 0% | 558.4313 | 109.1064 | 558.4313 | 109.1064
443.34 | 448.1694 | 11.561 | 39.0282 | 0 | 1.3717 | 57.9501 | 0 | 0% | 558.0804 | 109.911 | 558.0804 | 109.911
443.36 | 447.31 | 11.5614 | 38.9586 | 0 | 3.1411 | 57.9502 | 0 | 0% | 558.9215 | 111.6114 | 558.9215 | 111.6114
443.38 | 446.9735 | 11.5619 | 38.9346 | 0 | 5.6767 | 57.9502 | 0 | 0% | 561.0969 | 114.1233 | 561.0969 | 114.1233
443.4 | 447.3343 | 11.5623 | 38.9713 | 0 | 8.0966 | 57.9501 | 0 | 0% | 563.9146 | 116.5803 | 563.9146 | 116.5803
443.42 | 448.3457 | 11.5627 | 39.0648 | 0 | 9.1139 | 57.9502 | 0 | 0% | 566.0373 | 117.6916 | 566.0373 | 117.6916
443.44 | 449.6814 | 11.5632 | 39.1864 | 0 | 8.0966 | 57.9505 | 0 | 0% | 566.4781 | 116.7967 | 566.4781 | 116.7967
443.46 | 450.8492 | 11.5637 | 39.2934 | 0 | 5.6767 | 57.9509 | 0 | 0% | 565.3339 | 114.4847 | 565.3339 | 114.4847
443.48 | 451.4052 | 11.5642 | 39.3471 | 0 | 3.1411 | 57.9513 | 0 | 0% | 563.4089 | 112.0038 | 563.4089 | 112.0038
443.5 | 451.1387 | 11.5647 | 39.3291 | 0 | 1.3717 | 57.9516 | 0 | 0% | 561.3559 | 110.2172 | 561.3559 | 110.2172
443.52 | 450.1482 | 11.5652 | 39.248 | 0 | 0.47286 | 57.9516 | 0 | 0% | 559.3859 | 109.2377 | 559.3859 | 109.2377
443.54 | 448.7874 | 11.5656 | 39.1347 | 0 | 0.12936 | 57.9515 | 0 | 0% | 557.5684 | 108.7811 | 557.5684 | 108.7811
443.56 | 447.5062 | 11.566 | 39.0283 | 0 | 0.033322 | 57.9514 | 0 | 0% | 556.0851 | 108.5789 | 556.0851 | 108.5789
443.58 | 446.6722 | 11.5664 | 38.9608 | 0 | 0.038415 | 57.9514 | 0 | 0% | 555.1893 | 108.5171 | 555.1893 | 108.5171
443.6 | 446.4642 | 11.5669 | 38.948 | 0 | 0.15779 | 57.9517 | 0 | 0% | 555.0885 | 108.6243 | 555.0885 | 108.6243
443.62 | 446.875 | 11.5674 | 38.9891 | 0 | 0.57785 | 57.952 | 0 | 0% | 555.9613 | 109.0863 | 555.9613 | 109.0863
443.64 | 447.799 | 11.5679 | 39.075 | 0 | 1.6764 | 57.9524 | 0 | 0% | 558.0706 | 110.2717 | 558.0706 | 110.2717
443.66 | 449.1519 | 11.5684 | 39.1983 | 0 | 3.8388 | 57.9528 | 0 | 0% | 561.7103 | 112.5584 | 561.7103 | 112.5584
443.68 | 450.9434 | 11.569 | 39.36 | 0 | 6.9375 | 57.9532 | 0 | 0% | 566.7632 | 115.8197 | 566.7632 | 115.8197
443.7 | 453.2402 | 11.5694 | 39.5659 | 0 | 9.8949 | 57.9534 | 0 | 0% | 572.2238 | 118.9837 | 572.2238 | 118.9837
443.72 | 456.0481 | 11.5698 | 39.8166 | 0 | 11.1381 | 57.9533 | 0 | 0% | 576.5259 | 120.4779 | 576.5259 | 120.4779
443.74 | 459.2225 | 11.5701 | 40.0994 | 0 | 9.8949 | 57.9528 | 0 | 0% | 578.7396 | 119.5171 | 578.7396 | 119.5171
443.76 | 462.4894 | 11.5703 | 40.3904 | 0 | 6.9375 | 57.9517 | 0 | 0% | 579.3392 | 116.8499 | 579.3392 | 116.8499
443.78 | 465.559 | 11.5704 | 40.6642 | 0 | 3.8388 | 57.9504 | 0 | 0% | 579.5829 | 114.0238 | 579.5829 | 114.0238
443.8 | 468.2605 | 11.5705 | 40.9059 | 0 | 1.6764 | 57.9494 | 0 | 0% | 580.3628 | 112.1023 | 580.3628 | 112.1023
443.82 | 470.6239 | 11.5709 | 41.1181 | 0 | 0.57778 | 57.9491 | 0 | 0% | 581.8396 | 111.2158 | 581.8396 | 111.2158
443.84 | 472.8608 | 11.5714 | 41.3191 | 0 | 0.15716 | 57.9494 | 0 | 0% | 583.8577 | 110.9969 | 583.8577 | 110.9969
443.86 | 475.242 | 11.5719 | 41.5327 | 0 | 0.033738 | 57.95 | 0 | 0% | 586.3304 | 111.0884 | 586.3304 | 111.0884
443.88 | 477.9486 | 11.5725 | 41.7748 | 0 | 0.005716 | 57.9506 | 0 | 0% | 589.2523 | 111.3037 | 589.2523 | 111.3037
443.9 | 480.9864 | 11.5731 | 42.046 | 0 | 0.00076429 | 57.9513 | 0 | 0% | 592.5575 | 111.5712 | 592.5575 | 111.5712
443.92 | 484.1962 | 11.5737 | 42.3322 | 0 | 8.0653e-05 | 57.9521 | 0 | 0% | 596.0543 | 111.8581 | 596.0543 | 111.8581
443.94 | 487.3276 | 11.5744 | 42.6116 | 0 | 8.0896e-14 | 57.9529 | 0 | 0% | 599.4664 | 112.1389 | 599.4664 | 112.1389
443.96 | 490.1281 | 11.575 | 42.8621 | 0 | 6.8762e-14 | 57.9536 | 0 | 0% | 602.5189 | 112.3908 | 602.5189 | 112.3908
443.98 | 492.4022 | 11.5755 | 43.0667 | 0 | 0 | 57.9541 | 0 | 0% | 604.9986 | 112.5964 | 604.9986 | 112.5964
444 | 494.0132 | 11.576 | 43.2135 | 0 | 1.9213e-13 | 57.9542 | 0 | 0% | 606.7568 | 112.7436 | 606.7568 | 112.7436
444.02 | 494.8481 | 11.5763 | 43.2924 | 0 | 0 | 57.9538 | 0 | 0% | 607.6707 | 112.8225 | 607.6707 | 112.8225
444.04 | 494.7928 | 11.5765 | 43.2935 | 0 | 0 | 57.9529 | 0 | 0% | 607.6157 | 112.823 | 607.6157 | 112.823
444.06 | 493.749 | 11.5766 | 43.2082 | 0 | 0 | 57.9518 | 0 | 0% | 606.4857 | 112.7366 | 606.4857 | 112.7366
444.08 | 491.6865 | 11.5768 | 43.0337 | 0 | 0 | 57.951 | 0 | 0% | 604.248 | 112.5615 | 604.248 | 112.5615
444.1 | 488.6949 | 11.5773 | 42.7776 | 0 | 0 | 57.951 | 0 | 0% | 601.0008 | 112.3059 | 601.0008 | 112.3059
444.12 | 485.0033 | 11.578 | 42.46 | 0 | 0 | 57.9521 | 0 | 0% | 596.9934 | 111.9902 | 596.9934 | 111.9902
444.14 | 480.9379 | 11.5788 | 42.1096 | 0 | 0 | 57.9538 | 0 | 0% | 592.58 | 111.6421 | 592.58 | 111.6421
444.16 | 476.8223 | 11.5796 | 41.7547 | 0 | 0 | 57.9552 | 0 | 0% | 588.1118 | 111.2895 | 588.1118 | 111.2895
444.18 | 472.8751 | 11.5803 | 41.4145 | 0 | 8.2919e-14 | 57.9562 | 0 | 0% | 583.8261 | 110.951 | 583.8261 | 110.951
444.2 | 469.1715 | 11.5808 | 41.0957 | 0 | 9.8424e-14 | 57.9567 | 0 | 0% | 579.8047 | 110.6332 | 579.8047 | 110.6332
444.22 | 465.6859 | 11.5812 | 40.7959 | 0 | 0 | 57.9567 | 0 | 0% | 576.0198 | 110.3339 | 576.0198 | 110.3339
444.24 | 462.3821 | 11.5815 | 40.5121 | 0 | 6.4043e-14 | 57.9562 | 0 | 0% | 572.4319 | 110.0498 | 572.4319 | 110.0498
444.26 | 459.2994 | 11.5817 | 40.2477 | 0 | 1.6314e-13 | 57.9551 | 0 | 0% | 569.0839 | 109.7845 | 569.0839 | 109.7845
444.28 | 456.5922 | 11.5817 | 40.0161 | 0 | 1.6247e-13 | 57.9536 | 0 | 0% | 566.1436 | 109.5514 | 566.1436 | 109.5514
444.3 | 454.4904 | 11.5817 | 39.8377 | 0 | 5.0223e-13 | 57.9517 | 0 | 0% | 563.8615 | 109.3711 | 563.8615 | 109.3711
444.32 | 453.2052 | 11.5817 | 39.7307 | 0 | 7.7661e-13 | 57.9501 | 0 | 0% | 562.4677 | 109.2625 | 562.4677 | 109.2625
444.34 | 452.8428 | 11.5819 | 39.7046 | 0 | 1.4898e-12 | 57.9492 | 0 | 0% | 562.0785 | 109.2356 | 562.0785 | 109.2356
444.36 | 453.377 | 11.5823 | 39.7568 | 0 | 5.2583e-13 | 57.9493 | 0 | 0% | 562.6654 | 109.2885 | 562.6654 | 109.2885
444.38 | 454.6718 | 11.583 | 39.8757 | 0 | 4.3751e-13 | 57.9505 | 0 | 0% | 564.081 | 109.4092 | 564.081 | 109.4092
444.4 | 456.5225 | 11.584 | 40.0431 | 0 | 4.9322e-13 | 57.9524 | 0 | 0% | 566.102 | 109.5795 | 566.102 | 109.5795
444.42 | 458.6891 | 11.5849 | 40.2383 | 0 | 4.3313e-13 | 57.9547 | 0 | 0% | 568.467 | 109.7779 | 568.467 | 109.7779
444.44 | 460.9222 | 11.5859 | 40.4394 | 0 | 2.0224e-14 | 57.9567 | 0 | 0% | 570.9042 | 109.982 | 570.9042 | 109.982
444.46 | 462.9825 | 11.5867 | 40.6255 | 0 | 5.1309e-05 | 57.9583 | 0 | 0% | 573.153 | 110.1705 | 573.153 | 110.1705
444.48 | 464.6657 | 11.5873 | 40.7786 | 0 | 0.00055951 | 57.9593 | 0 | 0% | 574.9914 | 110.3257 | 574.9914 | 110.3257
444.5 | 465.8436 | 11.5879 | 40.8874 | 0 | 0.0043309 | 57.9598 | 0 | 0% | 576.283 | 110.4394 | 576.283 | 110.4394
444.52 | 466.5099 | 11.5884 | 40.9514 | 0 | 0.026658 | 57.96 | 0 | 0% | 577.0363 | 110.5265 | 577.0363 | 110.5265
444.54 | 466.7951 | 11.5889 | 40.982 | 0 | 0.13064 | 57.9602 | 0 | 0% | 577.4568 | 110.6617 | 577.4568 | 110.6617
444.56 | 466.9338 | 11.5894 | 40.9997 | 0 | 0.5105 | 57.9606 | 0 | 0% | 577.9939 | 111.0602 | 577.9939 | 111.0602
444.58 | 467.2036 | 11.5899 | 41.0289 | 0 | 1.5926 | 57.961 | 0 | 0% | 579.376 | 112.1724 | 579.376 | 112.1724
444.6 | 467.8716 | 11.5904 | 41.0932 | 0 | 3.9734 | 57.9613 | 0 | 0% | 582.4899 | 114.6183 | 582.4899 | 114.6183
444.62 | 469.1572 | 11.5908 | 41.2118 | 0 | 7.948 | 57.9614 | 0 | 0% | 587.8693 | 118.7121 | 587.8693 | 118.7121
444.64 | 471.2012 | 11.5912 | 41.397 | 0 | 12.8136 | 57.9613 | 0 | 0% | 594.9643 | 123.7632 | 594.9643 | 123.7632
444.66 | 474.0364 | 11.5916 | 41.6519 | 0 | 16.8651 | 57.9612 | 0 | 0% | 602.1062 | 128.0698 | 602.1062 | 128.0698
444.68 | 477.5679 | 11.5921 | 41.9679 | 0 | 18.7007 | 57.9613 | 0 | 0% | 607.7898 | 130.2219 | 607.7898 | 130.2219
444.7 | 481.5753 | 11.5926 | 42.3258 | 0 | 18.6356 | 57.9616 | 0 | 0% | 612.0909 | 130.5156 | 612.0909 | 130.5156
444.72 | 485.7476 | 11.5931 | 42.6983 | 0 | 18.1994 | 57.962 | 0 | 0% | 616.2004 | 130.4528 | 616.2004 | 130.4528
444.74 | 489.7402 | 11.5935 | 43.0552 | 0 | 18.0393 | 57.9617 | 0 | 0% | 620.3898 | 130.6496 | 620.3898 | 130.6496
444.76 | 493.2348 | 11.5935 | 43.3685 | 0 | 17.0726 | 57.9603 | 0 | 0% | 623.2298 | 129.995 | 623.2298 | 129.995
444.78 | 495.9794 | 11.5932 | 43.6162 | 0 | 14.1156 | 57.9575 | 0 | 0% | 623.262 | 127.2826 | 623.262 | 127.2826
444.8 | 497.7934 | 11.5928 | 43.7823 | 0 | 9.626 | 57.9539 | 0 | 0% | 620.7483 | 122.9549 | 620.7483 | 122.9549
444.82 | 498.5522 | 11.5925 | 43.8555 | 0 | 5.272 | 57.951 | 0 | 0% | 617.2231 | 118.671 | 617.2231 | 118.671
444.84 | 498.1832 | 11.5927 | 43.8291 | 0 | 2.2942 | 57.9502 | 0 | 0% | 613.8493 | 115.6661 | 613.8493 | 115.6661
444.86 | 496.6918 | 11.5934 | 43.7036 | 0 | 0.79004 | 57.9515 | 0 | 0% | 610.7303 | 114.0385 | 610.7303 | 114.0385
444.88 | 494.2047 | 11.5945 | 43.4902 | 0 | 0.21495 | 57.9541 | 0 | 0% | 607.4584 | 113.2537 | 607.4584 | 113.2537
444.9 | 490.9867 | 11.5955 | 43.2125 | 0 | 0.046178 | 57.9566 | 0 | 0% | 603.7974 | 112.8108 | 603.7974 | 112.8108
444.92 | 487.4039 | 11.5965 | 42.9027 | 0 | 0.0078345 | 57.9585 | 0 | 0% | 599.8694 | 112.4655 | 599.8694 | 112.4655
444.94 | 483.8457 | 11.5973 | 42.5951 | 0 | 0.0010494 | 57.9602 | 0 | 0% | 595.9993 | 112.1537 | 595.9993 | 112.1537
444.96 | 480.6414 | 11.5982 | 42.3185 | 0 | 0.00011098 | 57.9618 | 0 | 0% | 592.5201 | 111.8787 | 592.5201 | 111.8787
444.98 | 478.0122 | 11.599 | 42.0926 | 0 | 1.222e-07 | 57.9631 | 0 | 0% | 589.6669 | 111.6547 | 589.6669 | 111.6547
445 | 476.0704 | 11.5997 | 41.9274 | 0 | 0 | 57.9635 | 0 | 0% | 587.5609 | 111.4905 | 587.5609 | 111.4905
445.02 | 474.8491 | 11.6002 | 41.8257 | 0 | 0 | 57.9628 | 0 | 0% | 586.2379 | 111.3888 | 586.2379 | 111.3888
445.04 | 474.3308 | 11.6007 | 41.786 | 0 | 0 | 57.9617 | 0 | 0% | 585.6792 | 111.3483 | 585.6792 | 111.3483
445.06 | 474.4564 | 11.6013 | 41.8029 | 0 | 1.3515e-14 | 57.9607 | 0 | 0% | 585.8213 | 111.3649 | 585.8213 | 111.3649
445.08 | 475.1158 | 11.6021 | 41.8668 | 0 | 0 | 57.9607 | 0 | 0% | 586.5454 | 111.4296 | 586.5454 | 111.4296
445.1 | 476.1344 | 11.6033 | 41.9622 | 0 | 0 | 57.9618 | 0 | 0% | 587.6616 | 111.5272 | 587.6616 | 111.5272
445.12 | 477.2739 | 11.6045 | 42.0681 | 0 | 0 | 57.9634 | 0 | 0% | 588.91 | 111.6361 | 588.91 | 111.6361
445.14 | 478.2624 | 11.6058 | 42.1607 | 0 | 0 | 57.965 | 0 | 0% | 589.9939 | 111.7315 | 589.9939 | 111.7315
445.16 | 478.8456 | 11.6069 | 42.2177 | 0 | 0 | 57.966 | 0 | 0% | 590.6363 | 111.7907 | 590.6363 | 111.7907
445.18 | 478.8368 | 11.608 | 42.2226 | 0 | 2.678e-13 | 57.9667 | 0 | 0% | 590.634 | 111.7973 | 590.634 | 111.7973
445.2 | 478.1424 | 11.6089 | 42.1671 | 0 | 7.8756e-13 | 57.9672 | 0 | 0% | 589.8856 | 111.7432 | 589.8856 | 111.7432
445.22 | 476.7524 | 11.61 | 42.0501 | 0 | 4.0785e-14 | 57.9678 | 0 | 0% | 588.3803 | 111.6278 | 588.3803 | 111.6278
445.24 | 474.6942 | 11.6109 | 41.8742 | 0 | 0 | 57.9682 | 0 | 0% | 586.1476 | 111.4534 | 586.1476 | 111.4534
445.26 | 471.9698 | 11.6118 | 41.6396 | 0 | 6.5088e-13 | 57.968 | 0 | 0% | 583.1893 | 111.2194 | 583.1893 | 111.2194
445.28 | 468.5315 | 11.6123 | 41.3421 | 0 | 2.3662e-13 | 57.9668 | 0 | 0% | 579.4527 | 110.9211 | 579.4527 | 110.9211
445.3 | 464.3466 | 11.6125 | 40.9788 | 0 | 0 | 57.964 | 0 | 0% | 574.902 | 110.5553 | 574.902 | 110.5553
445.32 | 459.5213 | 11.6124 | 40.5591 | 0 | 1.9415e-13 | 57.9604 | 0 | 0% | 569.6532 | 110.1319 | 569.6532 | 110.1319
445.34 | 454.3748 | 11.6126 | 40.1108 | 0 | 3.7752e-14 | 57.9575 | 0 | 0% | 564.0556 | 109.6808 | 564.0556 | 109.6808
445.36 | 449.3844 | 11.6133 | 39.6758 | 0 | 1.8876e-13 | 57.9569 | 0 | 0% | 558.6304 | 109.246 | 558.6304 | 109.246
445.38 | 445.0295 | 11.6148 | 39.2964 | 0 | 1.3752e-13 | 57.9593 | 0 | 0% | 553.9 | 108.8705 | 553.9 | 108.8705
445.4 | 441.6236 | 11.6166 | 39.0005 | 0 | 2.1033e-13 | 57.9633 | 0 | 0% | 550.2041 | 108.5805 | 550.2041 | 108.5805
445.42 | 439.2129 | 11.6185 | 38.7924 | 0 | 1.1595e-13 | 57.9672 | 0 | 0% | 547.591 | 108.3781 | 547.591 | 108.3781
445.44 | 437.5899 | 11.62 | 38.654 | 0 | 1.0061e-13 | 57.9698 | 0 | 0% | 545.8337 | 108.2438 | 545.8337 | 108.2438
445.46 | 436.419 | 11.6212 | 38.5557 | 0 | 1.0045e-13 | 57.9711 | 0 | 0% | 544.567 | 108.148 | 544.567 | 108.148
445.48 | 435.3902 | 11.6221 | 38.4701 | 0 | 5.1292e-05 | 57.9715 | 0 | 0% | 543.4539 | 108.0637 | 543.4539 | 108.0637
445.5 | 434.3043 | 11.623 | 38.3794 | 0 | 0.00048606 | 57.9715 | 0 | 0% | 542.2787 | 107.9744 | 542.2787 | 107.9744
445.52 | 433.0704 | 11.6238 | 38.2756 | 0 | 0.0036351 | 57.9713 | 0 | 0% | 540.9447 | 107.8743 | 540.9447 | 107.8743
445.54 | 431.6617 | 11.6245 | 38.1565 | 0 | 0.021456 | 57.9706 | 0 | 0% | 539.4347 | 107.7731 | 539.4347 | 107.7731
445.56 | 430.0822 | 11.6251 | 38.0222 | 0 | 0.099948 | 57.9695 | 0 | 0% | 537.799 | 107.7168 | 537.799 | 107.7168
445.58 | 428.3562 | 11.6256 | 37.8751 | 0 | 0.36745 | 57.968 | 0 | 0% | 536.1923 | 107.8361 | 536.1923 | 107.8361
445.6 | 426.5289 | 11.6261 | 37.7189 | 0 | 1.0661 | 57.9665 | 0 | 0% | 534.9065 | 108.3776 | 534.9065 | 108.3776
445.62 | 424.6625 | 11.6266 | 37.5592 | 0 | 2.4413 | 57.9652 | 0 | 0% | 534.2548 | 109.5923 | 534.2548 | 109.5923
445.64 | 422.8151 | 11.6272 | 37.4011 | 0 | 4.412 | 57.9642 | 0 | 0% | 534.2196 | 111.4046 | 534.2196 | 111.4046
445.66 | 421.0051 | 11.6281 | 37.2462 | 0 | 6.2927 | 57.9641 | 0 | 0% | 534.1362 | 113.131 | 534.1362 | 113.131
445.68 | 419.1829 | 11.6292 | 37.0899 | 0 | 7.0834 | 57.9651 | 0 | 0% | 532.9505 | 113.7676 | 532.9505 | 113.7676
445.7 | 417.2424 | 11.6306 | 36.923 | 0 | 6.2927 | 57.9673 | 0 | 0% | 530.056 | 112.8137 | 530.056 | 112.8137
445.72 | 415.088 | 11.6321 | 36.737 | 0 | 4.412 | 57.97 | 0 | 0% | 525.8391 | 110.7511 | 525.8391 | 110.7511
445.74 | 412.7302 | 11.6335 | 36.5331 | 0 | 2.4414 | 57.9721 | 0 | 0% | 521.3103 | 108.5801 | 521.3103 | 108.5801
445.76 | 410.3623 | 11.6347 | 36.3283 | 0 | 1.067 | 57.9732 | 0 | 0% | 517.3656 | 107.0033 | 517.3656 | 107.0033
445.78 | 408.3657 | 11.6356 | 36.1566 | 0 | 0.3742 | 57.9733 | 0 | 0% | 514.5054 | 106.1396 | 514.5054 | 106.1396
445.8 | 407.208 | 11.6362 | 36.0592 | 0 | 0.13979 | 57.9724 | 0 | 0% | 513.0156 | 105.8076 | 513.0156 | 105.8076
445.82 | 407.2663 | 11.6366 | 36.0697 | 0 | 0.20706 | 57.9706 | 0 | 0% | 513.1502 | 105.8839 | 513.1502 | 105.8839
445.84 | 408.671 | 11.6368 | 36.1995 | 0 | 0.68599 | 57.968 | 0 | 0% | 515.1613 | 106.4903 | 515.1613 | 106.4903
445.86 | 411.249 | 11.6369 | 36.4334 | 0 | 1.9803 | 57.965 | 0 | 0% | 519.2647 | 108.0157 | 519.2647 | 108.0157
445.88 | 414.5713 | 11.6372 | 36.7331 | 0 | 4.5337 | 57.9628 | 0 | 0% | 525.4381 | 110.8668 | 525.4381 | 110.8668
445.9 | 418.0671 | 11.638 | 37.048 | 0 | 8.1932 | 57.9623 | 0 | 0% | 532.9086 | 114.8415 | 532.9086 | 114.8415
445.92 | 421.1621 | 11.6393 | 37.3272 | 0 | 11.6858 | 57.964 | 0 | 0% | 539.7783 | 118.6162 | 539.7783 | 118.6162
445.94 | 423.3931 | 11.6409 | 37.5296 | 0 | 13.1541 | 57.967 | 0 | 0% | 543.6846 | 120.2915 | 543.6846 | 120.2915
445.96 | 424.4687 | 11.6426 | 37.6296 | 0 | 11.6858 | 57.9702 | 0 | 0% | 543.3968 | 118.9282 | 543.3968 | 118.9282
445.98 | 424.2849 | 11.6441 | 37.6181 | 0 | 8.1932 | 57.9728 | 0 | 0% | 539.7131 | 115.4281 | 539.7131 | 115.4281
446 | 422.9248 | 11.6454 | 37.5023 | 0 | 4.5336 | 57.9746 | 0 | 0% | 534.5808 | 111.656 | 534.5808 | 111.656
446.02 | 420.6522 | 11.6466 | 37.3058 | 0 | 1.9798 | 57.9758 | 0 | 0% | 529.5602 | 108.908 | 529.5602 | 108.908
446.04 | 417.8814 | 11.6476 | 37.065 | 0 | 0.68236 | 57.9765 | 0 | 0% | 525.2529 | 107.3716 | 525.2529 | 107.3716
446.06 | 415.1083 | 11.6486 | 36.8241 | 0 | 0.18561 | 57.977 | 0 | 0% | 521.7436 | 106.6353 | 521.7436 | 106.6353
446.08 | 412.8192 | 11.6495 | 36.6261 | 0 | 0.039844 | 57.9773 | 0 | 0% | 519.1119 | 106.2927 | 519.1119 | 106.2927
446.1 | 411.4027 | 11.6504 | 36.5055 | 0 | 0.0067506 | 57.9774 | 0 | 0% | 517.5428 | 106.1401 | 517.5428 | 106.1401
446.12 | 411.0834 | 11.6513 | 36.4823 | 0 | 0.00090263 | 57.9776 | 0 | 0% | 517.1955 | 106.1121 | 517.1955 | 106.1121
446.14 | 411.8958 | 11.6522 | 36.5594 | 0 | 9.5252e-05 | 57.9778 | 0 | 0% | 518.0853 | 106.1895 | 518.0853 | 106.1895
446.16 | 413.7093 | 11.6532 | 36.7255 | 0 | 3.4516e-13 | 57.9779 | 0 | 0% | 520.0659 | 106.3566 | 520.0659 | 106.3566
446.18 | 416.2914 | 11.6541 | 36.9598 | 0 | 2.5887e-13 | 57.9781 | 0 | 0% | 522.8834 | 106.592 | 522.8834 | 106.592
446.2 | 419.3805 | 11.655 | 37.2392 | 0 | 0.00011033 | 57.9783 | 0 | 0% | 526.2532 | 106.8727 | 526.2532 | 106.8727
446.22 | 422.7427 | 11.6559 | 37.543 | 0 | 0.0010455 | 57.9785 | 0 | 0% | 529.9211 | 107.1784 | 529.9211 | 107.1784
446.24 | 426.1861 | 11.6568 | 37.854 | 0 | 0.0078188 | 57.9785 | 0 | 0% | 533.6832 | 107.4971 | 533.6832 | 107.4971
446.26 | 429.5322 | 11.6576 | 38.1565 | 0 | 0.04615 | 57.9784 | 0 | 0% | 537.3709 | 107.8387 | 537.3709 | 107.8387
446.28 | 432.5892 | 11.6584 | 38.4334 | 0 | 0.21498 | 57.9782 | 0 | 0% | 540.8742 | 108.285 | 540.8742 | 108.285
446.3 | 435.1769 | 11.6592 | 38.6687 | 0 | 0.79034 | 57.978 | 0 | 0% | 544.2731 | 109.0962 | 544.2731 | 109.0962
446.32 | 437.2017 | 11.66 | 38.8539 | 0 | 2.2932 | 57.9778 | 0 | 0% | 547.9866 | 110.785 | 547.9866 | 110.785
446.34 | 438.7094 | 11.6609 | 38.9933 | 0 | 5.2511 | 57.9777 | 0 | 0% | 552.5923 | 113.8829 | 552.5923 | 113.8829
446.36 | 439.8656 | 11.6617 | 39.1016 | 0 | 9.4898 | 57.9774 | 0 | 0% | 558.0959 | 118.2304 | 558.0959 | 118.2304
446.38 | 440.8736 | 11.6624 | 39.1967 | 0 | 13.5351 | 57.9768 | 0 | 0% | 563.2445 | 122.3709 | 563.2445 | 122.3709
446.4 | 441.8815 | 11.663 | 39.2919 | 0 | 15.2357 | 57.9758 | 0 | 0% | 566.048 | 124.1664 | 566.048 | 124.1664
446.42 | 442.9266 | 11.6636 | 39.3905 | 0 | 13.5351 | 57.9746 | 0 | 0% | 565.4904 | 122.5638 | 565.4904 | 122.5638
446.44 | 443.9538 | 11.6641 | 39.4874 | 0 | 9.4898 | 57.9735 | 0 | 0% | 562.5687 | 118.6149 | 562.5687 | 118.6149
446.46 | 444.9113 | 11.6648 | 39.5782 | 0 | 5.2511 | 57.9728 | 0 | 0% | 559.3782 | 114.4669 | 559.3782 | 114.4669
446.48 | 445.8584 | 11.6657 | 39.6679 | 0 | 2.2932 | 57.9729 | 0 | 0% | 557.4581 | 111.5997 | 557.4581 | 111.5997
446.5 | 446.9988 | 11.6669 | 39.7748 | 0 | 0.79034 | 57.9741 | 0 | 0% | 557.2049 | 110.2061 | 557.2049 | 110.2061
446.52 | 448.617 | 11.6683 | 39.924 | 0 | 0.21498 | 57.9764 | 0 | 0% | 558.4006 | 109.7836 | 558.4006 | 109.7836
446.54 | 450.9593 | 11.6698 | 40.1376 | 0 | 0.04615 | 57.979 | 0 | 0% | 560.792 | 109.8326 | 560.792 | 109.8326
446.56 | 454.1212 | 11.6713 | 40.4243 | 0 | 0.0078188 | 57.9813 | 0 | 0% | 564.206 | 110.0848 | 564.206 | 110.0848
446.58 | 457.9765 | 11.6725 | 40.773 | 0 | 0.0010455 | 57.9829 | 0 | 0% | 568.4059 | 110.4294 | 568.4059 | 110.4294
446.6 | 462.1767 | 11.6736 | 41.1525 | 0 | 0.00011033 | 57.9838 | 0 | 0% | 572.9867 | 110.81 | 572.9867 | 110.81
446.62 | 466.2243 | 11.6746 | 41.5185 | 0 | 2.3527e-13 | 57.9843 | 0 | 0% | 577.4018 | 111.1775 | 577.4018 | 111.1775
446.64 | 469.6009 | 11.6756 | 41.825 | 0 | 8.2582e-14 | 57.9847 | 0 | 0% | 581.0862 | 111.4852 | 581.0862 | 111.4852
446.66 | 471.9049 | 11.6765 | 42.0359 | 0 | 9.6402e-14 | 57.985 | 0 | 0% | 583.6023 | 111.6974 | 583.6023 | 111.6974
446.68 | 472.9395 | 11.6774 | 42.1338 | 0 | 8.0903e-05 | 57.9852 | 0 | 0% | 584.736 | 111.7965 | 584.736 | 111.7965
446.7 | 472.7085 | 11.6784 | 42.119 | 0 | 0.00076665 | 57.9854 | 0 | 0% | 584.492 | 111.7835 | 584.492 | 111.7835
446.72 | 471.3481 | 11.6792 | 42.0035 | 0 | 0.0057336 | 57.9855 | 0 | 0% | 583.0221 | 111.674 | 583.0221 | 111.674
446.74 | 469.071 | 11.6801 | 41.8064 | 0 | 0.033842 | 57.9855 | 0 | 0% | 580.5768 | 111.5058 | 580.5768 | 111.5058
446.76 | 466.1676 | 11.681 | 41.5534 | 0 | 0.15765 | 57.9854 | 0 | 0% | 577.545 | 111.3774 | 577.545 | 111.3774
446.78 | 463.0196 | 11.6818 | 41.2785 | 0 | 0.57957 | 57.9855 | 0 | 0% | 574.545 | 111.5254 | 574.545 | 111.5254
446.8 | 460.0541 | 11.6828 | 41.0198 | 0 | 1.6816 | 57.9858 | 0 | 0% | 572.424 | 112.3699 | 572.424 | 112.3699
446.82 | 457.6248 | 11.6837 | 40.8088 | 0 | 3.8506 | 57.9862 | 0 | 0% | 571.9542 | 114.3294 | 571.9542 | 114.3294
446.84 | 455.8928 | 11.6847 | 40.66 | 0 | 6.9589 | 57.9867 | 0 | 0% | 573.1832 | 117.2903 | 573.1832 | 117.2903
446.86 | 454.7816 | 11.6857 | 40.5665 | 0 | 9.9254 | 57.9871 | 0 | 0% | 574.9464 | 120.1648 | 574.9464 | 120.1648
446.88 | 454.0325 | 11.6867 | 40.5053 | 0 | 11.1725 | 57.9876 | 0 | 0% | 575.3845 | 121.352 | 575.3845 | 121.352
446.9 | 453.3431 | 11.6876 | 40.4493 | 0 | 9.9254 | 57.988 | 0 | 0% | 573.3934 | 120.0504 | 573.3934 | 120.0504
446.92 | 452.5331 | 11.6886 | 40.3826 | 0 | 6.9589 | 57.9883 | 0 | 0% | 569.5515 | 117.0184 | 569.5515 | 117.0184
446.94 | 451.6484 | 11.6895 | 40.3093 | 0 | 3.8506 | 57.9883 | 0 | 0% | 565.4862 | 113.8377 | 565.4862 | 113.8377
446.96 | 450.9474 | 11.6903 | 40.2524 | 0 | 1.6816 | 57.9881 | 0 | 0% | 562.5597 | 111.6123 | 562.5597 | 111.6123
446.98 | 450.7894 | 11.691 | 40.244 | 0 | 0.57957 | 57.9876 | 0 | 0% | 561.2915 | 110.5021 | 561.2915 | 110.5021
447 | 451.4824 | 11.6917 | 40.3116 | 0 | 0.15765 | 57.987 | 0 | 0% | 561.6303 | 110.1479 | 561.6303 | 110.1479
447.02 | 453.1382 | 11.6925 | 40.4652 | 0 | 0.033842 | 57.9867 | 0 | 0% | 563.3164 | 110.1782 | 563.3164 | 110.1782
447.04 | 455.5856 | 11.6934 | 40.6894 | 0 | 0.0057336 | 57.9868 | 0 | 0% | 565.9609 | 110.3753 | 565.9609 | 110.3753
447.06 | 458.3779 | 11.6943 | 40.9445 | 0 | 0.00076665 | 57.987 | 0 | 0% | 569.0045 | 110.6266 | 569.0045 | 110.6266
447.08 | 460.9122 | 11.6952 | 41.1766 | 0 | 8.0903e-05 | 57.987 | 0 | 0% | 571.7711 | 110.8589 | 571.7711 | 110.8589
447.1 | 462.6408 | 11.696 | 41.3368 | 0 | 0 | 57.9867 | 0 | 0% | 573.6603 | 111.0195 | 573.6603 | 111.0195
447.12 | 463.2987 | 11.6968 | 41.4013 | 0 | 0 | 57.9866 | 0 | 0% | 574.3833 | 111.0847 | 574.3833 | 111.0847
447.14 | 463.0159 | 11.6978 | 41.3817 | 0 | 7.4155e-15 | 57.987 | 0 | 0% | 574.0823 | 111.0665 | 574.0823 | 111.0665
447.16 | 462.2434 | 11.6989 | 41.3182 | 0 | 0 | 57.988 | 0 | 0% | 573.2486 | 111.0051 | 573.2486 | 111.0051
447.18 | 461.5574 | 11.7001 | 41.2625 | 0 | 0 | 57.9893 | 0 | 0% | 572.5092 | 110.9518 | 572.5092 | 110.9518
447.2 | 461.4609 | 11.7012 | 41.2595 | 0 | 0 | 57.9903 | 0 | 0% | 572.4118 | 110.951 | 572.4118 | 110.951
447.22 | 462.2541 | 11.7022 | 41.3361 | 0 | 8.4941e-14 | 57.991 | 0 | 0% | 573.2835 | 111.0293 | 573.2835 | 111.0293
447.24 | 463.9996 | 11.7032 | 41.498 | 0 | 2.7505e-13 | 57.9913 | 0 | 0% | 575.192 | 111.1925 | 575.192 | 111.1925
447.26 | 466.5741 | 11.704 | 41.7341 | 0 | 4.0583e-13 | 57.9914 | 0 | 0% | 578.0036 | 111.4296 | 578.0036 | 111.4296
447.28 | 469.7616 | 11.7049 | 42.0251 | 0 | 2.7909e-13 | 57.9914 | 0 | 0% | 581.483 | 111.7214 | 581.483 | 111.7214
447.3 | 473.3268 | 11.7058 | 42.35 | 0 | 1.9954e-13 | 57.9914 | 0 | 0% | 585.374 | 112.0472 | 585.374 | 112.0472
447.32 | 477.0469 | 11.7067 | 42.6888 | 0 | 2.0224e-13 | 57.9915 | 0 | 0% | 589.4339 | 112.3869 | 589.4339 | 112.3869
447.34 | 480.71 | 11.7076 | 43.0225 | 0 | 0 | 57.9918 | 0 | 0% | 593.4319 | 112.7219 | 593.4319 | 112.7219
447.36 | 484.1001 | 11.7086 | 43.3319 | 0 | 0 | 57.9923 | 0 | 0% | 597.1329 | 113.0327 | 597.1329 | 113.0327
447.38 | 486.9909 | 11.7096 | 43.5966 | 0 | 0 | 57.9928 | 0 | 0% | 600.2899 | 113.299 | 600.2899 | 113.299
447.4 | 489.1671 | 11.7106 | 43.7974 | 0 | 0 | 57.9935 | 0 | 0% | 602.6686 | 113.5015 | 602.6686 | 113.5015
447.42 | 490.4769 | 11.7116 | 43.9207 | 0 | 0.00010986 | 57.994 | 0 | 0% | 604.1033 | 113.6264 | 604.1033 | 113.6264
447.44 | 490.8882 | 11.7126 | 43.9635 | 0 | 0.0010411 | 57.9945 | 0 | 0% | 604.56 | 113.6717 | 604.56 | 113.6717
447.46 | 490.5216 | 11.7136 | 43.9367 | 0 | 0.007786 | 57.995 | 0 | 0% | 604.1747 | 113.6531 | 604.1747 | 113.6531
447.48 | 489.6365 | 11.7146 | 43.8635 | 0 | 0.045956 | 57.9954 | 0 | 0% | 603.2559 | 113.6194 | 603.2559 | 113.6194
447.5 | 488.5641 | 11.7155 | 43.7735 | 0 | 0.21407 | 57.9958 | 0 | 0% | 602.2629 | 113.6988 | 602.2629 | 113.6988
447.52 | 487.6098 | 11.7164 | 43.6941 | 0 | 0.78702 | 57.996 | 0 | 0% | 601.8034 | 114.1935 | 601.8034 | 114.1935
447.54 | 486.9819 | 11.7173 | 43.6439 | 0 | 2.2835 | 57.9961 | 0 | 0% | 602.6228 | 115.6409 | 602.6228 | 115.6409
447.56 | 486.7838 | 11.7182 | 43.6323 | 0 | 5.229 | 57.9963 | 0 | 0% | 605.3595 | 118.5757 | 605.3595 | 118.5757
447.58 | 487.0525 | 11.7191 | 43.6625 | 0 | 9.4499 | 57.9965 | 0 | 0% | 609.8804 | 122.8279 | 609.8804 | 122.8279
447.6 | 487.7947 | 11.7201 | 43.7351 | 0 | 13.4782 | 57.9969 | 0 | 0% | 614.7249 | 126.9302 | 614.7249 | 126.9302
447.62 | 488.9949 | 11.7211 | 43.8487 | 0 | 15.1717 | 57.9975 | 0 | 0% | 617.734 | 128.7391 | 617.734 | 128.7391
447.64 | 490.601 | 11.7222 | 43.9988 | 0 | 13.4782 | 57.9983 | 0 | 0% | 617.7984 | 127.1974 | 617.7984 | 127.1974
447.66 | 492.5012 | 11.7232 | 44.1753 | 0 | 9.4499 | 57.9989 | 0 | 0% | 615.8485 | 123.3473 | 615.8485 | 123.3473
447.68 | 494.5123 | 11.7242 | 44.3619 | 0 | 5.229 | 57.9993 | 0 | 0% | 613.8266 | 119.3143 | 613.8266 | 119.3143
447.7 | 496.3926 | 11.7251 | 44.5367 | 0 | 2.2835 | 57.9995 | 0 | 0% | 612.9374 | 116.5448 | 612.9374 | 116.5448
447.72 | 497.88 | 11.7259 | 44.6765 | 0 | 0.78702 | 57.9993 | 0 | 0% | 613.0687 | 115.1887 | 613.0687 | 115.1887
447.74 | 498.7328 | 11.7266 | 44.7593 | 0 | 0.21407 | 57.9988 | 0 | 0% | 613.4317 | 114.6988 | 613.4317 | 114.6988
447.76 | 498.7567 | 11.7274 | 44.7678 | 0 | 0.045956 | 57.9983 | 0 | 0% | 613.296 | 114.5393 | 613.296 | 114.5393
447.78 | 497.8246 | 11.7281 | 44.6904 | 0 | 0.007786 | 57.9979 | 0 | 0% | 612.2488 | 114.4242 | 612.2488 | 114.4242
447.8 | 495.9056 | 11.729 | 44.5243 | 0 | 0.0010411 | 57.9981 | 0 | 0% | 610.158 | 114.2524 | 610.158 | 114.2524
447.82 | 493.0982 | 11.7301 | 44.2783 | 0 | 0.00010986 | 57.9988 | 0 | 0% | 607.1055 | 114.0073 | 607.1055 | 114.0073
447.84 | 489.6395 | 11.7312 | 43.9737 | 0 | 0 | 57.9999 | 0 | 0% | 603.3443 | 113.7048 | 603.3443 | 113.7048
447.86 | 485.8693 | 11.7323 | 43.641 | 0 | 0 | 58.0009 | 0 | 0% | 599.2435 | 113.3742 | 599.2435 | 113.3742
447.88 | 482.1619 | 11.7334 | 43.314 | 0 | 0 | 58.0017 | 0 | 0% | 595.211 | 113.049 | 595.211 | 113.049
447.9 | 478.8525 | 11.7344 | 43.0227 | 0 | 0 | 58.0022 | 0 | 0% | 591.6118 | 112.7592 | 591.6118 | 112.7592
447.92 | 476.1757 | 11.7353 | 42.7881 | 0 | 0 | 58.0025 | 0 | 0% | 588.7017 | 112.526 | 588.7017 | 112.526
447.94 | 474.2308 | 11.7363 | 42.6194 | 0 | 7.7863e-14 | 58.0028 | 0 | 0% | 586.5892 | 112.3584 | 586.5892 | 112.3584
447.96 | 472.9785 | 11.7372 | 42.5128 | 0 | 1.2337e-13 | 58.003 | 0 | 0% | 585.2315 | 112.253 | 585.2315 | 112.253
447.98 | 472.254 | 11.7381 | 42.4536 | 0 | 9.3031e-14 | 58.0033 | 0 | 0% | 584.4489 | 112.195 | 584.4489 | 112.195
448 | 471.7846 | 11.739 | 42.4173 | 0 | 1.7764e-13 | 58.0035 | 0 | 0% | 583.9445 | 112.1598 | 583.9445 | 112.1598
448.02 | 471.2209 | 11.7399 | 42.3726 | 0 | 8.7301e-14 | 58.0037 | 0 | 0% | 583.3371 | 112.1162 | 583.3371 | 112.1162
448.04 | 470.2046 | 11.7409 | 42.2871 | 0 | 2.046e-13 | 58.0039 | 0 | 0% | 582.2365 | 112.0318 | 582.2365 | 112.0318
448.06 | 468.4765 | 11.7418 | 42.1375 | 0 | 3.257e-13 | 58.0042 | 0 | 0% | 580.36 | 111.8835 | 580.36 | 111.8835
448.08 | 465.9778 | 11.7427 | 41.9185 | 0 | 3.8092e-13 | 58.0045 | 0 | 0% | 577.6435 | 111.6658 | 577.6435 | 111.6658
448.1 | 462.8875 | 11.7437 | 41.6463 | 0 | 4.2375e-13 | 58.0048 | 0 | 0% | 574.2823 | 111.3948 | 574.2823 | 111.3948
448.12 | 459.5687 | 11.7446 | 41.3535 | 0 | 1.4614e-13 | 58.0051 | 0 | 0% | 570.6719 | 111.1032 | 570.6719 | 111.1032
448.14 | 456.4353 | 11.7455 | 41.0773 | 0 | 2.3485e-13 | 58.0053 | 0 | 0% | 567.2635 | 110.8282 | 567.2635 | 110.8282
448.16 | 453.7859 | 11.7465 | 40.8446 | 0 | 8.1193e-14 | 58.0056 | 0 | 0% | 564.3825 | 110.5966 | 564.3825 | 110.5966
448.18 | 451.6822 | 11.7474 | 40.661 | 0 | 0 | 58.0058 | 0 | 0% | 562.0964 | 110.4142 | 562.0964 | 110.4142
448.2 | 449.9445 | 11.7483 | 40.5102 | 0 | 0 | 58.0061 | 0 | 0% | 560.2091 | 110.2646 | 560.2091 | 110.2646
448.22 | 448.2695 | 11.7492 | 40.365 | 0 | 0 | 58.0063 | 0 | 0% | 558.3901 | 110.1205 | 558.3901 | 110.1205
448.24 | 446.4106 | 11.7501 | 40.2033 | 0 | 0 | 58.0065 | 0 | 0% | 556.3705 | 109.9599 | 556.3705 | 109.9599
448.26 | 444.3383 | 11.751 | 40.0222 | 0 | 0 | 58.0067 | 0 | 0% | 554.1182 | 109.78 | 554.1182 | 109.78
448.28 | 442.3079 | 11.752 | 39.845 | 0 | 1.3651e-13 | 58.0069 | 0 | 0% | 551.9118 | 109.6038 | 551.9118 | 109.6038
448.3 | 440.7856 | 11.7529 | 39.7134 | 0 | 0 | 58.0072 | 0 | 0% | 550.2591 | 109.4735 | 550.2591 | 109.4735
448.32 | 440.2536 | 11.7538 | 39.6711 | 0 | 0 | 58.0075 | 0 | 0% | 549.686 | 109.4324 | 549.686 | 109.4324
448.34 | 440.9974 | 11.7548 | 39.7437 | 0 | 1.4157e-14 | 58.0078 | 0 | 0% | 550.5037 | 109.5063 | 550.5037 | 109.5063
448.36 | 442.9751 | 11.7557 | 39.9276 | 0 | 0 | 58.0081 | 0 | 0% | 552.6665 | 109.6914 | 552.6665 | 109.6914
448.38 | 445.8292 | 11.7566 | 40.1905 | 0 | 0 | 58.0083 | 0 | 0% | 555.7847 | 109.9555 | 555.7847 | 109.9555
448.4 | 449.0479 | 11.7576 | 40.4864 | 0 | 0 | 58.0086 | 0 | 0% | 559.3004 | 110.2525 | 559.3004 | 110.2525
448.42 | 452.2024 | 11.7585 | 40.7765 | 0 | 8.0547e-05 | 58.0089 | 0 | 0% | 562.7463 | 110.5439 | 562.7463 | 110.5439
448.44 | 455.116 | 11.7594 | 41.0449 | 0 | 0.00076328 | 58.0091 | 0 | 0% | 565.9302 | 110.8142 | 565.9302 | 110.8142
448.46 | 457.8683 | 11.7603 | 41.2989 | 0 | 0.0057084 | 58.0093 | 0 | 0% | 568.9427 | 111.0743 | 568.9427 | 111.0743
448.48 | 460.6734 | 11.7612 | 41.5578 | 0 | 0.033693 | 58.0095 | 0 | 0% | 572.0357 | 111.3623 | 572.0357 | 111.3623
448.5 | 463.7312 | 11.7622 | 41.8395 | 0 | 0.15695 | 58.0097 | 0 | 0% | 575.4996 | 111.7684 | 575.4996 | 111.7684
448.52 | 467.1282 | 11.7631 | 42.1519 | 0 | 0.57702 | 58.0099 | 0 | 0% | 579.6301 | 112.5019 | 579.6301 | 112.5019
448.54 | 470.8152 | 11.764 | 42.4906 | 0 | 1.6742 | 58.0101 | 0 | 0% | 584.7541 | 113.9389 | 584.7541 | 113.9389
448.56 | 474.6524 | 11.7649 | 42.8429 | 0 | 3.8337 | 58.0104 | 0 | 0% | 591.1044 | 116.452 | 591.1044 | 116.452
448.58 | 478.4699 | 11.7659 | 43.1935 | 0 | 6.9284 | 58.0107 | 0 | 0% | 598.3684 | 119.8985 | 598.3684 | 119.8985
448.6 | 482.0917 | 11.7668 | 43.5266 | 0 | 9.8818 | 58.011 | 0 | 0% | 605.2779 | 123.1862 | 605.2779 | 123.1862
448.62 | 485.3235 | 11.7677 | 43.8245 | 0 | 11.1234 | 58.0113 | 0 | 0% | 610.0505 | 124.727 | 610.0505 | 124.727
448.64 | 487.9499 | 11.7687 | 44.0678 | 0 | 9.8818 | 58.0116 | 0 | 0% | 611.6798 | 123.7299 | 611.6798 | 123.7299
448.66 | 489.7704 | 11.7696 | 44.2384 | 0 | 6.9284 | 58.0119 | 0 | 0% | 610.7186 | 120.9482 | 610.7186 | 120.9482
448.68 | 490.6612 | 11.7705 | 44.325 | 0 | 3.8337 | 58.0121 | 0 | 0% | 608.6026 | 117.9414 | 608.6026 | 117.9414
448.7 | 490.6238 | 11.7715 | 44.3278 | 0 | 1.6742 | 58.0124 | 0 | 0% | 606.4096 | 115.7858 | 606.4096 | 115.7858
448.72 | 489.7932 | 11.7724 | 44.2589 | 0 | 0.57702 | 58.0126 | 0 | 0% | 604.4141 | 114.6209 | 604.4141 | 114.6209
448.74 | 488.3945 | 11.7733 | 44.1387 | 0 | 0.15695 | 58.0129 | 0 | 0% | 602.4763 | 114.0818 | 602.4763 | 114.0818
448.76 | 486.6604 | 11.7742 | 43.9881 | 0 | 0.033693 | 58.0131 | 0 | 0% | 600.4696 | 113.8092 | 600.4696 | 113.8092
448.78 | 484.7514 | 11.7752 | 43.8217 | 0 | 0.0057084 | 58.0134 | 0 | 0% | 598.3674 | 113.616 | 598.3674 | 113.616
448.8 | 482.7245 | 11.7761 | 43.6446 | 0 | 0.00076328 | 58.0137 | 0 | 0% | 596.1597 | 113.4352 | 596.1597 | 113.4352
448.82 | 480.5631 | 11.777 | 43.4553 | 0 | 8.0547e-05 | 58.014 | 0 | 0% | 593.8095 | 113.2464 | 593.8095 | 113.2464
448.84 | 478.2439 | 11.778 | 43.2516 | 0 | 0 | 58.0144 | 0 | 0% | 591.288 | 113.044 | 591.288 | 113.044
448.86 | 475.8069 | 11.779 | 43.0372 | 0 | 0 | 58.015 | 0 | 0% | 588.6381 | 112.8311 | 588.6381 | 112.8311
448.88 | 473.3842 | 11.78 | 42.8239 | 0 | 3.3033e-14 | 58.0156 | 0 | 0% | 586.0038 | 112.6196 | 586.0038 | 112.6196
448.9 | 471.159 | 11.7811 | 42.6285 | 0 | 0 | 58.0163 | 0 | 0% | 583.5849 | 112.4259 | 583.5849 | 112.4259
448.92 | 469.2761 | 11.7821 | 42.4639 | 0 | 8.9323e-14 | 58.0171 | 0 | 0% | 581.5392 | 112.2631 | 581.5392 | 112.2631
448.94 | 467.7733 | 11.7831 | 42.3338 | 0 | 1.1123e-14 | 58.0177 | 0 | 0% | 579.9079 | 112.1346 | 579.9079 | 112.1346
448.96 | 466.5851 | 11.7841 | 42.2321 | 0 | 0 | 58.0182 | 0 | 0% | 578.6195 | 112.0344 | 578.6195 | 112.0344
448.98 | 465.604 | 11.7851 | 42.1491 | 0 | 0 | 58.0186 | 0 | 0% | 577.5568 | 111.9527 | 577.5568 | 111.9527
449 | 464.7532 | 11.786 | 42.0779 | 0 | 0 | 58.0189 | 0 | 0% | 576.636 | 111.8828 | 576.636 | 111.8828
449.02 | 464.0319 | 11.787 | 42.0185 | 0 | 0 | 58.0192 | 0 | 0% | 575.8565 | 111.8246 | 575.8565 | 111.8246
449.04 | 463.5143 | 11.7879 | 41.9775 | 0 | 0 | 58.0195 | 0 | 0% | 575.2992 | 111.7849 | 575.2992 | 111.7849
449.06 | 463.3042 | 11.7889 | 41.9643 | 0 | 0 | 58.0199 | 0 | 0% | 575.0772 | 111.773 | 575.0772 | 111.773
449.08 | 463.4751 | 11.7898 | 41.9857 | 0 | 0 | 58.0202 | 0 | 0% | 575.2708 | 111.7957 | 575.2708 | 111.7957
449.1 | 464.0318 | 11.7907 | 42.0421 | 0 | 0 | 58.0205 | 0 | 0% | 575.8851 | 111.8533 | 575.8851 | 111.8533
449.12 | 464.9058 | 11.7917 | 42.1272 | 0 | 1.1705e-13 | 58.0207 | 0 | 0% | 576.8454 | 111.9396 | 576.8454 | 111.9396
449.14 | 465.976 | 11.7926 | 42.2302 | 0 | 0 | 58.021 | 0 | 0% | 578.0197 | 112.0437 | 578.0197 | 112.0437
449.16 | 467.098 | 11.7935 | 42.3378 | 0 | 0 | 58.0212 | 0 | 0% | 579.2505 | 112.1525 | 579.2505 | 112.1525
449.18 | 468.1289 | 11.7944 | 42.4372 | 0 | 1.724e-13 | 58.0215 | 0 | 0% | 580.3821 | 112.2531 | 580.3821 | 112.2531
449.2 | 468.9432 | 11.7954 | 42.517 | 0 | 0 | 58.0217 | 0 | 0% | 581.2773 | 112.3341 | 581.2773 | 112.3341
449.22 | 469.4463 | 11.7963 | 42.5686 | 0 | 0 | 58.022 | 0 | 0% | 581.8332 | 112.3869 | 581.8332 | 112.3869
449.24 | 469.5989 | 11.7972 | 42.5885 | 0 | 0 | 58.0222 | 0 | 0% | 582.0067 | 112.4079 | 582.0067 | 112.4079
449.26 | 469.4464 | 11.7981 | 42.5806 | 0 | 0 | 58.0224 | 0 | 0% | 581.8476 | 112.4012 | 581.8476 | 112.4012
449.28 | 469.1298 | 11.799 | 42.5579 | 0 | 0 | 58.0227 | 0 | 0% | 581.5095 | 112.3796 | 581.5095 | 112.3796
449.3 | 468.8489 | 11.8 | 42.5384 | 0 | 0 | 58.0229 | 0 | 0% | 581.2102 | 112.3613 | 581.2102 | 112.3613
449.32 | 468.7844 | 11.8009 | 42.5386 | 0 | 0 | 58.0231 | 0 | 0% | 581.147 | 112.3626 | 581.147 | 112.3626
449.34 | 469.0244 | 11.8018 | 42.5664 | 0 | 0 | 58.0234 | 0 | 0% | 581.4161 | 112.3917 | 581.4161 | 112.3917
449.36 | 469.5371 | 11.8028 | 42.619 | 0 | 0 | 58.0238 | 0 | 0% | 581.9826 | 112.4455 | 581.9826 | 112.4455
449.38 | 470.1933 | 11.8037 | 42.6845 | 0 | 3.2238e-14 | 58.0241 | 0 | 0% | 582.7057 | 112.5124 | 582.7057 | 112.5124
449.4 | 470.8255 | 11.8047 | 42.7479 | 0 | 0 | 58.0245 | 0 | 0% | 583.4026 | 112.5771 | 583.4026 | 112.5771
449.42 | 471.2914 | 11.8056 | 42.7963 | 0 | 0 | 58.0249 | 0 | 0% | 583.9181 | 112.6268 | 583.9181 | 112.6268
449.44 | 471.5105 | 11.8066 | 42.8222 | 0 | 2.7115e-13 | 58.0252 | 0 | 0% | 584.1644 | 112.654 | 584.1644 | 112.654
449.46 | 471.4563 | 11.8075 | 42.8234 | 0 | 2.5916e-13 | 58.0254 | 0 | 0% | 584.1125 | 112.6563 | 584.1125 | 112.6563
449.48 | 471.1268 | 11.8084 | 42.7996 | 0 | 1.1376e-14 | 58.0256 | 0 | 0% | 583.7603 | 112.6335 | 583.7603 | 112.6335
449.5 | 470.5276 | 11.8093 | 42.7513 | 0 | 1.264e-15 | 58.0256 | 0 | 0% | 583.1137 | 112.5861 | 583.1137 | 112.5861
449.52 | 469.678 | 11.8101 | 42.6802 | 0 | 0 | 58.0256 | 0 | 0% | 582.1939 | 112.5159 | 582.1939 | 112.5159
449.54 | 468.6233 | 11.8109 | 42.5906 | 0 | 0 | 58.0254 | 0 | 0% | 581.0502 | 112.4269 | 581.0502 | 112.4269
449.56 | 467.4347 | 11.8117 | 42.4887 | 0 | 0 | 58.0252 | 0 | 0% | 579.7603 | 112.3256 | 579.7603 | 112.3256
449.58 | 466.193 | 11.8125 | 42.382 | 0 | 0 | 58.0249 | 0 | 0% | 578.4124 | 112.2194 | 578.4124 | 112.2194
449.6 | 464.9626 | 11.8133 | 42.2763 | 0 | 0 | 58.0247 | 0 | 0% | 577.0768 | 112.1143 | 577.0768 | 112.1143
449.62 | 463.7669 | 11.8142 | 42.1737 | 0 | 0 | 58.0245 | 0 | 0% | 575.7792 | 112.0124 | 575.7792 | 112.0124
449.64 | 462.5805 | 11.815 | 42.0718 | 0 | 0 | 58.0245 | 0 | 0% | 574.4919 | 111.9114 | 574.4919 | 111.9114
449.66 | 461.3482 | 11.8159 | 41.9657 | 0 | 0 | 58.0247 | 0 | 0% | 573.1545 | 111.8063 | 573.1545 | 111.8063
449.68 | 460.0267 | 11.8168 | 41.8514 | 0 | 0 | 58.0249 | 0 | 0% | 571.7198 | 111.6931 | 571.7198 | 111.6931
449.7 | 458.6353 | 11.8177 | 41.7308 | 0 | 0 | 58.0251 | 0 | 0% | 570.2089 | 111.5736 | 570.2089 | 111.5736
449.72 | 457.2952 | 11.8187 | 41.6147 | 0 | 0 | 58.0253 | 0 | 0% | 568.754 | 111.4587 | 568.754 | 111.4587
449.74 | 456.2354 | 11.8196 | 41.5242 | 0 | 0 | 58.0256 | 0 | 0% | 567.6047 | 111.3694 | 567.6047 | 111.3694
449.76 | 455.7493 | 11.8205 | 41.4859 | 0 | 0 | 58.0258 | 0 | 0% | 567.0815 | 111.3322 | 567.0815 | 111.3322
449.78 | 456.1099 | 11.8214 | 41.5246 | 0 | 0 | 58.0261 | 0 | 0% | 567.4821 | 111.3722 | 567.4821 | 111.3722
449.8 | 457.4617 | 11.8224 | 41.6537 | 0 | 0 | 58.0264 | 0 | 0% | 568.964 | 111.5024 | 568.964 | 111.5024
449.82 | 459.7323 | 11.8233 | 41.8664 | 0 | 0 | 58.0266 | 0 | 0% | 571.4486 | 111.7163 | 571.4486 | 111.7163
449.84 | 462.6229 | 11.8242 | 42.1356 | 0 | 0 | 58.0269 | 0 | 0% | 574.6096 | 111.9867 | 574.6096 | 111.9867
449.86 | 465.7007 | 11.8251 | 42.422 | 0 | 0 | 58.0271 | 0 | 0% | 577.975 | 112.2742 | 577.975 | 112.2742
449.88 | 468.5425 | 11.8261 | 42.6869 | 0 | 5.865e-14 | 58.0274 | 0 | 0% | 581.0828 | 112.5403 | 581.0828 | 112.5403
449.9 | 470.8525 | 11.827 | 42.9034 | 0 | 0 | 58.0277 | 0 | 0% | 583.6105 | 112.758 | 583.6105 | 112.758
449.92 | 472.5158 | 11.8279 | 43.061 | 0 | 9.2694e-14 | 58.028 | 0 | 0% | 585.4327 | 112.9168 | 585.4327 | 112.9168
449.94 | 473.5829 | 11.8287 | 43.1643 | 0 | 0 | 58.0284 | 0 | 0% | 586.6043 | 113.0214 | 586.6043 | 113.0214
449.96 | 474.2021 | 11.8294 | 43.2267 | 0 | 0 | 58.0292 | 0 | 0% | 587.2874 | 113.0852 | 587.2874 | 113.0852
449.98 | 474.5395 | 11.8298 | 43.2633 | 0 | 2.1067e-14 | 58.0304 | 0 | 0% | 587.663 | 113.1235 | 587.663 | 113.1235
450 | 474.7233 | 11.8298 | 43.2857 | 0 | 0 | 58.0325 | 0 | 0% | 587.8712 | 113.1479 | 587.8712 | 113.1479
450.02 | 474.8272 | 11.8293 | 43.3006 | 0 | 0 | 58.0354 | 0 | 0% | 587.9925 | 113.1653 | 587.9925 | 113.1653
450.04 | 474.8794 | 11.8285 | 43.3106 | 0 | 4.8201e-13 | 58.039 | 0 | 0% | 588.0575 | 113.1781 | 588.0575 | 113.1781
450.06 | 474.8853 | 11.8273 | 43.3162 | 0 | 0 | 58.0432 | 0 | 0% | 588.0721 | 113.1868 | 588.0721 | 113.1868
450.08 | 474.852 | 11.826 | 43.3182 | 0 | 0 | 58.0477 | 0 | 0% | 588.0439 | 113.1919 | 588.0439 | 113.1919
450.1 | 474.8088 | 11.8247 | 43.3192 | 0 | 0 | 58.0523 | 0 | 0% | 588.0051 | 113.1962 | 588.0051 | 113.1962
450.12 | 474.8182 | 11.8233 | 43.325 | 0 | 0 | 58.057 | 0 | 0% | 588.0235 | 113.2053 | 588.0235 | 113.2053
450.14 | 474.9723 | 11.8219 | 43.3441 | 0 | 0 | 58.0617 | 0 | 0% | 588.1999 | 113.2277 | 588.1999 | 113.2277
450.16 | 475.378 | 11.8205 | 43.3861 | 0 | 0 | 58.0663 | 0 | 0% | 588.651 | 113.273 | 588.651 | 113.273
450.18 | 476.1332 | 11.8191 | 43.46 | 0 | 0 | 58.071 | 0 | 0% | 589.4834 | 113.3502 | 589.4834 | 113.3502
450.2 | 477.2985 | 11.8177 | 43.5714 | 0 | 0 | 58.0757 | 0 | 0% | 590.7633 | 113.4648 | 590.7633 | 113.4648
450.22 | 478.8668 | 11.8164 | 43.7196 | 0 | 8.0896e-15 | 58.0804 | 0 | 0% | 592.4831 | 113.6163 | 592.4831 | 113.6163
450.24 | 480.7359 | 11.815 | 43.8953 | 0 | 5.3257e-14 | 58.085 | 0 | 0% | 594.5312 | 113.7953 | 594.5312 | 113.7953
450.26 | 482.697 | 11.8136 | 44.0794 | 0 | 0 | 58.0897 | 0 | 0% | 596.6796 | 113.9827 | 596.6796 | 113.9827
450.28 | 484.4635 | 11.8122 | 44.2457 | 0 | 0 | 58.0944 | 0 | 0% | 598.6158 | 114.1523 | 598.6158 | 114.1523
450.3 | 485.7591 | 11.8108 | 44.3691 | 0 | 0 | 58.0991 | 0 | 0% | 600.0381 | 114.279 | 600.0381 | 114.279
450.32 | 486.4322 | 11.8094 | 44.4357 | 0 | 5.9998e-14 | 58.1038 | 0 | 0% | 600.781 | 114.3488 | 600.781 | 114.3488
450.34 | 486.5212 | 11.808 | 44.4489 | 0 | 2.0561e-13 | 58.1084 | 0 | 0% | 600.8865 | 114.3653 | 600.8865 | 114.3653
450.36 | 486.2231 | 11.8066 | 44.4267 | 0 | 1.4662e-13 | 58.1131 | 0 | 0% | 600.5696 | 114.3465 | 600.5696 | 114.3465
450.38 | 485.8022 | 11.8053 | 44.3934 | 0 | 0 | 58.1178 | 0 | 0% | 600.1186 | 114.3164 | 600.1186 | 114.3164
450.4 | 485.5099 | 11.8039 | 44.3717 | 0 | 7.1307e-13 | 58.1225 | 0 | 0% | 599.808 | 114.2981 | 599.808 | 114.2981
450.42 | 485.5445 | 11.8025 | 44.38 | 0 | 5.2583e-13 | 58.1272 | 0 | 0% | 599.8542 | 114.3097 | 599.8542 | 114.3097
450.44 | 486.0403 | 11.8011 | 44.4304 | 0 | 0 | 58.1319 | 0 | 0% | 600.4037 | 114.3634 | 600.4037 | 114.3634
450.46 | 487.0655 | 11.7997 | 44.5293 | 0 | 0 | 58.1366 | 0 | 0% | 601.5311 | 114.4656 | 601.5311 | 114.4656
450.48 | 488.6225 | 11.7984 | 44.6767 | 0 | 5.3931e-15 | 58.1414 | 0 | 0% | 603.239 | 114.6165 | 603.239 | 114.6165
450.5 | 490.6483 | 11.797 | 44.8671 | 0 | 0 | 58.1463 | 0 | 0% | 605.4587 | 114.8104 | 605.4587 | 114.8104
450.52 | 493.0245 | 11.7958 | 45.0894 | 0 | 0 | 58.1514 | 0 | 0% | 608.061 | 115.0365 | 608.061 | 115.0365
450.54 | 495.6039 | 11.7945 | 45.3304 | 0 | 0 | 58.1565 | 0 | 0% | 610.8853 | 115.2814 | 610.8853 | 115.2814
450.56 | 498.2475 | 11.7932 | 45.5772 | 0 | 0 | 58.1617 | 0 | 0% | 613.7797 | 115.5322 | 613.7797 | 115.5322
450.58 | 500.8422 | 11.792 | 45.8196 | 0 | 0 | 58.1669 | 0 | 0% | 616.6206 | 115.7785 | 616.6206 | 115.7785
450.6 | 503.2752 | 11.7907 | 46.0473 | 0 | 0 | 58.172 | 0 | 0% | 619.2851 | 116.01 | 619.2851 | 116.01
450.62 | 505.3914 | 11.7894 | 46.2461 | 0 | 0 | 58.177 | 0 | 0% | 621.6038 | 116.2124 | 621.6038 | 116.2124
450.64 | 506.9943 | 11.788 | 46.3979 | 0 | 0 | 58.1818 | 0 | 0% | 623.3621 | 116.3678 | 623.3621 | 116.3678
450.66 | 507.9191 | 11.7867 | 46.4878 | 0 | 0 | 58.1866 | 0 | 0% | 624.3802 | 116.4611 | 624.3802 | 116.4611
450.68 | 508.1264 | 11.7853 | 46.512 | 0 | 0 | 58.1913 | 0 | 0% | 624.6151 | 116.4887 | 624.6151 | 116.4887
450.7 | 507.7384 | 11.7839 | 46.4818 | 0 | 8.0825e-05 | 58.196 | 0 | 0% | 624.2002 | 116.4618 | 624.2002 | 116.4618
450.72 | 506.9924 | 11.7825 | 46.4188 | 0 | 0.00076592 | 58.2007 | 0 | 0% | 623.3952 | 116.4028 | 623.3952 | 116.4028
450.74 | 506.1489 | 11.7811 | 46.3469 | 0 | 0.0057281 | 58.2053 | 0 | 0% | 622.4879 | 116.339 | 622.4879 | 116.339
450.76 | 505.4049 | 11.7797 | 46.2842 | 0 | 0.03381 | 58.2099 | 0 | 0% | 621.7124 | 116.3075 | 621.7124 | 116.3075
450.78 | 504.8523 | 11.7783 | 46.2389 | 0 | 0.15749 | 58.2145 | 0 | 0% | 621.2414 | 116.3892 | 621.2414 | 116.3892
450.8 | 504.4948 | 11.7769 | 46.2116 | 0 | 0.57901 | 58.219 | 0 | 0% | 621.2813 | 116.7865 | 621.2813 | 116.7865
450.82 | 504.2985 | 11.7755 | 46.199 | 0 | 1.68 | 58.2236 | 0 | 0% | 622.1765 | 117.878 | 622.1765 | 117.878
450.84 | 504.2244 | 11.774 | 46.1976 | 0 | 3.847 | 58.2282 | 0 | 0% | 624.2711 | 120.0467 | 624.2711 | 120.0467
450.86 | 504.2187 | 11.7726 | 46.2025 | 0 | 6.9523 | 58.2326 | 0 | 0% | 627.3787 | 123.16 | 627.3787 | 123.16
450.88 | 504.1908 | 11.7711 | 46.2054 | 0 | 9.9159 | 58.2371 | 0 | 0% | 630.3203 | 126.1295 | 630.3203 | 126.1295
450.9 | 504.0261 | 11.7697 | 46.1958 | 0 | 11.1618 | 58.2414 | 0 | 0% | 631.3947 | 127.3686 | 631.3947 | 127.3686
450.92 | 503.6392 | 11.7682 | 46.1659 | 0 | 9.9159 | 58.2456 | 0 | 0% | 629.7347 | 126.0955 | 629.7347 | 126.0955
450.94 | 503.0227 | 11.7667 | 46.1148 | 0 | 6.9523 | 58.2498 | 0 | 0% | 626.1063 | 123.0835 | 626.1063 | 123.0835
450.96 | 502.252 | 11.7652 | 46.0496 | 0 | 3.847 | 58.2541 | 0 | 0% | 622.1677 | 119.9158 | 622.1677 | 119.9158
450.98 | 501.4469 | 11.7637 | 45.9812 | 0 | 1.68 | 58.2584 | 0 | 0% | 619.1302 | 117.6833 | 619.1302 | 117.6833
451 | 500.7155 | 11.7623 | 45.9195 | 0 | 0.57901 | 58.2629 | 0 | 0% | 617.2392 | 116.5237 | 617.2392 | 116.5237
451.02 | 500.1043 | 11.7609 | 45.8687 | 0 | 0.15749 | 58.2675 | 0 | 0% | 616.1589 | 116.0546 | 616.1589 | 116.0546
451.04 | 499.5799 | 11.7595 | 45.8259 | 0 | 0.03381 | 58.2722 | 0 | 0% | 615.4713 | 115.8914 | 615.4713 | 115.8914
451.06 | 499.0524 | 11.7581 | 45.7828 | 0 | 0.0057281 | 58.2768 | 0 | 0% | 614.8759 | 115.8235 | 614.8759 | 115.8235
451.08 | 498.4277 | 11.7567 | 45.7308 | 0 | 0.00076592 | 58.2815 | 0 | 0% | 614.1975 | 115.7698 | 614.1975 | 115.7698
451.1 | 497.6663 | 11.7553 | 45.6662 | 0 | 8.0825e-05 | 58.2862 | 0 | 0% | 613.374 | 115.7078 | 613.374 | 115.7078
451.12 | 496.822 | 11.7539 | 45.594 | 0 | 6.7414e-14 | 58.2909 | 0 | 0% | 612.4608 | 115.6388 | 612.4608 | 115.6388
451.14 | 496.0374 | 11.7525 | 45.5272 | 0 | 5.6627e-14 | 58.2956 | 0 | 0% | 611.6127 | 115.5753 | 611.6127 | 115.5753
451.16 | 495.4879 | 11.7511 | 45.482 | 0 | 5.9324e-14 | 58.3002 | 0 | 0% | 611.0213 | 115.5334 | 611.0213 | 115.5334
451.18 | 495.2965 | 11.7497 | 45.4697 | 0 | 1.0247e-13 | 58.3049 | 0 | 0% | 610.8209 | 115.5244 | 610.8209 | 115.5244
451.2 | 495.4599 | 11.7484 | 45.49 | 0 | 0 | 58.3096 | 0 | 0% | 611.0078 | 115.5479 | 611.0078 | 115.5479
451.22 | 495.8207 | 11.747 | 45.5284 | 0 | 1.8202e-14 | 58.3143 | 0 | 0% | 611.4104 | 115.5896 | 611.4104 | 115.5896
451.24 | 496.1164 | 11.7456 | 45.5608 | 0 | 0 | 58.3189 | 0 | 0% | 611.7417 | 115.6253 | 611.7417 | 115.6253
451.26 | 496.0918 | 11.7442 | 45.5638 | 0 | 4.7451e-13 | 58.3236 | 0 | 0% | 611.7234 | 115.6316 | 611.7234 | 115.6316
451.28 | 495.6086 | 11.7428 | 45.5246 | 0 | 1.7582e-13 | 58.3283 | 0 | 0% | 611.2043 | 115.5957 | 611.2043 | 115.5957
451.3 | 494.6755 | 11.7414 | 45.4441 | 0 | 4.7906e-13 | 58.333 | 0 | 0% | 610.194 | 115.5185 | 610.194 | 115.5185
451.32 | 493.3989 | 11.74 | 45.3321 | 0 | 9.2441e-14 | 58.3377 | 0 | 0% | 608.8087 | 115.4098 | 608.8087 | 115.4098
451.34 | 491.9215 | 11.7386 | 45.2016 | 0 | 6.2526e-14 | 58.3423 | 0 | 0% | 607.204 | 115.2825 | 607.204 | 115.2825
451.36 | 490.4006 | 11.7373 | 45.067 | 0 | 1.4679e-13 | 58.347 | 0 | 0% | 605.5519 | 115.1513 | 605.5519 | 115.1513
451.38 | 489.0165 | 11.7359 | 44.945 | 0 | 6.7245e-14 | 58.3517 | 0 | 0% | 604.049 | 115.0326 | 604.049 | 115.0326
451.4 | 487.9653 | 11.7345 | 44.8536 | 0 | 0 | 58.3564 | 0 | 0% | 602.9097 | 114.9445 | 602.9097 | 114.9445
451.42 | 487.4175 | 11.7331 | 44.8085 | 0 | 1.8539e-14 | 58.3611 | 0 | 0% | 602.3201 | 114.9026 | 602.3201 | 114.9026
451.44 | 487.46 | 11.7317 | 44.8176 | 0 | 0 | 58.3657 | 0 | 0% | 602.375 | 114.915 | 602.375 | 114.915
451.46 | 488.0528 | 11.7303 | 44.8773 | 0 | 2.1741e-14 | 58.3704 | 0 | 0% | 603.0308 | 114.978 | 603.0308 | 114.978
451.48 | 489.0247 | 11.7289 | 44.9719 | 0 | 1.955e-14 | 58.3751 | 0 | 0% | 604.1006 | 115.0759 | 604.1006 | 115.0759
451.5 | 490.1177 | 11.7275 | 45.0776 | 0 | 0 | 58.3798 | 0 | 0% | 605.3027 | 115.1849 | 605.3027 | 115.1849
451.52 | 491.0637 | 11.7262 | 45.1698 | 0 | 0 | 58.3846 | 0 | 0% | 606.3442 | 115.2805 | 606.3442 | 115.2805
451.54 | 491.6506 | 11.7248 | 45.2289 | 0 | 0 | 58.3894 | 0 | 0% | 606.9938 | 115.3432 | 606.9938 | 115.3432
451.56 | 491.7461 | 11.7235 | 45.2428 | 0 | 0 | 58.3944 | 0 | 0% | 607.1068 | 115.3607 | 607.1068 | 115.3607
451.58 | 491.2856 | 11.7222 | 45.2055 | 0 | 0 | 58.3995 | 0 | 0% | 606.6128 | 115.3273 | 606.6128 | 115.3273
451.6 | 490.2525 | 11.721 | 45.1155 | 0 | 0 | 58.4047 | 0 | 0% | 605.4937 | 115.2412 | 605.4937 | 115.2412
451.62 | 488.6678 | 11.7198 | 44.9746 | 0 | 0 | 58.41 | 0 | 0% | 603.7722 | 115.1044 | 603.7722 | 115.1044
451.64 | 486.5883 | 11.7185 | 44.7882 | 0 | 0 | 58.4153 | 0 | 0% | 601.5103 | 114.922 | 601.5103 | 114.922
451.66 | 484.1115 | 11.7172 | 44.5652 | 0 | 0 | 58.4204 | 0 | 0% | 598.8143 | 114.7028 | 598.8143 | 114.7028
451.68 | 481.3883 | 11.7159 | 44.3195 | 0 | 0 | 58.4254 | 0 | 0% | 595.8491 | 114.4608 | 595.8491 | 114.4608
451.7 | 478.6371 | 11.7146 | 44.0712 | 0 | 0 | 58.4303 | 0 | 0% | 592.8532 | 114.2161 | 592.8532 | 114.2161
451.72 | 476.1377 | 11.7132 | 43.8461 | 0 | 1.0441e-13 | 58.4351 | 0 | 0% | 590.1321 | 113.9944 | 590.1321 | 113.9944
451.74 | 474.1746 | 11.7119 | 43.6703 | 0 | 4.028e-14 | 58.4398 | 0 | 0% | 587.9966 | 113.822 | 587.9966 | 113.822
451.76 | 472.9348 | 11.7105 | 43.5612 | 0 | 0 | 58.4444 | 0 | 0% | 586.6509 | 113.7161 | 586.6509 | 113.7161
451.78 | 472.4207 | 11.7091 | 43.5189 | 0 | 7.3987e-14 | 58.4491 | 0 | 0% | 586.0977 | 113.6771 | 586.0977 | 113.6771
451.8 | 472.4492 | 11.7077 | 43.5266 | 0 | 2.2381e-13 | 58.4537 | 0 | 0% | 586.1371 | 113.688 | 586.1371 | 113.688
451.82 | 472.7474 | 11.7063 | 43.5592 | 0 | 2.3628e-13 | 58.4583 | 0 | 0% | 586.4711 | 113.7237 | 586.4711 | 113.7237
451.84 | 473.0854 | 11.7048 | 43.5954 | 0 | 1.6483e-13 | 58.4629 | 0 | 0% | 586.8486 | 113.7632 | 586.8486 | 113.7632
451.86 | 473.3759 | 11.7034 | 43.6272 | 0 | 8.8986e-14 | 58.4676 | 0 | 0% | 587.1741 | 113.7982 | 587.1741 | 113.7982
451.88 | 473.6911 | 11.702 | 43.6613 | 0 | 1.8438e-13 | 58.4722 | 0 | 0% | 587.5267 | 113.8356 | 587.5267 | 113.8356
451.9 | 474.1832 | 11.7007 | 43.7118 | 0 | 1.3483e-13 | 58.4768 | 0 | 0% | 588.0724 | 113.8893 | 588.0724 | 113.8893
451.92 | 474.9506 | 11.6993 | 43.7876 | 0 | 8.966e-14 | 58.4815 | 0 | 0% | 588.9189 | 113.9684 | 588.9189 | 113.9684
451.94 | 475.9438 | 11.6979 | 43.8843 | 0 | 5.865e-14 | 58.4861 | 0 | 0% | 590.0121 | 114.0683 | 590.0121 | 114.0683
451.96 | 476.9672 | 11.6965 | 43.9838 | 0 | 1.1561e-13 | 58.4908 | 0 | 0% | 591.1382 | 114.171 | 591.1382 | 114.171
451.98 | 477.7534 | 11.6951 | 44.0614 | 0 | 1.4022e-13 | 58.4955 | 0 | 0% | 592.0053 | 114.2519 | 592.0053 | 114.2519
452 | 478.0503 | 11.6937 | 44.0938 | 0 | 1.7224e-13 | 58.5001 | 0 | 0% | 592.3379 | 114.2876 | 592.3379 | 114.2876
452.02 | 477.6859 | 11.6923 | 44.0653 | 0 | 0 | 58.5048 | 0 | 0% | 591.9483 | 114.2624 | 591.9483 | 114.2624
452.04 | 476.6044 | 11.6909 | 43.9706 | 0 | 0 | 58.5095 | 0 | 0% | 590.7754 | 114.171 | 590.7754 | 114.171
452.06 | 474.8767 | 11.6895 | 43.8163 | 0 | 0 | 58.5142 | 0 | 0% | 588.8967 | 114.02 | 588.8967 | 114.02
452.08 | 472.6957 | 11.6881 | 43.6201 | 0 | 0 | 58.5189 | 0 | 0% | 586.5228 | 113.8271 | 586.5228 | 113.8271
452.1 | 470.3595 | 11.6868 | 43.4095 | 0 | 0 | 58.5235 | 0 | 0% | 583.9793 | 113.6198 | 583.9793 | 113.6198
452.12 | 468.2395 | 11.6854 | 43.2189 | 0 | 0 | 58.5282 | 0 | 0% | 581.672 | 113.4325 | 581.672 | 113.4325
452.14 | 466.7254 | 11.684 | 43.0842 | 0 | 0 | 58.5329 | 0 | 0% | 580.0265 | 113.3011 | 580.0265 | 113.3011
452.16 | 466.1513 | 11.6826 | 43.0363 | 0 | 0 | 58.5376 | 0 | 0% | 579.4078 | 113.2565 | 579.4078 | 113.2565
452.18 | 466.7147 | 11.6812 | 43.0933 | 0 | 0 | 58.5423 | 0 | 0% | 580.0316 | 113.3168 | 580.0316 | 113.3168
452.2 | 468.4092 | 11.6798 | 43.2549 | 0 | 0 | 58.547 | 0 | 0% | 581.8908 | 113.4817 | 581.8908 | 113.4817
452.22 | 470.9894 | 11.6784 | 43.4982 | 0 | 0 | 58.5517 | 0 | 0% | 584.7178 | 113.7283 | 584.7178 | 113.7283
452.24 | 473.9971 | 11.677 | 43.7811 | 0 | 0 | 58.5564 | 0 | 0% | 588.0116 | 114.0145 | 588.0116 | 114.0145
452.26 | 476.8568 | 11.6757 | 44.0503 | 0 | 0 | 58.561 | 0 | 0% | 591.1438 | 114.287 | 591.1438 | 114.287
452.28 | 479.0256 | 11.6743 | 44.2558 | 0 | 5.056e-14 | 58.5657 | 0 | 0% | 593.5214 | 114.4958 | 593.5214 | 114.4958
452.3 | 480.1572 | 11.6729 | 44.3654 | 0 | 8.2919e-14 | 58.5704 | 0 | 0% | 594.7659 | 114.6087 | 594.7659 | 114.6087
452.32 | 480.2229 | 11.6715 | 44.3766 | 0 | 0 | 58.5751 | 0 | 0% | 594.8462 | 114.6232 | 594.8462 | 114.6232
452.34 | 479.5138 | 11.6701 | 44.3162 | 0 | 6.8088e-14 | 58.5798 | 0 | 0% | 594.08 | 114.5661 | 594.08 | 114.5661
452.36 | 478.491 | 11.6687 | 44.2268 | 0 | 1.4568e-13 | 58.5845 | 0 | 0% | 592.971 | 114.4801 | 592.971 | 114.4801
452.38 | 477.5609 | 11.6673 | 44.146 | 0 | 5.3594e-14 | 58.5892 | 0 | 0% | 591.9635 | 114.4025 | 591.9635 | 114.4025
452.4 | 476.8933 | 11.666 | 44.0895 | 0 | 0 | 58.5939 | 0 | 0% | 591.2426 | 114.3493 | 591.2426 | 114.3493
452.42 | 476.3553 | 11.6646 | 44.0448 | 0 | 0 | 58.5986 | 0 | 0% | 590.6633 | 114.308 | 590.6633 | 114.308
452.44 | 475.5842 | 11.6632 | 43.9786 | 0 | 7.5503e-14 | 58.6032 | 0 | 0% | 589.8293 | 114.2451 | 589.8293 | 114.2451
452.46 | 474.1673 | 11.6618 | 43.8527 | 0 | 1.0786e-14 | 58.6079 | 0 | 0% | 588.2898 | 114.1224 | 588.2898 | 114.1224
452.48 | 471.8352 | 11.6604 | 43.642 | 0 | 5.3931e-14 | 58.6126 | 0 | 0% | 585.7503 | 113.9151 | 585.7503 | 113.9151
452.5 | 468.5679 | 11.659 | 43.3448 | 0 | 0 | 58.6173 | 0 | 0% | 582.189 | 113.6212 | 582.189 | 113.6212
452.52 | 464.5896 | 11.6577 | 42.9818 | 0 | 0 | 58.622 | 0 | 0% | 577.8511 | 113.2615 | 577.8511 | 113.2615
452.54 | 460.2971 | 11.6563 | 42.5896 | 0 | 4.0448e-14 | 58.6267 | 0 | 0% | 573.1697 | 112.8726 | 573.1697 | 112.8726
452.56 | 456.1646 | 11.6549 | 42.2122 | 0 | 0 | 58.6314 | 0 | 0% | 568.6631 | 112.4985 | 568.6631 | 112.4985
452.58 | 452.6382 | 11.6535 | 41.8908 | 0 | 0 | 58.6361 | 0 | 0% | 564.8186 | 112.1804 | 564.8186 | 112.1804
452.6 | 450.0122 | 11.6521 | 41.6527 | 0 | 0 | 58.6408 | 0 | 0% | 561.9578 | 111.9456 | 561.9578 | 111.9456
452.62 | 448.3149 | 11.6507 | 41.5004 | 0 | 0 | 58.6455 | 0 | 0% | 560.1116 | 111.7967 | 560.1116 | 111.7967
452.64 | 447.2687 | 11.6493 | 41.4084 | 0 | 6.1178e-14 | 58.6502 | 0 | 0% | 558.9766 | 111.708 | 558.9766 | 111.708
452.66 | 446.3712 | 11.648 | 41.3302 | 0 | 0 | 58.6549 | 0 | 0% | 558.0042 | 111.633 | 558.0042 | 111.633
452.68 | 445.0706 | 11.6466 | 41.2145 | 0 | 0 | 58.6596 | 0 | 0% | 556.5913 | 111.5206 | 556.5913 | 111.5206
452.7 | 442.9669 | 11.6452 | 41.0244 | 0 | 7.6736e-14 | 58.6642 | 0 | 0% | 554.3008 | 111.3339 | 554.3008 | 111.3339
452.72 | 439.9661 | 11.6438 | 40.7512 | 0 | 2.9936e-14 | 58.6689 | 0 | 0% | 551.0301 | 111.064 | 551.0301 | 111.064
452.74 | 436.3148 | 11.6424 | 40.4177 | 0 | 6.6571e-15 | 58.6736 | 0 | 0% | 547.0486 | 110.7338 | 547.0486 | 110.7338
452.76 | 432.4894 | 11.641 | 40.0681 | 0 | 0 | 58.6783 | 0 | 0% | 542.8768 | 110.3874 | 542.8768 | 110.3874
452.78 | 429.0137 | 11.6396 | 39.7507 | 0 | 3.6573e-05 | 58.683 | 0 | 0% | 539.0871 | 110.0734 | 539.0871 | 110.0734
452.8 | 426.3027 | 11.6383 | 39.5042 | 0 | 0.00034657 | 58.6877 | 0 | 0% | 536.1331 | 109.8305 | 536.1331 | 109.8305
452.82 | 424.5685 | 11.6369 | 39.3481 | 0 | 0.0025919 | 58.6924 | 0 | 0% | 534.2485 | 109.68 | 534.2485 | 109.68
452.84 | 423.7758 | 11.6355 | 39.2793 | 0 | 0.015299 | 58.6971 | 0 | 0% | 533.4029 | 109.6271 | 533.4029 | 109.6271
452.86 | 423.6335 | 11.6341 | 39.2707 | 0 | 0.071265 | 58.7018 | 0 | 0% | 533.3113 | 109.6778 | 533.3113 | 109.6778
452.88 | 423.6428 | 11.6327 | 39.2761 | 0 | 0.262 | 58.7065 | 0 | 0% | 533.5201 | 109.8773 | 533.5201 | 109.8773
452.9 | 423.2272 | 11.6313 | 39.2421 | 0 | 0.76018 | 58.7112 | 0 | 0% | 533.572 | 110.3448 | 533.572 | 110.3448
452.92 | 421.9314 | 11.63 | 39.1265 | 0 | 1.7407 | 58.7159 | 0 | 0% | 533.1445 | 111.213 | 533.1445 | 111.213
452.94 | 419.6168 | 11.6286 | 38.9164 | 0 | 3.1459 | 58.7205 | 0 | 0% | 532.0282 | 112.4114 | 532.0282 | 112.4114
452.96 | 416.5643 | 11.6272 | 38.6378 | 0 | 4.4869 | 58.7252 | 0 | 0% | 530.0413 | 113.4771 | 530.0413 | 113.4771
452.98 | 413.4252 | 11.6258 | 38.3511 | 0 | 5.0507 | 58.7299 | 0 | 0% | 527.1827 | 113.7575 | 527.1827 | 113.7575
453 | 411.0021 | 11.6244 | 38.1308 | 0 | 4.4875 | 58.7346 | 0 | 0% | 523.9795 | 112.9773 | 523.9795 | 112.9773
453.02 | 409.9336 | 11.623 | 38.0362 | 0 | 3.1506 | 58.7393 | 0 | 0% | 521.4827 | 111.5491 | 521.4827 | 111.5491
453.04 | 410.4531 | 11.6216 | 38.089 | 0 | 1.7699 | 58.7439 | 0 | 0% | 520.6775 | 110.2244 | 520.6775 | 110.2244
453.06 | 412.3434 | 11.6202 | 38.2689 | 0 | 0.90174 | 58.7486 | 0 | 0% | 521.8829 | 109.5395 | 521.8829 | 109.5395
453.08 | 415.0625 | 11.6189 | 38.5258 | 0 | 0.80945 | 58.7533 | 0 | 0% | 524.7699 | 109.7074 | 524.7699 | 109.7074
453.1 | 417.9456 | 11.6175 | 38.7979 | 0 | 1.7591 | 58.758 | 0 | 0% | 528.8781 | 110.9324 | 528.8781 | 110.9324
453.12 | 420.4079 | 11.6161 | 39.0311 | 0 | 4.1686 | 58.7626 | 0 | 0% | 533.9862 | 113.5783 | 533.9862 | 113.5783
453.14 | 422.0991 | 11.6147 | 39.1926 | 0 | 8.1688 | 58.7673 | 0 | 0% | 539.8425 | 117.7434 | 539.8425 | 117.7434
453.16 | 422.9763 | 11.6133 | 39.2786 | 0 | 12.8412 | 58.7719 | 0 | 0% | 545.4813 | 122.505 | 545.4813 | 122.505
453.18 | 423.2824 | 11.6119 | 39.3117 | 0 | 16.1566 | 58.7765 | 0 | 0% | 549.139 | 125.8566 | 549.139 | 125.8566
453.2 | 423.4371 | 11.6105 | 39.3306 | 0 | 16.2693 | 58.7812 | 0 | 0% | 549.4287 | 125.9916 | 549.4287 | 125.9916
453.22 | 423.8682 | 11.6091 | 39.3753 | 0 | 13.1091 | 58.7859 | 0 | 0% | 546.7475 | 122.8793 | 546.7475 | 122.8793
453.24 | 424.8439 | 11.6077 | 39.4706 | 0 | 8.4472 | 58.7906 | 0 | 0% | 543.16 | 118.3161 | 543.16 | 118.3161
453.26 | 426.3651 | 11.6063 | 39.6166 | 0 | 4.3494 | 58.7953 | 0 | 0% | 540.7327 | 114.3676 | 540.7327 | 114.3676
453.28 | 428.1538 | 11.605 | 39.7874 | 0 | 1.7874 | 58.8 | 0 | 0% | 540.1336 | 111.9799 | 540.1336 | 111.9799
453.3 | 429.7467 | 11.6036 | 39.9401 | 0 | 0.58559 | 58.8047 | 0 | 0% | 540.6807 | 110.934 | 540.6807 | 110.934
453.32 | 430.6559 | 11.6022 | 40.0293 | 0 | 0.15275 | 58.8094 | 0 | 0% | 541.2495 | 110.5936 | 541.2495 | 110.5936
453.34 | 430.5117 | 11.6008 | 40.0205 | 0 | 0.031683 | 58.8141 | 0 | 0% | 540.9788 | 110.4671 | 540.9788 | 110.4671
453.36 | 429.1363 | 11.5994 | 39.8973 | 0 | 0.0052197 | 58.8188 | 0 | 0% | 539.457 | 110.3207 | 539.457 | 110.3207
453.38 | 426.5713 | 11.598 | 39.6634 | 0 | 0.00068231 | 58.8235 | 0 | 0% | 536.6569 | 110.0856 | 536.6569 | 110.0856
453.4 | 423.1087 | 11.5966 | 39.346 | 0 | 6.5827e-05 | 58.8282 | 0 | 0% | 532.8795 | 109.7709 | 532.8795 | 109.7709
453.42 | 419.3094 | 11.5952 | 38.9973 | 0 | 0 | 58.8328 | 0 | 0% | 528.7348 | 109.4254 | 528.7348 | 109.4254
453.44 | 415.9393 | 11.5939 | 38.6884 | 0 | 6.582e-05 | 58.8375 | 0 | 0% | 525.0591 | 109.1199 | 525.0591 | 109.1199
453.46 | 413.7839 | 11.5925 | 38.4925 | 0 | 0.00062373 | 58.8422 | 0 | 0% | 522.7117 | 108.9278 | 522.7117 | 108.9278
453.48 | 413.4056 | 11.5911 | 38.4619 | 0 | 0.0046647 | 58.8469 | 0 | 0% | 522.3102 | 108.9046 | 522.3102 | 108.9046
453.5 | 414.9487 | 11.5897 | 38.6101 | 0 | 0.027533 | 58.8515 | 0 | 0% | 524.0276 | 109.0789 | 524.0276 | 109.0789
453.52 | 418.0746 | 11.5883 | 38.9056 | 0 | 0.12831 | 58.8562 | 0 | 0% | 527.553 | 109.4784 | 527.553 | 109.4784
453.54 | 422.0781 | 11.5869 | 39.2828 | 0 | 0.47204 | 58.8609 | 0 | 0% | 532.2807 | 110.2027 | 532.2807 | 110.2027
453.56 | 426.1616 | 11.5855 | 39.6675 | 0 | 1.3721 | 58.8656 | 0 | 0% | 537.6523 | 111.4907 | 537.6523 | 111.4907
453.58 | 429.7309 | 11.5841 | 40.0044 | 0 | 3.1573 | 58.8703 | 0 | 0% | 543.3469 | 113.6161 | 543.3469 | 113.6161
453.6 | 432.5565 | 11.5828 | 40.2721 | 0 | 5.7803 | 58.8749 | 0 | 0% | 549.0667 | 116.5101 | 549.0667 | 116.5101
453.62 | 434.753 | 11.5814 | 40.4814 | 0 | 8.5345 | 58.8796 | 0 | 0% | 554.2298 | 119.4768 | 554.2298 | 119.4768
453.64 | 436.6316 | 11.58 | 40.6611 | 0 | 10.5155 | 58.8843 | 0 | 0% | 558.2725 | 121.6408 | 558.2725 | 121.6408
453.66 | 438.5152 | 11.5786 | 40.8413 | 0 | 11.6392 | 58.889 | 0 | 0% | 561.4632 | 122.948 | 561.4632 | 122.948
453.68 | 440.601 | 11.5772 | 41.0404 | 0 | 12.8752 | 58.8937 | 0 | 0% | 564.9874 | 124.3864 | 564.9874 | 124.3864
453.7 | 442.9338 | 11.5758 | 41.2625 | 0 | 15.0287 | 58.8983 | 0 | 0% | 569.6992 | 126.7654 | 569.6992 | 126.7654
453.72 | 445.4712 | 11.5744 | 41.5038 | 0 | 17.4838 | 58.903 | 0 | 0% | 574.9363 | 129.465 | 574.9363 | 129.465
453.74 | 448.1649 | 11.573 | 41.7597 | 0 | 18.6584 | 58.9077 | 0 | 0% | 579.0636 | 130.8988 | 579.0636 | 130.8988
453.76 | 450.9916 | 11.5716 | 42.028 | 0 | 17.7593 | 58.9124 | 0 | 0% | 581.2628 | 130.2713 | 581.2628 | 130.2713
453.78 | 453.9284 | 11.5703 | 42.3067 | 0 | 15.7186 | 58.917 | 0 | 0% | 582.441 | 128.5126 | 582.441 | 128.5126
453.8 | 456.902 | 11.5689 | 42.5888 | 0 | 14.1324 | 58.9217 | 0 | 0% | 584.1138 | 127.2118 | 584.1138 | 127.2118
453.82 | 459.7598 | 11.5675 | 42.8602 | 0 | 13.4366 | 58.9264 | 0 | 0% | 586.5505 | 126.7907 | 586.5505 | 126.7907
453.84 | 462.3074 | 11.5661 | 43.1028 | 0 | 12.5563 | 58.9311 | 0 | 0% | 588.4636 | 126.1562 | 588.4636 | 126.1562
453.86 | 464.4128 | 11.5647 | 43.3041 | 0 | 10.4283 | 58.9358 | 0 | 0% | 588.6456 | 124.2329 | 588.6456 | 124.2329
453.88 | 466.107 | 11.5633 | 43.4672 | 0 | 7.4058 | 58.9404 | 0 | 0% | 587.4838 | 121.3768 | 587.4838 | 121.3768
453.9 | 467.5959 | 11.5619 | 43.6112 | 0 | 4.925 | 58.9451 | 0 | 0% | 586.6391 | 119.0432 | 586.6391 | 119.0432
453.92 | 469.1665 | 11.5605 | 43.7628 | 0 | 4.1583 | 58.9498 | 0 | 0% | 587.598 | 118.4315 | 587.598 | 118.4315
453.94 | 471.0508 | 11.5591 | 43.9438 | 0 | 5.1936 | 58.9545 | 0 | 0% | 590.7018 | 119.651 | 590.7018 | 119.651
453.96 | 473.3171 | 11.5578 | 44.1604 | 0 | 7.2226 | 58.9591 | 0 | 0% | 595.2171 | 121.9 | 595.2171 | 121.9
453.98 | 475.8278 | 11.5564 | 44.3999 | 0 | 9.384 | 58.9638 | 0 | 0% | 600.1319 | 124.3041 | 600.1319 | 124.3041
454 | 478.279 | 11.555 | 44.6339 | 0 | 11.5172 | 58.9685 | 0 | 0% | 604.9536 | 126.6746 | 604.9536 | 126.6746
454.02 | 480.3057 | 11.5536 | 44.8283 | 0 | 13.8937 | 58.9731 | 0 | 0% | 609.5543 | 129.2487 | 609.5543 | 129.2487
454.04 | 481.6092 | 11.5522 | 44.9552 | 0 | 16.101 | 58.9777 | 0 | 0% | 613.1953 | 131.5861 | 613.1953 | 131.5861
454.06 | 482.0616 | 11.5508 | 45.0027 | 0 | 16.8189 | 58.9824 | 0 | 0% | 614.4164 | 132.3548 | 614.4164 | 132.3548
454.08 | 481.7457 | 11.5494 | 44.9785 | 0 | 15.2168 | 58.987 | 0 | 0% | 612.4774 | 130.7316 | 612.4774 | 130.7316
454.1 | 480.9117 | 11.548 | 44.9059 | 0 | 12.0529 | 58.9916 | 0 | 0% | 608.4102 | 127.4985 | 608.4102 | 127.4985
454.12 | 479.8703 | 11.5466 | 44.814 | 0 | 8.8341 | 58.9963 | 0 | 0% | 604.0612 | 124.1908 | 604.0612 | 124.1908
454.14 | 478.8813 | 11.5452 | 44.7269 | 0 | 6.3337 | 59.0009 | 0 | 0% | 600.488 | 121.6067 | 600.488 | 121.6067
454.16 | 478.0855 | 11.5438 | 44.6578 | 0 | 4.4306 | 59.0055 | 0 | 0% | 597.7232 | 119.6377 | 597.7232 | 119.6377
454.18 | 477.4924 | 11.5424 | 44.6077 | 0 | 2.9865 | 59.0101 | 0 | 0% | 595.6391 | 118.1467 | 595.6391 | 118.1467
454.2 | 477.0078 | 11.541 | 44.5677 | 0 | 2.381 | 59.0148 | 0 | 0% | 594.5123 | 117.5045 | 594.5123 | 117.5045
454.22 | 476.4815 | 11.5396 | 44.5238 | 0 | 3.3515 | 59.0194 | 0 | 0% | 594.9158 | 118.4343 | 594.9158 | 118.4343
454.24 | 475.7539 | 11.5382 | 44.4611 | 0 | 6.4751 | 59.024 | 0 | 0% | 597.2522 | 121.4983 | 597.2522 | 121.4983
454.26 | 474.6894 | 11.5368 | 44.3668 | 0 | 11.3784 | 59.0286 | 0 | 0% | 601.0001 | 126.3107 | 601.0001 | 126.3107
454.28 | 473.1956 | 11.5354 | 44.2325 | 0 | 16.1601 | 59.0333 | 0 | 0% | 604.1568 | 130.9612 | 604.1568 | 130.9612
454.3 | 471.2353 | 11.534 | 44.0545 | 0 | 18.1824 | 59.0379 | 0 | 0% | 604.044 | 132.8087 | 604.044 | 132.8087
454.32 | 468.8365 | 11.5325 | 43.8355 | 0 | 16.1722 | 59.0424 | 0 | 0% | 599.4191 | 130.5826 | 599.4191 | 130.5826
454.34 | 466.1036 | 11.5311 | 43.5853 | 0 | 11.4361 | 59.0468 | 0 | 0% | 591.7029 | 125.5993 | 591.7029 | 125.5993
454.36 | 463.2236 | 11.5296 | 43.3212 | 0 | 6.6874 | 59.0512 | 0 | 0% | 583.813 | 120.5894 | 583.813 | 120.5894
454.38 | 460.4564 | 11.5281 | 43.0677 | 0 | 3.9698 | 59.0554 | 0 | 0% | 578.0775 | 117.6211 | 578.0775 | 117.6211
454.4 | 458.0959 | 11.5266 | 42.8522 | 0 | 3.8058 | 59.0596 | 0 | 0% | 575.3401 | 117.2442 | 575.3401 | 117.2442
454.42 | 456.4015 | 11.5251 | 42.6989 | 0 | 5.5776 | 59.0638 | 0 | 0% | 575.2669 | 118.8654 | 575.2669 | 118.8654
454.44 | 455.5239 | 11.5236 | 42.622 | 0 | 8.1066 | 59.0681 | 0 | 0% | 576.8442 | 121.3203 | 576.8442 | 121.3203
454.46 | 455.4549 | 11.5222 | 42.6207 | 0 | 10.2449 | 59.0726 | 0 | 0% | 578.9152 | 123.4603 | 578.9152 | 123.4603
454.48 | 456.024 | 11.5208 | 42.679 | 0 | 11.5345 | 59.0771 | 0 | 0% | 580.8354 | 124.8114 | 580.8354 | 124.8114
454.5 | 456.9509 | 11.5194 | 42.7709 | 0 | 12.2971 | 59.0817 | 0 | 0% | 582.62 | 125.6691 | 582.62 | 125.6691
454.52 | 457.9358 | 11.518 | 42.8681 | 0 | 12.8615 | 59.0864 | 0 | 0% | 584.2698 | 126.334 | 584.2698 | 126.334
454.54 | 458.7417 | 11.5166 | 42.9486 | 0 | 12.8757 | 59.0911 | 0 | 0% | 585.1736 | 126.432 | 585.1736 | 126.432
454.56 | 459.2322 | 11.5152 | 42.9996 | 0 | 11.6408 | 59.0957 | 0 | 0% | 584.4835 | 125.2514 | 584.4835 | 125.2514
454.58 | 459.3651 | 11.5138 | 43.0171 | 0 | 9.0299 | 59.1004 | 0 | 0% | 582.0263 | 122.6613 | 582.0263 | 122.6613
454.6 | 459.1611 | 11.5124 | 43.0031 | 0 | 5.8156 | 59.1051 | 0 | 0% | 578.5973 | 119.4362 | 578.5973 | 119.4362
454.62 | 458.6663 | 11.511 | 42.9619 | 0 | 3.05 | 59.1098 | 0 | 0% | 575.299 | 116.6327 | 575.299 | 116.6327
454.64 | 457.9176 | 11.5096 | 42.8968 | 0 | 1.2876 | 59.1145 | 0 | 0% | 572.7261 | 114.8085 | 572.7261 | 114.8085
454.66 | 456.9143 | 11.5082 | 42.8079 | 0 | 0.43438 | 59.1191 | 0 | 0% | 570.7839 | 113.8696 | 570.7839 | 113.8696
454.68 | 455.5998 | 11.5069 | 42.6897 | 0 | 0.11657 | 59.1238 | 0 | 0% | 569.0368 | 113.437 | 569.0368 | 113.437
454.7 | 453.8614 | 11.5055 | 42.5319 | 0 | 0.024814 | 59.1285 | 0 | 0% | 567.0521 | 113.1906 | 567.0521 | 113.1906
454.72 | 451.5608 | 11.5041 | 42.3213 | 0 | 0.0041819 | 59.1332 | 0 | 0% | 564.5235 | 112.9627 | 564.5235 | 112.9627
454.74 | 448.6066 | 11.5027 | 42.0493 | 0 | 0.00055429 | 59.1379 | 0 | 0% | 561.297 | 112.6904 | 561.297 | 112.6904
454.76 | 445.0538 | 11.5013 | 41.7212 | 0 | 5.8492e-05 | 59.1425 | 0 | 0% | 557.4189 | 112.3651 | 557.4189 | 112.3651
454.78 | 441.1767 | 11.4999 | 41.3627 | 0 | 0 | 59.1472 | 0 | 0% | 553.1865 | 112.0098 | 553.1865 | 112.0098
454.8 | 437.4503 | 11.4985 | 41.0182 | 0 | 0 | 59.1519 | 0 | 0% | 549.1189 | 111.6686 | 549.1189 | 111.6686
454.82 | 434.432 | 11.4971 | 40.74 | 0 | 0 | 59.1566 | 0 | 0% | 545.8257 | 111.3938 | 545.8257 | 111.3938
454.84 | 432.599 | 11.4958 | 40.573 | 0 | 0 | 59.1613 | 0 | 0% | 543.829 | 111.23 | 543.829 | 111.23
454.86 | 432.2128 | 11.4944 | 40.5417 | 0 | 0 | 59.166 | 0 | 0% | 543.4148 | 111.202 | 543.4148 | 111.202
454.88 | 433.256 | 11.493 | 40.6444 | 0 | 0 | 59.1706 | 0 | 0% | 544.564 | 111.308 | 544.564 | 111.308
454.9 | 435.4583 | 11.4916 | 40.8559 | 0 | 0 | 59.1753 | 0 | 0% | 546.9811 | 111.5228 | 546.9811 | 111.5228
454.92 | 438.3954 | 11.4902 | 41.1364 | 0 | 1.6179e-14 | 59.18 | 0 | 0% | 550.202 | 111.8066 | 550.202 | 111.8066
454.94 | 441.6104 | 11.4889 | 41.443 | 0 | 0 | 59.1847 | 0 | 0% | 553.7269 | 112.1165 | 553.7269 | 112.1165
454.96 | 444.7131 | 11.4877 | 41.7391 | 0 | 0 | 59.1894 | 0 | 0% | 557.1292 | 112.4161 | 557.1292 | 112.4161
454.98 | 447.4371 | 11.4866 | 41.9997 | 0 | 0 | 59.194 | 0 | 0% | 560.1174 | 112.6803 | 560.1174 | 112.6803
455 | 449.6524 | 11.4858 | 42.2126 | 0 | 1.5863e-13 | 59.1987 | 0 | 0% | 562.5495 | 112.8971 | 562.5495 | 112.8971
455.02 | 451.3503 | 11.4852 | 42.377 | 0 | 0 | 59.2034 | 0 | 0% | 564.4159 | 113.0656 | 564.4159 | 113.0656
455.04 | 452.6174 | 11.4849 | 42.501 | 0 | 0 | 59.2081 | 0 | 0% | 565.8113 | 113.194 | 565.8113 | 113.194
455.06 | 453.6045 | 11.4847 | 42.5988 | 0 | 1.5741e-13 | 59.2128 | 0 | 0% | 566.9008 | 113.2962 | 566.9008 | 113.2962
455.08 | 454.4914 | 11.4847 | 42.6871 | 0 | 2.4842e-13 | 59.2174 | 0 | 0% | 567.8806 | 113.3892 | 567.8806 | 113.3892
455.1 | 455.4403 | 11.4846 | 42.7813 | 0 | 3.492e-13 | 59.2221 | 0 | 0% | 568.9284 | 113.4881 | 568.9284 | 113.4881
455.12 | 456.5462 | 11.4846 | 42.8903 | 0 | 3.6875e-13 | 59.2268 | 0 | 0% | 570.1479 | 113.6017 | 570.1479 | 113.6017
455.14 | 457.7987 | 11.4846 | 43.0131 | 0 | 4.1291e-13 | 59.2314 | 0 | 0% | 571.5279 | 113.7291 | 571.5279 | 113.7291
455.16 | 459.0778 | 11.4846 | 43.1384 | 0 | 1.8539e-13 | 59.2361 | 0 | 0% | 572.9369 | 113.8591 | 572.9369 | 113.8591
455.18 | 460.1846 | 11.4846 | 43.2476 | 0 | 0 | 59.2407 | 0 | 0% | 574.1574 | 113.9728 | 574.1574 | 113.9728
455.2 | 460.9078 | 11.4845 | 43.3207 | 0 | 2.3527e-13 | 59.2452 | 0 | 0% | 574.9582 | 114.0504 | 574.9582 | 114.0504
455.22 | 461.112 | 11.4845 | 43.345 | 0 | 3.8695e-13 | 59.2498 | 0 | 0% | 575.1913 | 114.0793 | 575.1913 | 114.0793
455.24 | 460.8219 | 11.4845 | 43.3229 | 0 | 0.00021197 | 59.2543 | 0 | 0% | 574.8838 | 114.0619 | 574.8838 | 114.0619
455.26 | 460.2639 | 11.4844 | 43.2756 | 0 | 0.0020087 | 59.2589 | 0 | 0% | 574.2849 | 114.0209 | 574.2849 | 114.0209
455.28 | 459.8253 | 11.4844 | 43.2395 | 0 | 0.015154 | 59.2635 | 0 | 0% | 573.8278 | 114.0025 | 573.8278 | 114.0025
455.3 | 459.9065 | 11.4844 | 43.2524 | 0 | 0.089915 | 59.268 | 0 | 0% | 574.0012 | 114.0946 | 574.0012 | 114.0946
455.32 | 460.7129 | 11.4843 | 43.3334 | 0 | 0.42236 | 59.2726 | 0 | 0% | 575.2255 | 114.5126 | 575.2255 | 114.5126
455.34 | 462.1042 | 11.4843 | 43.4695 | 0 | 1.5735 | 59.2771 | 0 | 0% | 577.9085 | 115.8044 | 577.9085 | 115.8044
455.36 | 463.5965 | 11.4842 | 43.6151 | 0 | 4.662 | 59.2816 | 0 | 0% | 582.6394 | 119.043 | 582.6394 | 119.043
455.38 | 464.5201 | 11.4842 | 43.7071 | 0 | 11.0306 | 59.2862 | 0 | 0% | 590.0283 | 125.5081 | 590.0283 | 125.5081
455.4 | 464.2749 | 11.4842 | 43.6892 | 0 | 20.9651 | 59.2907 | 0 | 0% | 599.7041 | 135.4293 | 599.7041 | 135.4293
455.42 | 462.5831 | 11.4841 | 43.5352 | 0 | 32.2624 | 59.2953 | 0 | 0% | 609.1601 | 146.577 | 609.1601 | 146.577
455.44 | 459.6093 | 11.4841 | 43.2604 | 0 | 40.5824 | 59.2998 | 0 | 0% | 614.236 | 154.6267 | 614.236 | 154.6267
455.46 | 455.8761 | 11.4841 | 42.9142 | 0 | 42.1395 | 59.3044 | 0 | 0% | 611.7181 | 155.8421 | 611.7181 | 155.8421
455.48 | 452.0483 | 11.484 | 42.559 | 0 | 36.3994 | 59.3089 | 0 | 0% | 601.7996 | 149.7513 | 601.7996 | 149.7513
455.5 | 448.712 | 11.484 | 42.25 | 0 | 26.2335 | 59.3134 | 0 | 0% | 587.9929 | 139.2809 | 587.9929 | 139.2809
455.52 | 446.2292 | 11.4839 | 42.0214 | 0 | 15.7305 | 59.3179 | 0 | 0% | 574.7829 | 128.5537 | 574.7829 | 128.5537
455.54 | 444.7 | 11.4838 | 41.8825 | 0 | 7.7885 | 59.3223 | 0 | 0% | 565.1773 | 120.4772 | 565.1773 | 120.4772
455.56 | 444.0215 | 11.4837 | 41.8238 | 0 | 3.1532 | 59.3266 | 0 | 0% | 559.8089 | 115.7874 | 559.8089 | 115.7874
455.58 | 443.9846 | 11.4836 | 41.8255 | 0 | 1.034 | 59.3308 | 0 | 0% | 557.6585 | 113.6739 | 557.6585 | 113.6739
455.6 | 444.3406 | 11.4835 | 41.8642 | 0 | 0.27246 | 59.3349 | 0 | 0% | 557.2958 | 112.9551 | 557.2958 | 112.9551
455.62 | 444.8251 | 11.4833 | 41.915 | 0 | 0.057358 | 59.3391 | 0 | 0% | 557.6199 | 112.7948 | 557.6199 | 112.7948
455.64 | 445.1758 | 11.4832 | 41.9532 | 0 | 0.0096074 | 59.3433 | 0 | 0% | 557.9651 | 112.7893 | 557.9651 | 112.7893
455.66 | 445.1777 | 11.4831 | 41.9585 | 0 | 0.0012593 | 59.3476 | 0 | 0% | 557.9682 | 112.7905 | 557.9682 | 112.7905
455.68 | 444.7295 | 11.4831 | 41.9213 | 0 | 0.0001333 | 59.3521 | 0 | 0% | 557.486 | 112.7566 | 557.486 | 112.7566
455.7 | 443.9028 | 11.4831 | 41.8484 | 0 | 2.0469e-07 | 59.3567 | 0 | 0% | 556.5909 | 112.6881 | 556.5909 | 112.6881
455.72 | 442.9538 | 11.483 | 41.7639 | 0 | 0 | 59.3613 | 0 | 0% | 555.562 | 112.6082 | 555.562 | 112.6082
455.74 | 442.2462 | 11.483 | 41.7022 | 0 | 0 | 59.366 | 0 | 0% | 554.7974 | 112.5512 | 554.7974 | 112.5512
455.76 | 442.0954 | 11.483 | 41.693 | 0 | 0 | 59.3707 | 0 | 0% | 554.6421 | 112.5467 | 554.6421 | 112.5467
455.78 | 442.6167 | 11.483 | 41.7471 | 0 | 0 | 59.3753 | 0 | 0% | 555.2222 | 112.6055 | 555.2222 | 112.6055
455.8 | 443.6815 | 11.483 | 41.8526 | 0 | 0 | 59.38 | 0 | 0% | 556.3971 | 112.7156 | 556.3971 | 112.7156
455.82 | 445.004 | 11.483 | 41.9824 | 0 | 0 | 59.3847 | 0 | 0% | 557.854 | 112.8501 | 557.854 | 112.8501
455.84 | 446.2964 | 11.483 | 42.1093 | 0 | 0 | 59.3894 | 0 | 0% | 559.2781 | 112.9817 | 559.2781 | 112.9817
455.86 | 447.4136 | 11.483 | 42.2197 | 0 | 0 | 59.3941 | 0 | 0% | 560.5104 | 113.0968 | 560.5104 | 113.0968
455.88 | 448.4256 | 11.483 | 42.3203 | 0 | 2.9156e-14 | 59.3987 | 0 | 0% | 561.6277 | 113.202 | 561.6277 | 113.202
455.9 | 449.5851 | 11.483 | 42.4348 | 0 | 8.629e-14 | 59.4034 | 0 | 0% | 562.9064 | 113.3212 | 562.9064 | 113.3212
455.92 | 451.2102 | 11.483 | 42.5933 | 0 | 3.5055e-14 | 59.4081 | 0 | 0% | 564.6946 | 113.4844 | 564.6946 | 113.4844
455.94 | 453.5508 | 11.483 | 42.8194 | 0 | 1.0382e-13 | 59.4128 | 0 | 0% | 567.266 | 113.7152 | 567.266 | 113.7152
455.96 | 456.6976 | 11.483 | 43.1217 | 0 | 7.9548e-14 | 59.4175 | 0 | 0% | 570.7198 | 114.0221 | 570.7198 | 114.0221
455.98 | 460.5505 | 11.483 | 43.4907 | 0 | 1.9954e-13 | 59.4221 | 0 | 0% | 574.9463 | 114.3958 | 574.9463 | 114.3958
456 | 464.8399 | 11.483 | 43.9011 | 0 | 1.2404e-13 | 59.4268 | 0 | 0% | 579.6507 | 114.8108 | 579.6507 | 114.8108
456.02 | 469.1895 | 11.4829 | 44.3172 | 0 | 0 | 59.4314 | 0 | 0% | 584.421 | 115.2314 | 584.421 | 115.2314
456.04 | 473.201 | 11.4829 | 44.7014 | 0 | 1.6988e-13 | 59.4359 | 0 | 0% | 588.8213 | 115.6202 | 588.8213 | 115.6202
456.06 | 476.5407 | 11.4829 | 45.0223 | 0 | 2.1572e-13 | 59.4405 | 0 | 0% | 592.4863 | 115.9456 | 592.4863 | 115.9456
456.08 | 479.0018 | 11.4828 | 45.2602 | 0 | 0 | 59.445 | 0 | 0% | 595.1897 | 116.1879 | 595.1897 | 116.1879
456.1 | 480.525 | 11.4828 | 45.4095 | 0 | 1.6719e-13 | 59.4494 | 0 | 0% | 596.8668 | 116.3417 | 596.8668 | 116.3417
456.12 | 481.1837 | 11.4827 | 45.4772 | 0 | 1.7797e-13 | 59.4539 | 0 | 0% | 597.5976 | 116.4138 | 597.5976 | 116.4138
456.14 | 481.1492 | 11.4826 | 45.4794 | 0 | 3.7752e-14 | 59.4584 | 0 | 0% | 597.5696 | 116.4204 | 597.5696 | 116.4204
456.16 | 480.6525 | 11.4826 | 45.4379 | 0 | 8.629e-14 | 59.4628 | 0 | 0% | 597.0358 | 116.3833 | 597.0358 | 116.3833
456.18 | 479.9448 | 11.4825 | 45.3765 | 0 | 1.3887e-13 | 59.4673 | 0 | 0% | 596.2711 | 116.3263 | 596.2711 | 116.3263
456.2 | 479.2547 | 11.4825 | 45.3167 | 0 | 5.7302e-14 | 59.4718 | 0 | 0% | 595.5257 | 116.271 | 595.5257 | 116.271
456.22 | 478.7424 | 11.4824 | 45.2737 | 0 | 1.3078e-13 | 59.4762 | 0 | 0% | 594.9748 | 116.2324 | 594.9748 | 116.2324
456.24 | 478.4675 | 11.4824 | 45.2533 | 0 | 9.8087e-14 | 59.4807 | 0 | 0% | 594.6838 | 116.2163 | 594.6838 | 116.2163
456.26 | 478.3865 | 11.4823 | 45.2511 | 0 | 6.4549e-14 | 59.4851 | 0 | 0% | 594.6051 | 116.2186 | 594.6051 | 116.2186
456.28 | 478.3817 | 11.4822 | 45.2562 | 0 | 4.0675e-14 | 59.4896 | 0 | 0% | 594.6097 | 116.228 | 594.6097 | 116.228
456.3 | 478.3135 | 11.4822 | 45.2553 | 0 | 0 | 59.494 | 0 | 0% | 594.5449 | 116.2314 | 594.5449 | 116.2314
456.32 | 478.0754 | 11.4821 | 45.2384 | 0 | 0 | 59.4983 | 0 | 0% | 594.2942 | 116.2187 | 594.2942 | 116.2187
456.34 | 477.6231 | 11.482 | 45.2011 | 0 | 0 | 59.5026 | 0 | 0% | 593.8087 | 116.1857 | 593.8087 | 116.1857
456.36 | 476.9631 | 11.4818 | 45.1443 | 0 | 0 | 59.5068 | 0 | 0% | 593.0959 | 116.1329 | 593.0959 | 116.1329
456.38 | 476.122 | 11.4817 | 45.0702 | 0 | 0 | 59.5109 | 0 | 0% | 592.1848 | 116.0629 | 592.1848 | 116.0629
456.4 | 475.1244 | 11.4816 | 44.9813 | 0 | 0 | 59.5152 | 0 | 0% | 591.1025 | 115.9781 | 591.1025 | 115.9781
456.42 | 473.9911 | 11.4815 | 44.8795 | 0 | 6.5755e-05 | 59.5195 | 0 | 0% | 589.8717 | 115.8806 | 589.8717 | 115.8806
456.44 | 472.7423 | 11.4815 | 44.7667 | 0 | 0.00062311 | 59.524 | 0 | 0% | 588.5151 | 115.7728 | 588.5151 | 115.7728
456.46 | 471.3959 | 11.4814 | 44.6446 | 0 | 0.0046601 | 59.5286 | 0 | 0% | 587.0552 | 115.6593 | 587.0552 | 115.6593
456.48 | 469.9616 | 11.4814 | 44.5141 | 0 | 0.027506 | 59.5332 | 0 | 0% | 585.5178 | 115.5562 | 585.5178 | 115.5562
456.5 | 468.4421 | 11.4814 | 44.3755 | 0 | 0.12813 | 59.5379 | 0 | 0% | 583.9651 | 115.5229 | 583.9651 | 115.5229
456.52 | 466.8474 | 11.4814 | 44.2297 | 0 | 0.47105 | 59.5426 | 0 | 0% | 582.5721 | 115.7247 | 582.5721 | 115.7247
456.54 | 465.2153 | 11.4814 | 44.0804 | 0 | 1.3667 | 59.5472 | 0 | 0% | 581.691 | 116.4757 | 581.691 | 116.4757
456.56 | 463.6309 | 11.4814 | 43.9356 | 0 | 3.1297 | 59.5518 | 0 | 0% | 581.7294 | 118.0984 | 581.7294 | 118.0984
456.58 | 462.222 | 11.4813 | 43.8073 | 0 | 5.656 | 59.5564 | 0 | 0% | 582.7231 | 120.5011 | 582.7231 | 120.5011
456.6 | 461.1197 | 11.4813 | 43.7082 | 0 | 8.067 | 59.5609 | 0 | 0% | 583.9371 | 122.8174 | 583.9371 | 122.8174
456.62 | 460.3998 | 11.4813 | 43.6452 | 0 | 9.0806 | 59.5654 | 0 | 0% | 584.1724 | 123.7726 | 584.1724 | 123.7726
456.64 | 460.053 | 11.4812 | 43.6176 | 0 | 8.067 | 59.5699 | 0 | 0% | 582.7888 | 122.7358 | 582.7888 | 122.7358
456.66 | 460.0087 | 11.4811 | 43.6187 | 0 | 5.656 | 59.5744 | 0 | 0% | 580.3389 | 120.3303 | 580.3389 | 120.3303
456.68 | 460.1901 | 11.4811 | 43.6412 | 0 | 3.1297 | 59.5789 | 0 | 0% | 578.0209 | 117.8309 | 578.0209 | 117.8309
456.7 | 460.5518 | 11.481 | 43.6809 | 0 | 1.3667 | 59.5833 | 0 | 0% | 576.6638 | 116.1119 | 576.6638 | 116.1119
456.72 | 461.0825 | 11.481 | 43.7366 | 0 | 0.47112 | 59.5877 | 0 | 0% | 576.3588 | 115.2763 | 576.3588 | 115.2763
456.74 | 461.782 | 11.4809 | 43.8083 | 0 | 0.12875 | 59.592 | 0 | 0% | 576.792 | 115.01 | 576.792 | 115.01
456.76 | 462.6373 | 11.4808 | 43.8949 | 0 | 0.032165 | 59.5963 | 0 | 0% | 577.6415 | 115.0041 | 577.6415 | 115.0041
456.78 | 463.6125 | 11.4806 | 43.9929 | 0 | 0.032162 | 59.6004 | 0 | 0% | 578.7186 | 115.1061 | 578.7186 | 115.1061
456.8 | 464.6654 | 11.4805 | 44.0984 | 0 | 0.12874 | 59.6045 | 0 | 0% | 579.9774 | 115.312 | 579.9774 | 115.312
456.82 | 465.7817 | 11.4803 | 44.2098 | 0 | 0.47106 | 59.6085 | 0 | 0% | 581.5514 | 115.7697 | 581.5514 | 115.7697
456.84 | 466.9981 | 11.4802 | 44.3308 | 0 | 1.3666 | 59.6126 | 0 | 0% | 583.7883 | 116.7902 | 583.7883 | 116.7902
456.86 | 468.393 | 11.48 | 44.4687 | 0 | 3.1293 | 59.6168 | 0 | 0% | 587.0879 | 118.6949 | 587.0879 | 118.6949
456.88 | 470.0402 | 11.48 | 44.6306 | 0 | 5.6553 | 59.6212 | 0 | 0% | 591.4272 | 121.387 | 591.4272 | 121.387
456.9 | 471.9404 | 11.4799 | 44.8165 | 0 | 8.066 | 59.6257 | 0 | 0% | 595.9285 | 123.9881 | 595.9285 | 123.9881
456.92 | 473.9619 | 11.4799 | 45.0139 | 0 | 9.0795 | 59.6303 | 0 | 0% | 599.1655 | 125.2035 | 599.1655 | 125.2035
456.94 | 475.8357 | 11.4799 | 45.1973 | 0 | 8.066 | 59.6349 | 0 | 0% | 600.2138 | 124.3781 | 600.2138 | 124.3781
456.96 | 477.2248 | 11.4799 | 45.3347 | 0 | 5.6553 | 59.6396 | 0 | 0% | 599.3342 | 122.1094 | 599.3342 | 122.1094
456.98 | 477.8401 | 11.4799 | 45.3985 | 0 | 3.1293 | 59.6443 | 0 | 0% | 597.492 | 119.6519 | 597.492 | 119.6519
457 | 477.5509 | 11.4799 | 45.3765 | 0 | 1.3666 | 59.6489 | 0 | 0% | 595.4227 | 117.8719 | 595.4227 | 117.8719
457.02 | 476.4439 | 11.4799 | 45.2767 | 0 | 0.47099 | 59.6536 | 0 | 0% | 593.3251 | 116.8812 | 593.3251 | 116.8812
457.04 | 474.7959 | 11.4798 | 45.1255 | 0 | 0.12811 | 59.6583 | 0 | 0% | 591.1877 | 116.3918 | 591.1877 | 116.3918
457.06 | 472.9633 | 11.4798 | 44.9568 | 0 | 0.027502 | 59.6629 | 0 | 0% | 589.0904 | 116.127 | 589.0904 | 116.127
457.08 | 471.2523 | 11.4798 | 44.7996 | 0 | 0.0046595 | 59.6675 | 0 | 0% | 587.2038 | 115.9516 | 587.2038 | 115.9516
457.1 | 469.8463 | 11.4798 | 44.6713 | 0 | 0.00062303 | 59.6721 | 0 | 0% | 585.6701 | 115.8238 | 585.6701 | 115.8238
457.12 | 468.8109 | 11.4797 | 44.5783 | 0 | 6.5746e-05 | 59.6765 | 0 | 0% | 584.5456 | 115.7347 | 584.5456 | 115.7347
457.14 | 468.1423 | 11.4797 | 44.5202 | 0 | 0 | 59.681 | 0 | 0% | 583.8231 | 115.6808 | 583.8231 | 115.6808
457.16 | 467.8182 | 11.4796 | 44.4948 | 0 | 0 | 59.6854 | 0 | 0% | 583.478 | 115.6598 | 583.478 | 115.6598
457.18 | 467.8244 | 11.4795 | 44.5008 | 0 | 0 | 59.6898 | 0 | 0% | 583.4945 | 115.6702 | 583.4945 | 115.6702
457.2 | 468.1434 | 11.4795 | 44.5366 | 0 | 0 | 59.6943 | 0 | 0% | 583.8537 | 115.7103 | 583.8537 | 115.7103
457.22 | 468.7222 | 11.4794 | 44.5971 | 0 | 0 | 59.6987 | 0 | 0% | 584.4974 | 115.7752 | 584.4974 | 115.7752
457.24 | 469.4511 | 11.4793 | 44.6718 | 0 | 0 | 59.7032 | 0 | 0% | 585.3055 | 115.8544 | 585.3055 | 115.8544
457.26 | 470.1785 | 11.4793 | 44.7465 | 0 | 0 | 59.7078 | 0 | 0% | 586.1121 | 115.9336 | 586.1121 | 115.9336
457.28 | 470.7535 | 11.4793 | 44.8066 | 0 | 0 | 59.7123 | 0 | 0% | 586.7517 | 115.9982 | 586.7517 | 115.9982
457.3 | 471.0748 | 11.4792 | 44.8427 | 0 | 0 | 59.7169 | 0 | 0% | 587.1137 | 116.0388 | 587.1137 | 116.0388
457.32 | 471.1251 | 11.4792 | 44.8529 | 0 | 0 | 59.7215 | 0 | 0% | 587.1788 | 116.0537 | 587.1788 | 116.0537
457.34 | 470.9705 | 11.4792 | 44.8437 | 0 | 0 | 59.7261 | 0 | 0% | 587.0195 | 116.0489 | 587.0195 | 116.0489
457.36 | 470.7238 | 11.4791 | 44.8257 | 0 | 0 | 59.7305 | 0 | 0% | 586.7592 | 116.0354 | 586.7592 | 116.0354
457.38 | 470.4952 | 11.479 | 44.8096 | 0 | 0 | 59.7349 | 0 | 0% | 586.5186 | 116.0235 | 586.5186 | 116.0235
457.4 | 470.3636 | 11.4789 | 44.8026 | 0 | 0 | 59.7391 | 0 | 0% | 586.3842 | 116.0206 | 586.3842 | 116.0206
457.42 | 470.3792 | 11.4788 | 44.8097 | 0 | 0 | 59.7432 | 0 | 0% | 586.4109 | 116.0317 | 586.4109 | 116.0317
457.44 | 470.5883 | 11.4786 | 44.8353 | 0 | 0 | 59.7473 | 0 | 0% | 586.6495 | 116.0612 | 586.6495 | 116.0612
457.46 | 471.0631 | 11.4785 | 44.8861 | 0 | 0 | 59.7515 | 0 | 0% | 587.1792 | 116.1161 | 587.1792 | 116.1161
457.48 | 471.9126 | 11.4784 | 44.9726 | 0 | 1.2303e-14 | 59.7558 | 0 | 0% | 588.1195 | 116.2068 | 588.1195 | 116.2068
457.5 | 473.2587 | 11.4784 | 45.1065 | 0 | 4.5504e-15 | 59.7602 | 0 | 0% | 589.6038 | 116.345 | 589.6038 | 116.345
457.52 | 475.1805 | 11.4783 | 45.2952 | 0 | 1.0786e-14 | 59.7647 | 0 | 0% | 591.7187 | 116.5382 | 591.7187 | 116.5382
457.54 | 477.6593 | 11.4783 | 45.537 | 0 | 0 | 59.7693 | 0 | 0% | 594.4439 | 116.7846 | 594.4439 | 116.7846
457.56 | 480.5512 | 11.4783 | 45.8183 | 0 | 0 | 59.7739 | 0 | 0% | 597.6216 | 117.0705 | 597.6216 | 117.0705
457.58 | 483.5949 | 11.4782 | 46.1141 | 0 | 0 | 59.7784 | 0 | 0% | 600.9657 | 117.3708 | 600.9657 | 117.3708
457.6 | 486.4547 | 11.4782 | 46.3925 | 0 | 0 | 59.7829 | 0 | 0% | 604.1082 | 117.6535 | 604.1082 | 117.6535
457.62 | 488.7897 | 11.4781 | 46.6209 | 0 | 8.7626e-05 | 59.7872 | 0 | 0% | 606.676 | 117.8863 | 606.676 | 117.8863
457.64 | 490.3321 | 11.478 | 46.7738 | 0 | 0.00083036 | 59.7915 | 0 | 0% | 608.3761 | 118.044 | 608.3761 | 118.044
457.66 | 490.9496 | 11.4778 | 46.8385 | 0 | 0.0062101 | 59.7956 | 0 | 0% | 609.0677 | 118.1181 | 609.0677 | 118.1181
457.68 | 490.6725 | 11.4777 | 46.8179 | 0 | 0.036655 | 59.7997 | 0 | 0% | 608.8044 | 118.1319 | 608.8044 | 118.1319
457.7 | 489.6735 | 11.4775 | 46.7284 | 0 | 0.17075 | 59.8037 | 0 | 0% | 607.8539 | 118.1804 | 607.8539 | 118.1804
457.72 | 488.2059 | 11.4773 | 46.5942 | 0 | 0.62773 | 59.8077 | 0 | 0% | 606.7128 | 118.507 | 606.7128 | 118.507
457.74 | 486.5253 | 11.4772 | 46.4396 | 0 | 1.8213 | 59.8117 | 0 | 0% | 606.0752 | 119.5499 | 606.0752 | 119.5499
457.76 | 484.8206 | 11.477 | 46.2827 | 0 | 4.1706 | 59.8158 | 0 | 0% | 606.5668 | 121.7462 | 606.5668 | 121.7462
457.78 | 483.1722 | 11.4769 | 46.1311 | 0 | 7.5372 | 59.8201 | 0 | 0% | 608.1375 | 124.9653 | 608.1375 | 124.9653
457.8 | 481.5478 | 11.4769 | 45.9816 | 0 | 10.7502 | 59.8245 | 0 | 0% | 609.581 | 128.0332 | 609.581 | 128.0332
457.82 | 479.8351 | 11.4768 | 45.8237 | 0 | 12.101 | 59.829 | 0 | 0% | 609.0656 | 129.2305 | 609.0656 | 129.2305
457.84 | 477.9007 | 11.4768 | 45.6445 | 0 | 10.7502 | 59.8336 | 0 | 0% | 605.6059 | 127.7052 | 605.6059 | 127.7052
457.86 | 475.6555 | 11.4768 | 45.4356 | 0 | 7.5372 | 59.8383 | 0 | 0% | 599.9433 | 124.2879 | 599.9433 | 124.2879
457.88 | 473.0972 | 11.4768 | 45.1967 | 0 | 4.1706 | 59.8429 | 0 | 0% | 593.7842 | 120.687 | 593.7842 | 120.687
457.9 | 470.3032 | 11.4768 | 44.9352 | 0 | 1.8214 | 59.8476 | 0 | 0% | 588.3841 | 118.081 | 588.3841 | 118.081
457.92 | 467.3808 | 11.4768 | 44.6614 | 0 | 0.62835 | 59.8523 | 0 | 0% | 583.9996 | 116.6188 | 583.9996 | 116.6188
457.94 | 464.4141 | 11.4768 | 44.3833 | 0 | 0.17545 | 59.8569 | 0 | 0% | 580.3066 | 115.8924 | 580.3066 | 115.8924
457.96 | 461.4406 | 11.4767 | 44.1045 | 0 | 0.064557 | 59.8616 | 0 | 0% | 576.9479 | 115.5073 | 576.9479 | 115.5073
457.98 | 458.4649 | 11.4767 | 43.8254 | 0 | 0.1374 | 59.8661 | 0 | 0% | 573.7705 | 115.3056 | 573.7705 | 115.3056
458 | 455.4944 | 11.4767 | 43.5468 | 0 | 0.49024 | 59.8707 | 0 | 0% | 570.8788 | 115.3843 | 570.8788 | 115.3843
458.02 | 452.5706 | 11.4766 | 43.2725 | 0 | 1.4539 | 59.8752 | 0 | 0% | 568.6488 | 116.0782 | 568.6488 | 116.0782
458.04 | 449.7671 | 11.4766 | 43.0097 | 0 | 3.4568 | 59.8796 | 0 | 0% | 567.5898 | 117.8227 | 567.5898 | 117.8227
458.06 | 447.15 | 11.4765 | 42.7648 | 0 | 6.6346 | 59.884 | 0 | 0% | 567.9099 | 120.7599 | 567.9099 | 120.7599
458.08 | 444.7336 | 11.4764 | 42.5389 | 0 | 10.4121 | 59.8884 | 0 | 0% | 569.0494 | 124.3158 | 569.0494 | 124.3158
458.1 | 442.4715 | 11.4763 | 42.3278 | 0 | 13.6212 | 59.8927 | 0 | 0% | 569.7896 | 127.3181 | 569.7896 | 127.3181
458.12 | 440.2913 | 11.4762 | 42.1245 | 0 | 15.2609 | 59.897 | 0 | 0% | 569.0499 | 128.7586 | 569.0499 | 128.7586
458.14 | 438.1368 | 11.4761 | 41.9236 | 0 | 15.1573 | 59.9011 | 0 | 0% | 566.5951 | 128.4582 | 566.5951 | 128.4582
458.16 | 435.992 | 11.4759 | 41.7237 | 0 | 13.8909 | 59.9052 | 0 | 0% | 562.9877 | 126.9957 | 562.9877 | 126.9957
458.18 | 433.878 | 11.4758 | 41.5266 | 0 | 12.2575 | 59.9092 | 0 | 0% | 559.0471 | 125.1691 | 559.0471 | 125.1691
458.2 | 431.8398 | 11.4756 | 41.3367 | 0 | 10.7984 | 59.9133 | 0 | 0% | 555.3639 | 123.5241 | 555.3639 | 123.5241
458.22 | 429.9328 | 11.4755 | 41.1594 | 0 | 9.5553 | 59.9174 | 0 | 0% | 552.0403 | 122.1076 | 552.0403 | 122.1076
458.24 | 428.2219 | 11.4754 | 41.0007 | 0 | 8.1688 | 59.9217 | 0 | 0% | 548.7884 | 120.5665 | 548.7884 | 120.5665
458.26 | 426.7916 | 11.4753 | 40.8688 | 0 | 6.426 | 59.9261 | 0 | 0% | 545.4879 | 118.6963 | 545.4879 | 118.6963
458.28 | 425.7544 | 11.4753 | 40.7745 | 0 | 4.8053 | 59.9306 | 0 | 0% | 542.7402 | 116.9858 | 542.7402 | 116.9858
458.3 | 425.2365 | 11.4752 | 40.7299 | 0 | 4.395 | 59.9352 | 0 | 0% | 541.7719 | 116.5354 | 541.7719 | 116.5354
458.32 | 425.3368 | 11.4752 | 40.7445 | 0 | 6.2135 | 59.9399 | 0 | 0% | 543.71 | 118.3732 | 543.71 | 118.3732
458.34 | 426.074 | 11.4752 | 40.8201 | 0 | 10.4268 | 59.9446 | 0 | 0% | 548.7407 | 122.6667 | 548.7407 | 122.6667
458.36 | 427.346 | 11.4752 | 40.947 | 0 | 15.9983 | 59.9492 | 0 | 0% | 555.7158 | 128.3698 | 555.7158 | 128.3698
458.38 | 428.9288 | 11.4752 | 41.1037 | 0 | 21.2593 | 59.9539 | 0 | 0% | 562.7209 | 133.7921 | 562.7209 | 133.7921
458.4 | 430.5327 | 11.4752 | 41.2624 | 0 | 25.0652 | 59.9585 | 0 | 0% | 568.2941 | 137.7614 | 568.2941 | 137.7614
458.42 | 431.906 | 11.4752 | 41.3991 | 0 | 27.1511 | 59.9631 | 0 | 0% | 571.8945 | 139.9884 | 571.8945 | 139.9884
458.44 | 432.9356 | 11.4751 | 41.5028 | 0 | 27.2544 | 59.9676 | 0 | 0% | 573.1356 | 140.2 | 573.1356 | 140.2
458.46 | 433.6962 | 11.4751 | 41.5808 | 0 | 24.666 | 59.9721 | 0 | 0% | 571.3902 | 137.694 | 571.3902 | 137.694
458.48 | 434.4188 | 11.475 | 41.6552 | 0 | 19.2857 | 59.9765 | 0 | 0% | 566.8113 | 132.3924 | 566.8113 | 132.3924
458.5 | 435.3799 | 11.4749 | 41.7526 | 0 | 12.569 | 59.9809 | 0 | 0% | 561.1574 | 125.7775 | 561.1574 | 125.7775
458.52 | 436.7549 | 11.4749 | 41.8896 | 0 | 6.6937 | 59.9853 | 0 | 0% | 556.7984 | 120.0435 | 556.7984 | 120.0435
458.54 | 438.5213 | 11.4748 | 42.0643 | 0 | 2.9819 | 59.9897 | 0 | 0% | 555.0319 | 116.5106 | 555.0319 | 116.5106
458.56 | 440.4678 | 11.4747 | 42.2562 | 0 | 1.4964 | 59.9941 | 0 | 0% | 555.6892 | 115.2214 | 555.6892 | 115.2214
458.58 | 442.2917 | 11.4746 | 42.4365 | 0 | 1.8248 | 59.9984 | 0 | 0% | 558.026 | 115.7343 | 558.026 | 115.7343
458.6 | 443.7266 | 11.4745 | 42.5795 | 0 | 3.717 | 60.0026 | 0 | 0% | 561.5003 | 117.7736 | 561.5003 | 117.7736
458.62 | 444.6519 | 11.4744 | 42.6737 | 0 | 6.8854 | 60.0067 | 0 | 0% | 565.6921 | 121.0402 | 565.6921 | 121.0402
458.64 | 445.1416 | 11.4742 | 42.7261 | 0 | 10.5222 | 60.0108 | 0 | 0% | 569.8749 | 124.7333 | 569.8749 | 124.7333
458.66 | 445.4369 | 11.4741 | 42.7598 | 0 | 13.4867 | 60.0149 | 0 | 0% | 573.1723 | 127.7355 | 573.1723 | 127.7355
458.68 | 445.8616 | 11.4739 | 42.806 | 0 | 15.1492 | 60.019 | 0 | 0% | 575.3098 | 129.4481 | 575.3098 | 129.4481
458.7 | 446.7181 | 11.4738 | 42.8936 | 0 | 15.7374 | 60.0233 | 0 | 0% | 576.8462 | 130.1281 | 576.8462 | 130.1281
458.72 | 448.1901 | 11.4738 | 43.0403 | 0 | 15.6905 | 60.0277 | 0 | 0% | 578.4224 | 130.2323 | 578.4224 | 130.2323
458.74 | 450.2833 | 11.4737 | 43.2466 | 0 | 15.1494 | 60.0323 | 0 | 0% | 580.1853 | 129.902 | 580.1853 | 129.902
458.76 | 452.8202 | 11.4737 | 43.4956 | 0 | 14.3412 | 60.0369 | 0 | 0% | 582.1676 | 129.3474 | 582.1676 | 129.3474
458.78 | 455.4916 | 11.4737 | 43.7576 | 0 | 13.7817 | 60.0415 | 0 | 0% | 584.5461 | 129.0545 | 584.5461 | 129.0545
458.8 | 457.9504 | 11.4737 | 43.9992 | 0 | 13.5113 | 60.0462 | 0 | 0% | 586.9807 | 129.0303 | 586.9807 | 129.0303
458.82 | 459.9215 | 11.4737 | 44.1939 | 0 | 12.6524 | 60.0508 | 0 | 0% | 588.2924 | 128.3708 | 588.2924 | 128.3708
458.84 | 461.2829 | 11.4736 | 44.3301 | 0 | 10.3826 | 60.0554 | 0 | 0% | 587.5247 | 126.2418 | 587.5247 | 126.2418
458.86 | 462.0827 | 11.4736 | 44.4124 | 0 | 7.0498 | 60.06 | 0 | 0% | 585.0785 | 122.9958 | 585.0785 | 122.9958
458.88 | 462.4974 | 11.4736 | 44.4577 | 0 | 3.8521 | 60.0645 | 0 | 0% | 582.3452 | 119.8479 | 582.3452 | 119.8479
458.9 | 462.755 | 11.4735 | 44.488 | 0 | 1.6741 | 60.069 | 0 | 0% | 580.4596 | 117.7046 | 580.4596 | 117.7046
458.92 | 463.0523 | 11.4734 | 44.522 | 0 | 0.57695 | 60.0734 | 0 | 0% | 579.6982 | 116.6459 | 579.6982 | 116.6459
458.94 | 463.4951 | 11.4734 | 44.5701 | 0 | 0.16479 | 60.0778 | 0 | 0% | 579.7812 | 116.2861 | 579.7812 | 116.2861
458.96 | 464.0804 | 11.4733 | 44.6319 | 0 | 0.082428 | 60.0822 | 0 | 0% | 580.3503 | 116.2699 | 580.3503 | 116.2699
458.98 | 464.7153 | 11.4732 | 44.6985 | 0 | 0.23322 | 60.0866 | 0 | 0% | 581.2069 | 116.4916 | 581.2069 | 116.4916
459 | 465.2543 | 11.4732 | 44.7559 | 0 | 0.83724 | 60.091 | 0 | 0% | 582.4116 | 117.1574 | 582.4116 | 117.1574
459.02 | 465.5454 | 11.4731 | 44.7895 | 0 | 2.4271 | 60.0954 | 0 | 0% | 584.3305 | 118.7851 | 584.3305 | 118.7851
459.04 | 465.4758 | 11.473 | 44.7884 | 0 | 5.5576 | 60.0997 | 0 | 0% | 587.3945 | 121.9187 | 587.3945 | 121.9187
459.06 | 465.0091 | 11.4729 | 44.7491 | 0 | 10.0437 | 60.104 | 0 | 0% | 591.3789 | 126.3698 | 591.3789 | 126.3698
459.08 | 464.2076 | 11.4728 | 44.6776 | 0 | 14.3252 | 60.1082 | 0 | 0% | 594.7915 | 130.5838 | 594.7915 | 130.5838
459.1 | 463.2296 | 11.4726 | 44.5892 | 0 | 16.1251 | 60.1123 | 0 | 0% | 595.5289 | 132.2992 | 595.5289 | 132.2992
459.12 | 462.2961 | 11.4725 | 44.5049 | 0 | 14.3252 | 60.1164 | 0 | 0% | 592.7152 | 130.4191 | 592.7152 | 130.4191
459.14 | 461.6308 | 11.4724 | 44.4465 | 0 | 10.0437 | 60.1206 | 0 | 0% | 587.7141 | 126.0832 | 587.7141 | 126.0832
459.16 | 461.3872 | 11.4723 | 44.4286 | 0 | 5.5576 | 60.1249 | 0 | 0% | 582.9706 | 121.5834 | 582.9706 | 121.5834
459.18 | 461.5913 | 11.4722 | 44.4538 | 0 | 2.427 | 60.1293 | 0 | 0% | 580.0737 | 118.4824 | 580.0737 | 118.4824
459.2 | 462.1295 | 11.4722 | 44.5112 | 0 | 0.83648 | 60.1339 | 0 | 0% | 579.0832 | 116.9537 | 579.0832 | 116.9537
459.22 | 462.7886 | 11.4721 | 44.5801 | 0 | 0.22753 | 60.1385 | 0 | 0% | 579.2069 | 116.4183 | 579.2069 | 116.4183
459.24 | 463.3303 | 11.4721 | 44.6378 | 0 | 0.048844 | 60.1431 | 0 | 0% | 579.6322 | 116.3019 | 579.6322 | 116.3019
459.26 | 463.5708 | 11.4721 | 44.6664 | 0 | 0.0082753 | 60.1478 | 0 | 0% | 579.8654 | 116.2946 | 579.8654 | 116.2946
459.28 | 463.4288 | 11.4721 | 44.6582 | 0 | 0.0011065 | 60.1524 | 0 | 0% | 579.7126 | 116.2838 | 579.7126 | 116.2838
459.3 | 462.917 | 11.4721 | 44.6144 | 0 | 0.00011677 | 60.1569 | 0 | 0% | 579.1605 | 116.2435 | 579.1605 | 116.2435
459.32 | 462.0876 | 11.472 | 44.5399 | 0 | 0 | 60.1615 | 0 | 0% | 578.261 | 116.1734 | 578.261 | 116.1734
459.34 | 460.979 | 11.472 | 44.4385 | 0 | 0 | 60.1659 | 0 | 0% | 577.0554 | 116.0764 | 577.0554 | 116.0764
459.36 | 459.5965 | 11.4719 | 44.3107 | 0 | 0 | 60.1703 | 0 | 0% | 575.5494 | 115.953 | 575.5494 | 115.953
459.38 | 457.9322 | 11.4718 | 44.1557 | 0 | 0 | 60.1748 | 0 | 0% | 573.7345 | 115.8023 | 573.7345 | 115.8023
459.4 | 456.0052 | 11.4718 | 43.9753 | 0 | 0 | 60.1792 | 0 | 0% | 571.6314 | 115.6262 | 571.6314 | 115.6262
459.42 | 453.8974 | 11.4717 | 43.7775 | 0 | 0 | 60.1836 | 0 | 0% | 569.3302 | 115.4327 | 569.3302 | 115.4327
459.44 | 451.7621 | 11.4716 | 43.577 | 0 | 0 | 60.188 | 0 | 0% | 566.9987 | 115.2366 | 566.9987 | 115.2366
459.46 | 449.7955 | 11.4715 | 43.3927 | 0 | 0 | 60.1924 | 0 | 0% | 564.8521 | 115.0566 | 564.8521 | 115.0566
459.48 | 448.1905 | 11.4715 | 43.2433 | 0 | 1.8067e-13 | 60.1968 | 0 | 0% | 563.102 | 114.9115 | 563.102 | 114.9115
459.5 | 447.0978 | 11.4714 | 43.1433 | 0 | 2.6965e-13 | 60.2011 | 0 | 0% | 561.9136 | 114.8158 | 561.9136 | 114.8158
459.52 | 446.6062 | 11.4713 | 43.1014 | 0 | 6.4717e-14 | 60.2054 | 0 | 0% | 561.3842 | 114.7781 | 561.3842 | 114.7781
459.54 | 446.7461 | 11.4712 | 43.1204 | 0 | 0 | 60.2096 | 0 | 0% | 561.5473 | 114.8012 | 561.5473 | 114.8012
459.56 | 447.505 | 11.4711 | 43.1991 | 0 | 1.0786e-14 | 60.2138 | 0 | 0% | 562.3891 | 114.884 | 562.3891 | 114.884
459.58 | 448.8302 | 11.4709 | 43.3326 | 0 | 0 | 60.218 | 0 | 0% | 563.8517 | 115.0215 | 563.8517 | 115.0215
459.6 | 450.6003 | 11.4708 | 43.509 | 0 | 0 | 60.2222 | 0 | 0% | 565.8022 | 115.202 | 565.8022 | 115.202
459.62 | 452.5876 | 11.4707 | 43.7064 | 0 | 0 | 60.2265 | 0 | 0% | 567.9912 | 115.4036 | 567.9912 | 115.4036
459.64 | 454.4667 | 11.4707 | 43.8933 | 0 | 0 | 60.2309 | 0 | 0% | 570.0616 | 115.5949 | 570.0616 | 115.5949
459.66 | 455.8969 | 11.4706 | 44.0368 | 0 | 0 | 60.2355 | 0 | 0% | 571.6399 | 115.7429 | 571.6399 | 115.7429
459.68 | 456.6433 | 11.4706 | 44.1143 | 0 | 0 | 60.2401 | 0 | 0% | 572.4683 | 115.825 | 572.4683 | 115.825
459.7 | 456.6703 | 11.4706 | 44.1224 | 0 | 2.6965e-15 | 60.2447 | 0 | 0% | 572.508 | 115.8377 | 572.508 | 115.8377
459.72 | 456.1607 | 11.4706 | 44.0785 | 0 | 0 | 60.2493 | 0 | 0% | 571.9592 | 115.7984 | 571.9592 | 115.7984
459.74 | 455.4374 | 11.4705 | 44.0141 | 0 | 2.6965e-14 | 60.2539 | 0 | 0% | 571.1759 | 115.7385 | 571.1759 | 115.7385
459.76 | 454.812 | 11.4705 | 43.9591 | 0 | 0 | 60.2584 | 0 | 0% | 570.5 | 115.688 | 570.5 | 115.688
459.78 | 454.4441 | 11.4704 | 43.929 | 0 | 0 | 60.2629 | 0 | 0% | 570.1064 | 115.6623 | 570.1064 | 115.6623
459.8 | 454.3004 | 11.4704 | 43.9206 | 0 | 0 | 60.2673 | 0 | 0% | 569.9587 | 115.6582 | 569.9587 | 115.6582
459.82 | 454.2222 | 11.4703 | 43.9184 | 0 | 0 | 60.2717 | 0 | 0% | 569.8827 | 115.6604 | 569.8827 | 115.6604
459.84 | 454.0307 | 11.4702 | 43.9054 | 0 | 0 | 60.2761 | 0 | 0% | 569.6824 | 115.6517 | 569.6824 | 115.6517
459.86 | 453.6055 | 11.4702 | 43.8697 | 0 | 0 | 60.2805 | 0 | 0% | 569.2259 | 115.6204 | 569.2259 | 115.6204
459.88 | 452.9169 | 11.4701 | 43.8085 | 0 | 0 | 60.2849 | 0 | 0% | 568.4805 | 115.5635 | 568.4805 | 115.5635
459.9 | 452.0221 | 11.47 | 43.7274 | 0 | 0 | 60.2893 | 0 | 0% | 567.5088 | 115.4868 | 567.5088 | 115.4868
459.92 | 451.0407 | 11.4699 | 43.638 | 0 | 0 | 60.2937 | 0 | 0% | 566.4423 | 115.4016 | 566.4423 | 115.4016
459.94 | 450.1182 | 11.4698 | 43.5542 | 0 | 0 | 60.2981 | 0 | 0% | 565.4403 | 115.3221 | 565.4403 | 115.3221
459.96 | 449.3849 | 11.4696 | 43.4887 | 0 | 0 | 60.3025 | 0 | 0% | 564.6457 | 115.2608 | 564.6457 | 115.2608
459.98 | 448.9206 | 11.4692 | 43.4493 | 0 | 0 | 60.3068 | 0 | 0% | 564.146 | 115.2254 | 564.146 | 115.2254
460 | 448.7335 | 11.4686 | 43.4368 | 0 | 2.6965e-14 | 60.3111 | 0 | 0% | 563.95 | 115.2165 | 563.95 | 115.2165
460.02 | 448.7546 | 11.4678 | 43.4443 | 0 | 9.1683e-14 | 60.3153 | 0 | 0% | 563.9821 | 115.2274 | 563.9821 | 115.2274
460.04 | 448.8455 | 11.4667 | 43.4587 | 0 | 0 | 60.3195 | 0 | 0% | 564.0904 | 115.2449 | 564.0904 | 115.2449
460.06 | 448.8209 | 11.4655 | 43.4618 | 0 | 0 | 60.3237 | 0 | 0% | 564.0719 | 115.251 | 564.0719 | 115.251
460.08 | 448.4922 | 11.4642 | 43.4354 | 0 | 0 | 60.3281 | 0 | 0% | 563.72 | 115.2277 | 563.72 | 115.2277
460.1 | 447.7362 | 11.463 | 43.3676 | 0 | 0 | 60.3325 | 0 | 0% | 562.8993 | 115.1631 | 562.8993 | 115.1631
460.12 | 446.5655 | 11.4617 | 43.2595 | 0 | 0 | 60.3371 | 0 | 0% | 561.6238 | 115.0583 | 561.6238 | 115.0583
460.14 | 445.1563 | 11.4605 | 43.1284 | 0 | 0 | 60.3417 | 0 | 0% | 560.0868 | 114.9305 | 560.0868 | 114.9305
460.16 | 443.8004 | 11.4592 | 43.0023 | 0 | 0 | 60.3463 | 0 | 0% | 558.6082 | 114.8079 | 558.6082 | 114.8079
460.18 | 442.8021 | 11.458 | 42.9109 | 0 | 0 | 60.351 | 0 | 0% | 557.522 | 114.7199 | 557.522 | 114.7199
460.2 | 442.3637 | 11.4568 | 42.8738 | 0 | 0 | 60.3557 | 0 | 0% | 557.0499 | 114.6862 | 557.0499 | 114.6862
460.22 | 442.4998 | 11.4555 | 42.8923 | 0 | 2.8314e-14 | 60.3603 | 0 | 0% | 557.2079 | 114.7081 | 557.2079 | 114.7081
460.24 | 443.02 | 11.4543 | 42.948 | 0 | 1.3314e-14 | 60.3649 | 0 | 0% | 557.7871 | 114.7672 | 557.7871 | 114.7672
460.26 | 443.5929 | 11.453 | 43.0089 | 0 | 0 | 60.3695 | 0 | 0% | 558.4242 | 114.8314 | 558.4242 | 114.8314
460.28 | 443.8642 | 11.4517 | 43.0405 | 0 | 0 | 60.374 | 0 | 0% | 558.7304 | 114.8663 | 558.7304 | 114.8663
460.3 | 443.5824 | 11.4505 | 43.0185 | 0 | 0 | 60.3785 | 0 | 0% | 558.4299 | 114.8475 | 558.4299 | 114.8475
460.32 | 442.6917 | 11.4492 | 42.9374 | 0 | 0 | 60.383 | 0 | 0% | 557.4613 | 114.7696 | 557.4613 | 114.7696
460.34 | 441.356 | 11.4479 | 42.8132 | 0 | 2.5348e-13 | 60.3875 | 0 | 0% | 556.0046 | 114.6486 | 556.0046 | 114.6486
460.36 | 439.9018 | 11.4466 | 42.6774 | 0 | 1.8067e-13 | 60.392 | 0 | 0% | 554.4179 | 114.516 | 554.4179 | 114.516
460.38 | 438.7104 | 11.4453 | 42.5672 | 0 | 9.1683e-14 | 60.3965 | 0 | 0% | 553.1193 | 114.4089 | 553.1193 | 114.4089
460.4 | 438.105 | 11.4441 | 42.5137 | 0 | 0 | 60.4009 | 0 | 0% | 552.4637 | 114.3587 | 552.4637 | 114.3587
460.42 | 438.2678 | 11.4428 | 42.5349 | 0 | 0 | 60.4054 | 0 | 0% | 552.6509 | 114.3831 | 552.6509 | 114.3831
460.44 | 439.2073 | 11.4415 | 42.6314 | 0 | 1.6179e-14 | 60.4099 | 0 | 0% | 553.6901 | 114.4828 | 553.6901 | 114.4828
460.46 | 440.7828 | 11.4402 | 42.7897 | 0 | 1.1865e-13 | 60.4144 | 0 | 0% | 555.427 | 114.6442 | 555.427 | 114.6442
460.48 | 442.7623 | 11.4389 | 42.9872 | 0 | 0 | 60.4188 | 0 | 0% | 557.6073 | 114.845 | 557.6073 | 114.845
460.5 | 444.882 | 11.4377 | 43.1984 | 0 | 1.0786e-13 | 60.4233 | 0 | 0% | 559.9414 | 115.0594 | 559.9414 | 115.0594
460.52 | 446.8937 | 11.4364 | 43.3992 | 0 | 5.3931e-14 | 60.4278 | 0 | 0% | 562.1571 | 115.2633 | 562.1571 | 115.2633
460.54 | 448.6031 | 11.4351 | 43.5706 | 0 | 0 | 60.4323 | 0 | 0% | 564.0411 | 115.438 | 564.0411 | 115.438
460.56 | 449.9006 | 11.4338 | 43.7021 | 0 | 6.7414e-14 | 60.4367 | 0 | 0% | 565.4733 | 115.5727 | 565.4733 | 115.5727
460.58 | 450.7843 | 11.4325 | 43.7935 | 0 | 5.3931e-14 | 60.4412 | 0 | 0% | 566.4515 | 115.6672 | 566.4515 | 115.6672
460.6 | 451.3689 | 11.4312 | 43.8559 | 0 | 3.7752e-14 | 60.4455 | 0 | 0% | 567.1015 | 115.7327 | 567.1015 | 115.7327
460.62 | 451.8693 | 11.4299 | 43.9101 | 0 | 0 | 60.4499 | 0 | 0% | 567.6591 | 115.7899 | 567.6591 | 115.7899
460.64 | 452.5481 | 11.4286 | 43.9817 | 0 | 6.7414e-14 | 60.4541 | 0 | 0% | 568.4125 | 115.8644 | 568.4125 | 115.8644
460.66 | 453.6301 | 11.4272 | 44.0925 | 0 | 0 | 60.4583 | 0 | 0% | 569.6081 | 115.9781 | 569.6081 | 115.9781
460.68 | 455.2192 | 11.4259 | 44.2526 | 0 | 8.3593e-13 | 60.4626 | 0 | 0% | 571.3603 | 116.1411 | 571.3603 | 116.1411
460.7 | 457.2624 | 11.4246 | 44.4568 | 0 | 5.8144e-13 | 60.467 | 0 | 0% | 573.6108 | 116.3484 | 573.6108 | 116.3484
460.72 | 459.5762 | 11.4233 | 44.6874 | 0 | 0 | 60.4715 | 0 | 0% | 576.1584 | 116.5822 | 576.1584 | 116.5822
460.74 | 461.9253 | 11.4221 | 44.9214 | 0 | 0 | 60.476 | 0 | 0% | 578.7449 | 116.8195 | 578.7449 | 116.8195
460.76 | 464.1223 | 11.4208 | 45.1407 | 0 | 0 | 60.4807 | 0 | 0% | 581.1644 | 117.0422 | 581.1644 | 117.0422
460.78 | 466.1021 | 11.4196 | 45.3389 | 0 | 0 | 60.4853 | 0 | 0% | 583.3459 | 117.2438 | 583.3459 | 117.2438
460.8 | 467.932 | 11.4184 | 45.5225 | 0 | 0 | 60.49 | 0 | 0% | 585.3628 | 117.4309 | 585.3628 | 117.4309
460.82 | 469.7539 | 11.4171 | 45.7054 | 0 | 0 | 60.4946 | 0 | 0% | 587.371 | 117.6172 | 587.371 | 117.6172
460.84 | 471.7003 | 11.4159 | 45.9005 | 0 | 0 | 60.4993 | 0 | 0% | 589.5159 | 117.8156 | 589.5159 | 117.8156
460.86 | 473.8198 | 11.4146 | 46.1125 | 0 | 2.2787e-14 | 60.5038 | 0 | 0% | 591.8507 | 118.031 | 591.8507 | 118.031
460.88 | 476.0374 | 11.4133 | 46.3341 | 0 | 1.0525e-13 | 60.5084 | 0 | 0% | 594.2932 | 118.2558 | 594.2932 | 118.2558
460.9 | 478.1603 | 11.4121 | 46.5465 | 0 | 1.0357e-13 | 60.5129 | 0 | 0% | 596.6318 | 118.4715 | 596.6318 | 118.4715
460.92 | 479.9294 | 11.4108 | 46.7245 | 0 | 7.829e-15 | 60.5174 | 0 | 0% | 598.5821 | 118.6527 | 598.5821 | 118.6527
460.94 | 481.101 | 11.4095 | 46.8444 | 0 | 6.008e-15 | 60.5219 | 0 | 0% | 599.8769 | 118.7759 | 599.8769 | 118.7759
460.96 | 481.5354 | 11.4083 | 46.8925 | 0 | 0 | 60.5264 | 0 | 0% | 600.3625 | 118.8272 | 600.3625 | 118.8272
460.98 | 481.2562 | 11.407 | 46.8711 | 0 | 0 | 60.5309 | 0 | 0% | 600.0652 | 118.8091 | 600.0652 | 118.8091
461 | 480.4531 | 11.4057 | 46.7988 | 0 | 0 | 60.5355 | 0 | 0% | 599.193 | 118.7399 | 599.193 | 118.7399
461.02 | 479.4255 | 11.4045 | 46.7045 | 0 | 0 | 60.54 | 0 | 0% | 598.0744 | 118.6489 | 598.0744 | 118.6489
461.04 | 478.4968 | 11.4032 | 46.6198 | 0 | 0 | 60.5446 | 0 | 0% | 597.0644 | 118.5676 | 597.0644 | 118.5676
461.06 | 477.9301 | 11.4019 | 46.5705 | 0 | 0 | 60.5491 | 0 | 0% | 596.4516 | 118.5215 | 596.4516 | 118.5215
461.08 | 477.8598 | 11.4007 | 46.5694 | 0 | 2.3637e-14 | 60.5537 | 0 | 0% | 596.3836 | 118.5238 | 596.3836 | 118.5238
461.1 | 478.2492 | 11.3994 | 46.6132 | 0 | 9.8255e-14 | 60.5583 | 0 | 0% | 596.8201 | 118.5709 | 596.8201 | 118.5709
461.12 | 478.8861 | 11.3982 | 46.6811 | 0 | 9.4716e-14 | 60.5629 | 0 | 0% | 597.5283 | 118.6422 | 597.5283 | 118.6422
461.14 | 479.4356 | 11.3969 | 46.7405 | 0 | 2.7117e-13 | 60.5674 | 0 | 0% | 598.1405 | 118.7049 | 598.1405 | 118.7049
461.16 | 479.5476 | 11.3957 | 46.7572 | 0 | 2.5078e-13 | 60.572 | 0 | 0% | 598.2726 | 118.7249 | 598.2726 | 118.7249
461.18 | 478.9747 | 11.3944 | 46.7071 | 0 | 2.0898e-14 | 60.5766 | 0 | 0% | 597.6528 | 118.6782 | 597.6528 | 118.6782
461.2 | 477.6437 | 11.3932 | 46.5831 | 0 | 3.5864e-13 | 60.5812 | 0 | 0% | 596.2012 | 118.5575 | 596.2012 | 118.5575
461.22 | 475.6611 | 11.3919 | 46.3955 | 0 | 4.6246e-13 | 60.5858 | 0 | 0% | 594.0344 | 118.3732 | 594.0344 | 118.3732
461.24 | 473.2621 | 11.3907 | 46.1673 | 0 | 0 | 60.5904 | 0 | 0% | 591.4105 | 118.1483 | 591.4105 | 118.1483
461.26 | 470.7316 | 11.3894 | 45.9262 | 0 | 1.2118e-13 | 60.595 | 0 | 0% | 588.6421 | 117.9106 | 588.6421 | 117.9106
461.28 | 468.3331 | 11.3881 | 45.6979 | 0 | 7.4998e-15 | 60.5996 | 0 | 0% | 586.0187 | 117.6856 | 586.0187 | 117.6856
461.3 | 466.2718 | 11.3869 | 45.5025 | 0 | 6.2526e-14 | 60.6042 | 0 | 0% | 583.7654 | 117.4936 | 583.7654 | 117.4936
461.32 | 464.686 | 11.3856 | 45.3535 | 0 | 5.8903e-14 | 60.6087 | 0 | 0% | 582.0339 | 117.3479 | 582.0339 | 117.3479
461.34 | 463.6427 | 11.3844 | 45.2575 | 0 | 3.9943e-14 | 60.6132 | 0 | 0% | 580.8978 | 117.2551 | 580.8978 | 117.2551
461.36 | 463.1261 | 11.3831 | 45.2129 | 0 | 2.6965e-14 | 60.6177 | 0 | 0% | 580.3397 | 117.2136 | 580.3397 | 117.2136
461.38 | 463.0386 | 11.3818 | 45.2101 | 0 | 0 | 60.622 | 0 | 0% | 580.2525 | 117.2139 | 580.2525 | 117.2139
461.4 | 463.2372 | 11.3804 | 45.2354 | 0 | 0 | 60.6262 | 0 | 0% | 580.4792 | 117.242 | 580.4792 | 117.242
461.42 | 463.5999 | 11.3791 | 45.2766 | 0 | 0 | 60.6304 | 0 | 0% | 580.886 | 117.286 | 580.886 | 117.286
461.44 | 464.0819 | 11.3777 | 45.3295 | 0 | 4.7527e-14 | 60.6346 | 0 | 0% | 581.4237 | 117.3418 | 581.4237 | 117.3418
461.46 | 464.7239 | 11.3764 | 45.398 | 0 | 1.3483e-15 | 60.6389 | 0 | 0% | 582.1372 | 117.4133 | 582.1372 | 117.4133
461.48 | 465.6096 | 11.3751 | 45.4903 | 0 | 4.8538e-14 | 60.6433 | 0 | 0% | 583.1182 | 117.5087 | 583.1182 | 117.5087
461.5 | 466.7886 | 11.3738 | 45.6112 | 0 | 1.7258e-13 | 60.6478 | 0 | 0% | 584.4215 | 117.6329 | 584.4215 | 117.6329
461.52 | 468.2028 | 11.3726 | 45.7551 | 0 | 0 | 60.6525 | 0 | 0% | 585.983 | 117.7802 | 585.983 | 117.7802
461.54 | 469.6573 | 11.3714 | 45.903 | 0 | 0 | 60.6571 | 0 | 0% | 587.5888 | 117.9315 | 587.5888 | 117.9315
461.56 | 470.8634 | 11.3701 | 46.0266 | 0 | 0 | 60.6618 | 0 | 0% | 588.9219 | 118.0585 | 588.9219 | 118.0585
461.58 | 471.5323 | 11.3689 | 46.0977 | 0 | 7.6043e-13 | 60.6665 | 0 | 0% | 589.6653 | 118.1331 | 589.6653 | 118.1331
461.6 | 471.4806 | 11.3677 | 46.0984 | 0 | 5.8144e-14 | 60.6711 | 0 | 0% | 589.6178 | 118.1372 | 589.6178 | 118.1372
461.62 | 470.7038 | 11.3664 | 46.0281 | 0 | 5.2448e-13 | 60.6758 | 0 | 0% | 588.7741 | 118.0704 | 588.7741 | 118.0704
461.64 | 469.3749 | 11.3652 | 45.9039 | 0 | 0 | 60.6805 | 0 | 0% | 587.3245 | 117.9496 | 587.3245 | 117.9496
461.66 | 467.7615 | 11.364 | 45.7518 | 0 | 0 | 60.6852 | 0 | 0% | 585.5624 | 117.8009 | 585.5624 | 117.8009
461.68 | 466.1134 | 11.3627 | 45.5963 | 0 | 0 | 60.6899 | 0 | 0% | 583.7622 | 117.6489 | 583.7622 | 117.6489
461.7 | 464.5931 | 11.3615 | 45.4533 | 0 | 0 | 60.6945 | 0 | 0% | 582.1024 | 117.5093 | 582.1024 | 117.5093
461.72 | 463.2697 | 11.3603 | 45.3295 | 0 | 0 | 60.6992 | 0 | 0% | 580.6587 | 117.389 | 580.6587 | 117.389
461.74 | 462.1507 | 11.359 | 45.2257 | 0 | 0 | 60.7039 | 0 | 0% | 579.4393 | 117.2886 | 579.4393 | 117.2886
461.76 | 461.2184 | 11.3578 | 45.1401 | 0 | 2.5449e-14 | 60.7086 | 0 | 0% | 578.4248 | 117.2064 | 578.4248 | 117.2064
461.78 | 460.4466 | 11.3566 | 45.0702 | 0 | 8.2413e-14 | 60.7133 | 0 | 0% | 577.5866 | 117.14 | 577.5866 | 117.14
461.8 | 459.7907 | 11.3553 | 45.0116 | 0 | 1.114e-13 | 60.7179 | 0 | 0% | 576.8756 | 117.0849 | 576.8756 | 117.0849
461.82 | 459.1658 | 11.3541 | 44.956 | 0 | 2.0224e-13 | 60.7226 | 0 | 0% | 576.1986 | 117.0328 | 576.1986 | 117.0328
461.84 | 458.4485 | 11.3529 | 44.8914 | 0 | 3.3168e-13 | 60.7273 | 0 | 0% | 575.4201 | 116.9716 | 575.4201 | 116.9716
461.86 | 457.5202 | 11.3516 | 44.8061 | 0 | 3.5999e-13 | 60.732 | 0 | 0% | 574.4099 | 116.8897 | 574.4099 | 116.8897
461.88 | 456.3322 | 11.3504 | 44.6953 | 0 | 1.6449e-13 | 60.7367 | 0 | 0% | 573.1146 | 116.7824 | 573.1146 | 116.7824
461.9 | 454.955 | 11.3492 | 44.566 | 0 | 7.8874e-14 | 60.7413 | 0 | 0% | 571.6116 | 116.6565 | 571.6116 | 116.6565
461.92 | 453.5816 | 11.3479 | 44.437 | 0 | 7.9548e-14 | 60.746 | 0 | 0% | 570.1126 | 116.531 | 570.1126 | 116.531
461.94 | 452.4715 | 11.3467 | 44.3339 | 0 | 5.2583e-14 | 60.7507 | 0 | 0% | 568.9028 | 116.4313 | 568.9028 | 116.4313
461.96 | 451.8506 | 11.3455 | 44.2786 | 0 | 0 | 60.7554 | 0 | 0% | 568.23 | 116.3795 | 568.23 | 116.3795
461.98 | 451.8142 | 11.3443 | 44.2806 | 0 | 5.3931e-14 | 60.76 | 0 | 0% | 568.1992 | 116.3849 | 568.1992 | 116.3849
462 | 452.2922 | 11.343 | 44.333 | 0 | 2.2247e-13 | 60.7647 | 0 | 0% | 568.733 | 116.4408 | 568.733 | 116.4408
462.02 | 453.0871 | 11.3418 | 44.4165 | 0 | 5.1234e-14 | 60.7694 | 0 | 0% | 569.6148 | 116.5277 | 569.6148 | 116.5277
462.04 | 453.9589 | 11.3406 | 44.5075 | 0 | 2.2381e-13 | 60.7741 | 0 | 0% | 570.5811 | 116.6222 | 570.5811 | 116.6222
462.06 | 454.7161 | 11.3393 | 44.5874 | 0 | 0 | 60.7788 | 0 | 0% | 571.4215 | 116.7054 | 571.4215 | 116.7054
462.08 | 455.2776 | 11.3381 | 44.648 | 0 | 0 | 60.7834 | 0 | 0% | 572.0471 | 116.7695 | 572.0471 | 116.7695
462.1 | 455.6852 | 11.3368 | 44.6936 | 0 | 0 | 60.788 | 0 | 0% | 572.5037 | 116.8185 | 572.5037 | 116.8185
462.12 | 456.0735 | 11.3356 | 44.7373 | 0 | 0 | 60.7926 | 0 | 0% | 572.939 | 116.8655 | 572.939 | 116.8655
462.14 | 456.6258 | 11.3343 | 44.7971 | 0 | 0 | 60.7972 | 0 | 0% | 573.5545 | 116.9286 | 573.5545 | 116.9286
462.16 | 457.5371 | 11.3331 | 44.8922 | 0 | 0 | 60.8017 | 0 | 0% | 574.5641 | 117.027 | 574.5641 | 117.027
462.18 | 458.9775 | 11.3318 | 45.0392 | 0 | 0 | 60.8062 | 0 | 0% | 576.1547 | 117.1772 | 576.1547 | 117.1772
462.2 | 461.0462 | 11.3305 | 45.248 | 0 | 1.8876e-14 | 60.8106 | 0 | 0% | 578.4353 | 117.3891 | 578.4353 | 117.3891
462.22 | 463.7209 | 11.3292 | 45.5163 | 0 | 1.2269e-13 | 60.815 | 0 | 0% | 581.3814 | 117.6605 | 581.3814 | 117.6605
462.24 | 466.8364 | 11.3279 | 45.8279 | 0 | 2.2584e-13 | 60.8195 | 0 | 0% | 584.8116 | 117.9752 | 584.8116 | 117.9752
462.26 | 470.1159 | 11.3266 | 46.1556 | 0 | 1.6314e-13 | 60.8239 | 0 | 0% | 588.422 | 118.3062 | 588.422 | 118.3062
462.28 | 473.2425 | 11.3253 | 46.4685 | 0 | 1.6179e-13 | 60.8284 | 0 | 0% | 591.8646 | 118.6222 | 591.8646 | 118.6222
462.3 | 475.9445 | 11.3241 | 46.7396 | 0 | 4.719e-14 | 60.8329 | 0 | 0% | 594.8411 | 118.8966 | 594.8411 | 118.8966
462.32 | 478.0648 | 11.3228 | 46.9538 | 0 | 0 | 60.8374 | 0 | 0% | 597.1788 | 119.114 | 597.1788 | 119.114
462.34 | 479.5858 | 11.3215 | 47.109 | 0 | 0 | 60.842 | 0 | 0% | 598.8583 | 119.2726 | 598.8583 | 119.2726
462.36 | 480.5957 | 11.3203 | 47.2142 | 0 | 0 | 60.8466 | 0 | 0% | 599.9767 | 119.381 | 599.9767 | 119.381
462.38 | 481.2221 | 11.3191 | 47.2816 | 0 | 0 | 60.8512 | 0 | 0% | 600.6741 | 119.4519 | 600.6741 | 119.4519
462.4 | 481.5691 | 11.3178 | 47.3216 | 0 | 9.8424e-14 | 60.8559 | 0 | 0% | 601.0645 | 119.4954 | 601.0645 | 119.4954
462.42 | 481.6817 | 11.3166 | 47.3386 | 0 | 0 | 60.8606 | 0 | 0% | 601.1976 | 119.5159 | 601.1976 | 119.5159
462.44 | 481.5446 | 11.3154 | 47.3311 | 0 | 0 | 60.8653 | 0 | 0% | 601.0564 | 119.5118 | 601.0564 | 119.5118
462.46 | 481.1091 | 11.3141 | 47.2942 | 0 | 0 | 60.87 | 0 | 0% | 600.5875 | 119.4784 | 600.5875 | 119.4784
462.48 | 480.3377 | 11.3129 | 47.2243 | 0 | 0 | 60.8747 | 0 | 0% | 599.7497 | 119.412 | 599.7497 | 119.412
462.5 | 479.247 | 11.3117 | 47.123 | 0 | 0 | 60.8795 | 0 | 0% | 598.5611 | 119.3141 | 598.5611 | 119.3141
462.52 | 477.9317 | 11.3105 | 46.9995 | 0 | 0 | 60.8842 | 0 | 0% | 597.1259 | 119.1942 | 597.1259 | 119.1942
462.54 | 476.5553 | 11.3092 | 46.8701 | 0 | 4.0448e-15 | 60.8889 | 0 | 0% | 595.6235 | 119.0682 | 595.6235 | 119.0682
462.56 | 475.3075 | 11.308 | 46.7532 | 0 | 1.0382e-13 | 60.8936 | 0 | 0% | 594.2624 | 118.9548 | 594.2624 | 118.9548
462.58 | 474.3499 | 11.3068 | 46.6649 | 0 | 6.2021e-14 | 60.8983 | 0 | 0% | 593.2199 | 118.87 | 593.2199 | 118.87
462.6 | 473.7763 | 11.3056 | 46.6144 | 0 | 0 | 60.903 | 0 | 0% | 592.5992 | 118.8229 | 592.5992 | 118.8229
462.62 | 473.5988 | 11.3043 | 46.6028 | 0 | 1.0786e-14 | 60.9076 | 0 | 0% | 592.4136 | 118.8148 | 592.4136 | 118.8148
462.64 | 473.7522 | 11.3031 | 46.6238 | 0 | 3.8426e-14 | 60.9123 | 0 | 0% | 592.5914 | 118.8392 | 592.5914 | 118.8392
462.66 | 474.1104 | 11.3019 | 46.6649 | 0 | 0 | 60.917 | 0 | 0% | 592.9942 | 118.8838 | 592.9942 | 118.8838
462.68 | 474.5052 | 11.3006 | 46.7096 | 0 | 0 | 60.9217 | 0 | 0% | 593.4371 | 118.932 | 593.4371 | 118.932
462.7 | 474.7452 | 11.2994 | 46.7391 | 0 | 0 | 60.9264 | 0 | 0% | 593.7102 | 118.965 | 593.7102 | 118.965
462.72 | 474.6387 | 11.2982 | 46.7345 | 0 | 0 | 60.9311 | 0 | 0% | 593.6024 | 118.9638 | 593.6024 | 118.9638
462.74 | 474.0228 | 11.297 | 46.6797 | 0 | 0 | 60.9358 | 0 | 0% | 592.9352 | 118.9125 | 592.9352 | 118.9125
462.76 | 472.8002 | 11.2957 | 46.5651 | 0 | 0 | 60.9405 | 0 | 0% | 591.6015 | 118.8014 | 591.6015 | 118.8014
462.78 | 470.9723 | 11.2945 | 46.3909 | 0 | 0 | 60.9452 | 0 | 0% | 589.6029 | 118.6306 | 589.6029 | 118.6306
462.8 | 468.6579 | 11.2933 | 46.1687 | 0 | 0 | 60.9499 | 0 | 0% | 587.0698 | 118.4119 | 587.0698 | 118.4119
462.82 | 466.0839 | 11.292 | 45.9209 | 0 | 0 | 60.9546 | 0 | 0% | 584.2514 | 118.1676 | 584.2514 | 118.1676
462.84 | 463.5371 | 11.2908 | 45.6758 | 0 | 2.6965e-14 | 60.9593 | 0 | 0% | 581.4629 | 117.9259 | 581.4629 | 117.9259
462.86 | 461.2887 | 11.2896 | 45.46 | 0 | 0 | 60.964 | 0 | 0% | 579.0023 | 117.7135 | 579.0023 | 117.7135
462.88 | 459.5276 | 11.2884 | 45.2922 | 0 | 6.3369e-14 | 60.9687 | 0 | 0% | 577.0768 | 117.5492 | 577.0768 | 117.5492
462.9 | 458.3398 | 11.2871 | 45.1808 | 0 | 2.4606e-14 | 60.9734 | 0 | 0% | 575.7811 | 117.4413 | 575.7811 | 117.4413
462.92 | 457.7344 | 11.2859 | 45.1269 | 0 | 2.555e-13 | 60.9781 | 0 | 0% | 575.1252 | 117.3908 | 575.1252 | 117.3908
462.94 | 457.6798 | 11.2847 | 45.1272 | 0 | 1.382e-13 | 60.9828 | 0 | 0% | 575.0744 | 117.3946 | 575.0744 | 117.3946
462.96 | 458.1219 | 11.2835 | 45.1765 | 0 | 4.5841e-13 | 60.9875 | 0 | 0% | 575.5693 | 117.4474 | 575.5693 | 117.4474
462.98 | 458.9792 | 11.2822 | 45.2668 | 0 | 2.6291e-14 | 60.9922 | 0 | 0% | 576.5204 | 117.5412 | 576.5204 | 117.5412
463 | 460.1265 | 11.281 | 45.3856 | 0 | 0 | 60.997 | 0 | 0% | 577.7901 | 117.6636 | 577.7901 | 117.6636
463.02 | 461.3843 | 11.2798 | 45.5154 | 0 | 0 | 61.0017 | 0 | 0% | 579.1813 | 117.797 | 579.1813 | 117.797
463.04 | 462.5294 | 11.2786 | 45.6341 | 0 | 0 | 61.0065 | 0 | 0% | 580.4487 | 117.9193 | 580.4487 | 117.9193
463.06 | 463.3298 | 11.2774 | 45.7188 | 0 | 0 | 61.0113 | 0 | 0% | 581.3374 | 118.0075 | 581.3374 | 118.0075
463.08 | 463.5964 | 11.2762 | 45.7509 | 0 | 0 | 61.0161 | 0 | 0% | 581.6396 | 118.0432 | 581.6396 | 118.0432
463.1 | 463.2359 | 11.275 | 45.721 | 0 | 0 | 61.0209 | 0 | 0% | 581.2528 | 118.0169 | 581.2528 | 118.0169
463.12 | 462.285 | 11.2738 | 45.6329 | 0 | 0 | 61.0258 | 0 | 0% | 580.2174 | 117.9324 | 580.2174 | 117.9324
463.14 | 460.9021 | 11.2726 | 45.5021 | 0 | 4.2471e-14 | 61.0306 | 0 | 0% | 578.7073 | 117.8052 | 578.7073 | 117.8052
463.16 | 459.3098 | 11.2714 | 45.3506 | 0 | 6.9268e-14 | 61.0354 | 0 | 0% | 576.9672 | 117.6574 | 576.9672 | 117.6574
463.18 | 457.7239 | 11.2702 | 45.1997 | 0 | 8.0222e-14 | 61.0403 | 0 | 0% | 575.234 | 117.5101 | 575.234 | 117.5101
463.2 | 456.3106 | 11.269 | 45.0658 | 0 | 2.9561e-13 | 61.0451 | 0 | 0% | 573.6905 | 117.3799 | 573.6905 | 117.3799
463.22 | 455.1859 | 11.2678 | 44.9604 | 0 | 2.6932e-13 | 61.0499 | 0 | 0% | 572.464 | 117.2781 | 572.464 | 117.2781
463.24 | 454.4401 | 11.2666 | 44.8924 | 0 | 9.5727e-14 | 61.0547 | 0 | 0% | 571.6538 | 117.2137 | 571.6538 | 117.2137
463.26 | 454.1649 | 11.2654 | 44.8709 | 0 | 1.9466e-13 | 61.0595 | 0 | 0% | 571.3607 | 117.1957 | 571.3607 | 117.1957
463.28 | 454.4616 | 11.2642 | 44.9059 | 0 | 1.1749e-12 | 61.0642 | 0 | 0% | 571.6958 | 117.2343 | 571.6958 | 117.2343
463.3 | 455.4128 | 11.2629 | 45.0056 | 0 | 0 | 61.0689 | 0 | 0% | 572.7503 | 117.3375 | 572.7503 | 117.3375
463.32 | 457.0259 | 11.2617 | 45.1708 | 0 | 7.9548e-13 | 61.0736 | 0 | 0% | 574.532 | 117.5061 | 574.532 | 117.5061
463.34 | 459.1755 | 11.2605 | 45.389 | 0 | 2.5617e-13 | 61.0783 | 0 | 0% | 576.9033 | 117.7278 | 576.9033 | 117.7278
463.36 | 461.5796 | 11.2592 | 45.6324 | 0 | 2.7505e-13 | 61.083 | 0 | 0% | 579.5542 | 117.9747 | 579.5542 | 117.9747
463.38 | 463.8303 | 11.258 | 45.8607 | 0 | 0 | 61.0877 | 0 | 0% | 582.0367 | 118.2064 | 582.0367 | 118.2064
463.4 | 465.4906 | 11.2568 | 46.0307 | 0 | 5.1234e-14 | 61.0923 | 0 | 0% | 583.8704 | 118.3798 | 583.8704 | 118.3798
463.42 | 466.2284 | 11.2556 | 46.1094 | 0 | 6.8425e-14 | 61.097 | 0 | 0% | 584.6903 | 118.462 | 584.6903 | 118.462
463.44 | 465.9222 | 11.2543 | 46.0849 | 0 | 1.3045e-13 | 61.1017 | 0 | 0% | 584.3631 | 118.4409 | 584.3631 | 118.4409
463.46 | 464.6827 | 11.2531 | 45.9681 | 0 | 1.5235e-13 | 61.1064 | 0 | 0% | 583.0103 | 118.3276 | 583.0103 | 118.3276
463.48 | 462.7909 | 11.2519 | 45.7867 | 0 | 1.7056e-13 | 61.1111 | 0 | 0% | 580.9406 | 118.1496 | 580.9406 | 118.1496
463.5 | 460.5863 | 11.2506 | 45.5744 | 0 | 5.9998e-14 | 61.1158 | 0 | 0% | 578.5271 | 117.9407 | 578.5271 | 117.9407
463.52 | 458.3488 | 11.2494 | 45.3587 | 0 | 9.8761e-14 | 61.1204 | 0 | 0% | 576.0773 | 117.7285 | 576.0773 | 117.7285
463.54 | 456.2217 | 11.2482 | 45.1539 | 0 | 7.9885e-14 | 61.1251 | 0 | 0% | 573.7489 | 117.5272 | 573.7489 | 117.5272
463.56 | 454.207 | 11.247 | 44.9602 | 0 | 7.4155e-15 | 61.1299 | 0 | 0% | 571.5441 | 117.3371 | 571.5441 | 117.3371
463.58 | 452.2222 | 11.2458 | 44.7694 | 0 | 1.8707e-13 | 61.1347 | 0 | 0% | 569.3721 | 117.1498 | 569.3721 | 117.1498
463.6 | 450.1842 | 11.2446 | 44.5732 | 0 | 0 | 61.1396 | 0 | 0% | 567.1416 | 116.9574 | 567.1416 | 116.9574
463.62 | 448.0813 | 11.2434 | 44.3705 | 0 | 0 | 61.1447 | 0 | 0% | 564.84 | 116.7586 | 564.84 | 116.7586
463.64 | 445.9974 | 11.2423 | 44.1696 | 0 | 0 | 61.1499 | 0 | 0% | 562.5592 | 116.5618 | 562.5592 | 116.5618
463.66 | 444.0738 | 11.2412 | 43.9845 | 0 | 0 | 61.1551 | 0 | 0% | 560.4546 | 116.3809 | 560.4546 | 116.3809
463.68 | 442.4371 | 11.2401 | 43.8278 | 0 | 0 | 61.1604 | 0 | 0% | 558.6653 | 116.2283 | 558.6653 | 116.2283
463.7 | 441.132 | 11.239 | 43.7039 | 0 | 0 | 61.1656 | 0 | 0% | 557.2405 | 116.1085 | 557.2405 | 116.1085
463.72 | 440.0898 | 11.2379 | 43.606 | 0 | 0 | 61.1707 | 0 | 0% | 556.1043 | 116.0145 | 556.1043 | 116.0145
463.74 | 439.1413 | 11.2367 | 43.5174 | 0 | 0 | 61.1756 | 0 | 0% | 555.071 | 115.9297 | 555.071 | 115.9297
463.76 | 438.0732 | 11.2355 | 43.417 | 0 | 0 | 61.1805 | 0 | 0% | 553.9062 | 115.833 | 553.9062 | 115.833
463.78 | 436.7028 | 11.2343 | 43.2866 | 0 | 1.146e-14 | 61.1853 | 0 | 0% | 552.4089 | 115.7062 | 552.4089 | 115.7062
463.8 | 434.9423 | 11.2331 | 43.1175 | 0 | 8.3593e-14 | 61.1901 | 0 | 0% | 550.4829 | 115.5406 | 550.4829 | 115.5406
463.82 | 432.8376 | 11.2319 | 42.9142 | 0 | 3.91e-13 | 61.1948 | 0 | 0% | 548.1785 | 115.3409 | 548.1785 | 115.3409
463.84 | 430.5698 | 11.2306 | 42.6948 | 0 | 8.629e-14 | 61.1995 | 0 | 0% | 545.6947 | 115.1249 | 545.6947 | 115.1249
463.86 | 428.4219 | 11.2294 | 42.4872 | 0 | 2.3595e-14 | 61.2041 | 0 | 0% | 543.3426 | 114.9207 | 543.3426 | 114.9207
463.88 | 426.7217 | 11.2281 | 42.3241 | 0 | 0 | 61.2087 | 0 | 0% | 541.4826 | 114.7609 | 541.4826 | 114.7609
463.9 | 425.7761 | 11.2269 | 42.2357 | 0 | 0 | 61.2133 | 0 | 0% | 540.452 | 114.6759 | 540.452 | 114.6759
463.92 | 425.8053 | 11.2256 | 42.244 | 0 | 0 | 61.2178 | 0 | 0% | 540.4927 | 114.6875 | 540.4927 | 114.6875
463.94 | 426.8896 | 11.2244 | 42.3571 | 0 | 0 | 61.2224 | 0 | 0% | 541.6934 | 114.8038 | 541.6934 | 114.8038
463.96 | 428.9448 | 11.2231 | 42.5665 | 0 | 0 | 61.2269 | 0 | 0% | 543.9613 | 115.0165 | 543.9613 | 115.0165
463.98 | 431.7332 | 11.2218 | 42.8487 | 0 | 0 | 61.2315 | 0 | 0% | 547.0352 | 115.302 | 547.0352 | 115.302
464 | 434.915 | 11.2206 | 43.17 | 0 | 9.4379e-14 | 61.2361 | 0 | 0% | 550.5416 | 115.6267 | 550.5416 | 115.6267
464.02 | 438.1342 | 11.2193 | 43.4951 | 0 | 7.82e-14 | 61.2407 | 0 | 0% | 554.0894 | 115.9551 | 554.0894 | 115.9551
464.04 | 441.1159 | 11.2181 | 43.7966 | 0 | 0 | 61.2454 | 0 | 0% | 557.376 | 116.2601 | 557.376 | 116.2601
464.06 | 443.7407 | 11.2169 | 44.0628 | 0 | 2.1572e-14 | 61.2502 | 0 | 0% | 560.2705 | 116.5298 | 560.2705 | 116.5298
464.08 | 446.0673 | 11.2157 | 44.2994 | 0 | 0 | 61.2549 | 0 | 0% | 562.8373 | 116.77 | 562.8373 | 116.77
464.1 | 448.2827 | 11.2145 | 44.5251 | 0 | 0 | 61.2597 | 0 | 0% | 565.282 | 116.9993 | 565.282 | 116.9993
464.12 | 450.5982 | 11.2133 | 44.7608 | 0 | 0 | 61.2646 | 0 | 0% | 567.8369 | 117.2386 | 567.8369 | 117.2386
464.14 | 453.1414 | 11.2121 | 45.0191 | 0 | 0 | 61.2694 | 0 | 0% | 570.6421 | 117.5006 | 570.6421 | 117.5006
464.16 | 455.8909 | 11.2109 | 45.298 | 0 | 0 | 61.2743 | 0 | 0% | 573.6742 | 117.7832 | 573.6742 | 117.7832
464.18 | 458.6757 | 11.2097 | 45.5805 | 0 | 0 | 61.2792 | 0 | 0% | 576.7451 | 118.0694 | 576.7451 | 118.0694
464.2 | 461.2373 | 11.2085 | 45.8408 | 0 | 0 | 61.2841 | 0 | 0% | 579.5707 | 118.3334 | 579.5707 | 118.3334
464.22 | 463.3332 | 11.2074 | 46.0549 | 0 | 0 | 61.289 | 0 | 0% | 581.8845 | 118.5512 | 581.8845 | 118.5512
464.24 | 464.8364 | 11.2062 | 46.2102 | 0 | 0 | 61.2938 | 0 | 0% | 583.5466 | 118.7102 | 583.5466 | 118.7102
464.26 | 465.7881 | 11.205 | 46.3106 | 0 | 0 | 61.2987 | 0 | 0% | 584.6024 | 118.8143 | 584.6024 | 118.8143
464.28 | 466.3871 | 11.2038 | 46.376 | 0 | 0 | 61.3036 | 0 | 0% | 585.2705 | 118.8834 | 585.2705 | 118.8834
464.3 | 466.9141 | 11.2026 | 46.4343 | 0 | 5.1571e-14 | 61.3084 | 0 | 0% | 585.8595 | 118.9454 | 585.8595 | 118.9454
464.32 | 467.6178 | 11.2014 | 46.5102 | 0 | 6.6065e-14 | 61.3133 | 0 | 0% | 586.6427 | 119.0249 | 586.6427 | 119.0249
464.34 | 468.6124 | 11.2002 | 46.6151 | 0 | 1.0179e-13 | 61.3181 | 0 | 0% | 587.7458 | 119.1334 | 587.7458 | 119.1334
464.36 | 469.8308 | 11.199 | 46.7422 | 0 | 1.3365e-13 | 61.3229 | 0 | 0% | 589.095 | 119.2642 | 589.095 | 119.2642
464.38 | 471.044 | 11.1978 | 46.8689 | 0 | 1.0281e-14 | 61.3277 | 0 | 0% | 590.4383 | 119.3944 | 590.4383 | 119.3944
464.4 | 471.9385 | 11.1966 | 46.9639 | 0 | 2.6965e-15 | 61.3325 | 0 | 0% | 591.4314 | 119.4929 | 591.4314 | 119.4929
464.42 | 472.2253 | 11.1954 | 46.9983 | 0 | 0 | 61.3372 | 0 | 0% | 591.7562 | 119.5309 | 591.7562 | 119.5309
464.44 | 471.7343 | 11.1941 | 46.9554 | 0 | 0 | 61.3419 | 0 | 0% | 591.2257 | 119.4914 | 591.2257 | 119.4914
464.46 | 470.4589 | 11.1929 | 46.8344 | 0 | 0 | 61.3466 | 0 | 0% | 589.8328 | 119.3739 | 589.8328 | 119.3739
464.48 | 468.541 | 11.1917 | 46.6494 | 0 | 0 | 61.3513 | 0 | 0% | 587.7333 | 119.1923 | 587.7333 | 119.1923
464.5 | 466.208 | 11.1904 | 46.423 | 0 | 0 | 61.356 | 0 | 0% | 585.1774 | 118.9694 | 585.1774 | 118.9694
464.52 | 463.6882 | 11.1892 | 46.178 | 0 | 0 | 61.3606 | 0 | 0% | 582.4161 | 118.7279 | 582.4161 | 118.7279
464.54 | 461.1443 | 11.188 | 45.9305 | 0 | 1.3028e-13 | 61.3653 | 0 | 0% | 579.6281 | 118.4838 | 579.6281 | 118.4838
464.56 | 458.6522 | 11.1867 | 45.6882 | 0 | 8.2245e-14 | 61.37 | 0 | 0% | 576.8971 | 118.2449 | 576.8971 | 118.2449
464.58 | 456.2228 | 11.1855 | 45.452 | 0 | 7.4661e-14 | 61.3747 | 0 | 0% | 574.2349 | 118.0122 | 574.2349 | 118.0122
464.6 | 453.8416 | 11.1843 | 45.2205 | 0 | 1.8286e-13 | 61.3794 | 0 | 0% | 571.6258 | 117.7842 | 571.6258 | 117.7842
464.62 | 451.5032 | 11.183 | 44.9933 | 0 | 2.5044e-13 | 61.3841 | 0 | 0% | 569.0636 | 117.5604 | 569.0636 | 117.5604
464.64 | 449.2167 | 11.1818 | 44.7711 | 0 | 5.7302e-14 | 61.3888 | 0 | 0% | 566.5585 | 117.3418 | 566.5585 | 117.3418
464.66 | 446.9844 | 11.1806 | 44.5543 | 0 | 1.923e-13 | 61.3936 | 0 | 0% | 564.113 | 117.1285 | 564.113 | 117.1285
464.68 | 444.78 | 11.1794 | 44.3402 | 0 | 2.9443e-13 | 61.3985 | 0 | 0% | 561.6982 | 116.9181 | 561.6982 | 116.9181
464.7 | 442.5576 | 11.1783 | 44.1242 | 0 | 0 | 61.4036 | 0 | 0% | 559.2636 | 116.706 | 559.2636 | 116.706
464.72 | 440.2915 | 11.1772 | 43.9037 | 0 | 0 | 61.4087 | 0 | 0% | 556.7811 | 116.4896 | 556.7811 | 116.4896
464.74 | 438.0106 | 11.1761 | 43.6817 | 0 | 0 | 61.414 | 0 | 0% | 554.2823 | 116.2717 | 554.2823 | 116.2717
464.76 | 435.7996 | 11.175 | 43.4666 | 0 | 0 | 61.4192 | 0 | 0% | 551.8604 | 116.0608 | 551.8604 | 116.0608
464.78 | 433.7703 | 11.1739 | 43.2695 | 0 | 0 | 61.4244 | 0 | 0% | 549.6381 | 115.8678 | 549.6381 | 115.8678
464.8 | 432.0201 | 11.1727 | 43.1003 | 0 | 0 | 61.4295 | 0 | 0% | 547.7226 | 115.7026 | 547.7226 | 115.7026
464.82 | 430.5953 | 11.1716 | 42.9636 | 0 | 0 | 61.4345 | 0 | 0% | 546.165 | 115.5696 | 546.165 | 115.5696
464.84 | 429.4688 | 11.1704 | 42.8566 | 0 | 0 | 61.4394 | 0 | 0% | 544.9352 | 115.4664 | 544.9352 | 115.4664
464.86 | 428.5414 | 11.1692 | 42.7694 | 0 | 4.7527e-14 | 61.4443 | 0 | 0% | 543.9243 | 115.3829 | 543.9243 | 115.3829
464.88 | 427.6718 | 11.168 | 42.688 | 0 | 3.8763e-14 | 61.4492 | 0 | 0% | 542.977 | 115.3052 | 542.977 | 115.3052
464.9 | 426.7333 | 11.1668 | 42.5998 | 0 | 1.355e-13 | 61.454 | 0 | 0% | 541.9539 | 115.2206 | 541.9539 | 115.2206
464.92 | 425.6741 | 11.1656 | 42.4994 | 0 | 1.0449e-13 | 61.4589 | 0 | 0% | 540.798 | 115.1239 | 540.798 | 115.1239
464.94 | 424.5429 | 11.1644 | 42.3919 | 0 | 2.1977e-13 | 61.4638 | 0 | 0% | 539.5629 | 115.0201 | 539.5629 | 115.0201
464.96 | 423.4576 | 11.1632 | 42.2889 | 0 | 0 | 61.4686 | 0 | 0% | 538.3784 | 114.9208 | 538.3784 | 114.9208
464.98 | 422.5403 | 11.1621 | 42.2027 | 0 | 0 | 61.4735 | 0 | 0% | 537.3786 | 114.8383 | 537.3786 | 114.8383
465 | 421.86 | 11.1609 | 42.1401 | 0 | 1.6921e-13 | 61.4783 | 0 | 0% | 536.6394 | 114.7794 | 536.6394 | 114.7794
465.02 | 421.4135 | 11.1598 | 42.1009 | 0 | 0 | 61.4832 | 0 | 0% | 536.1573 | 114.7438 | 536.1573 | 114.7438
465.04 | 421.1515 | 11.1586 | 42.0801 | 0 | 6.4515e-13 | 61.4879 | 0 | 0% | 535.8782 | 114.7267 | 535.8782 | 114.7267
465.06 | 421.0363 | 11.1575 | 42.074 | 0 | 0 | 61.4927 | 0 | 0% | 535.7605 | 114.7242 | 535.7605 | 114.7242
465.08 | 421.0866 | 11.1563 | 42.0845 | 0 | 0 | 61.4974 | 0 | 0% | 535.8248 | 114.7382 | 535.8248 | 114.7382
465.1 | 421.368 | 11.1552 | 42.118 | 0 | 0 | 61.5021 | 0 | 0% | 536.1433 | 114.7753 | 536.1433 | 114.7753
465.12 | 421.9366 | 11.154 | 42.1803 | 0 | 0 | 61.5068 | 0 | 0% | 536.7777 | 114.8411 | 536.7777 | 114.8411
465.14 | 422.7893 | 11.1528 | 42.271 | 0 | 0 | 61.5114 | 0 | 0% | 537.7245 | 114.9352 | 537.7245 | 114.9352
465.16 | 423.8607 | 11.1517 | 42.3835 | 0 | 0 | 61.516 | 0 | 0% | 538.9118 | 115.0512 | 538.9118 | 115.0512
465.18 | 425.0562 | 11.1505 | 42.5086 | 0 | 0 | 61.5205 | 0 | 0% | 540.2358 | 115.1795 | 540.2358 | 115.1795
465.2 | 426.2877 | 11.1493 | 42.6372 | 0 | 0 | 61.525 | 0 | 0% | 541.5992 | 115.3115 | 541.5992 | 115.3115
465.22 | 427.4879 | 11.1481 | 42.7628 | 0 | 0 | 61.5295 | 0 | 0% | 542.9283 | 115.4404 | 542.9283 | 115.4404
465.24 | 428.605 | 11.1469 | 42.8801 | 0 | 0 | 61.534 | 0 | 0% | 544.1659 | 115.5609 | 544.1659 | 115.5609
465.26 | 429.5853 | 11.1457 | 42.9837 | 0 | 0 | 61.5385 | 0 | 0% | 545.2532 | 115.6678 | 545.2532 | 115.6678
465.28 | 430.367 | 11.1445 | 43.0675 | 0 | 3.0842e-14 | 61.543 | 0 | 0% | 546.1219 | 115.7549 | 546.1219 | 115.7549
465.3 | 430.9006 | 11.1433 | 43.1264 | 0 | 9.7328e-14 | 61.5475 | 0 | 0% | 546.7178 | 115.8172 | 546.7178 | 115.8172
465.32 | 431.1861 | 11.1422 | 43.1605 | 0 | 1.2033e-13 | 61.5521 | 0 | 0% | 547.0408 | 115.8548 | 547.0408 | 115.8548
465.34 | 431.2918 | 11.141 | 43.1767 | 0 | 0 | 61.5567 | 0 | 0% | 547.1662 | 115.8744 | 547.1662 | 115.8744
465.36 | 431.3306 | 11.1398 | 43.1861 | 0 | 0 | 61.5614 | 0 | 0% | 547.218 | 115.8873 | 547.218 | 115.8873
465.38 | 431.41 | 11.1387 | 43.1996 | 0 | 0 | 61.5661 | 0 | 0% | 547.3143 | 115.9044 | 547.3143 | 115.9044
465.4 | 431.5869 | 11.1375 | 43.2229 | 0 | 0 | 61.5708 | 0 | 0% | 547.5181 | 115.9312 | 547.5181 | 115.9312
465.42 | 431.8497 | 11.1364 | 43.2547 | 0 | 0 | 61.5756 | 0 | 0% | 547.8164 | 115.9667 | 547.8164 | 115.9667
465.44 | 432.1305 | 11.1353 | 43.2884 | 0 | 4.3987e-14 | 61.5804 | 0 | 0% | 548.1346 | 116.0041 | 548.1346 | 116.0041
465.46 | 432.3415 | 11.1342 | 43.3151 | 0 | 4.1291e-14 | 61.5851 | 0 | 0% | 548.3759 | 116.0344 | 548.3759 | 116.0344
465.48 | 432.4138 | 11.133 | 43.3279 | 0 | 8.3256e-14 | 61.5899 | 0 | 0% | 548.4646 | 116.0509 | 548.4646 | 116.0509
465.5 | 432.3173 | 11.1319 | 43.3238 | 0 | 0 | 61.5947 | 0 | 0% | 548.3677 | 116.0504 | 548.3677 | 116.0504
465.52 | 432.0598 | 11.1308 | 43.3035 | 0 | 0 | 61.5995 | 0 | 0% | 548.0936 | 116.0338 | 548.0936 | 116.0338
465.54 | 431.6756 | 11.1296 | 43.2706 | 0 | 0 | 61.6043 | 0 | 0% | 547.6802 | 116.0045 | 547.6802 | 116.0045
465.56 | 431.2157 | 11.1285 | 43.23 | 0 | 0 | 61.6091 | 0 | 0% | 547.1833 | 115.9676 | 547.1833 | 115.9676
465.58 | 430.737 | 11.1274 | 43.1876 | 0 | 0 | 61.6139 | 0 | 0% | 546.6659 | 115.9288 | 546.6659 | 115.9288
465.6 | 430.2883 | 11.1263 | 43.1481 | 0 | 0 | 61.6186 | 0 | 0% | 546.1814 | 115.893 | 546.1814 | 115.893
465.62 | 429.8952 | 11.1251 | 43.1143 | 0 | 0 | 61.6234 | 0 | 0% | 545.758 | 115.8628 | 545.758 | 115.8628
465.64 | 429.5592 | 11.124 | 43.0861 | 0 | 0 | 61.6282 | 0 | 0% | 545.3974 | 115.8383 | 545.3974 | 115.8383
465.66 | 429.2768 | 11.1229 | 43.0633 | 0 | 0 | 61.6329 | 0 | 0% | 545.0959 | 115.8191 | 545.0959 | 115.8191
465.68 | 429.0641 | 11.1217 | 43.0475 | 0 | 2.4775e-14 | 61.6377 | 0 | 0% | 544.871 | 115.8069 | 544.871 | 115.8069
465.7 | 428.9675 | 11.1206 | 43.0434 | 0 | 1.2707e-13 | 61.6425 | 0 | 0% | 544.7739 | 115.8064 | 544.7739 | 115.8064
465.72 | 429.0591 | 11.1195 | 43.058 | 0 | 9.4042e-14 | 61.6472 | 0 | 0% | 544.8838 | 115.8247 | 544.8838 | 115.8247
465.74 | 429.4334 | 11.1183 | 43.1009 | 0 | 8.5952e-14 | 61.652 | 0 | 0% | 545.3046 | 115.8713 | 545.3046 | 115.8713
465.76 | 430.2131 | 11.1172 | 43.1843 | 0 | 1.0685e-13 | 61.6568 | 0 | 0% | 546.1713 | 115.9582 | 546.1713 | 115.9582
465.78 | 431.542 | 11.1161 | 43.3221 | 0 | 0 | 61.6616 | 0 | 0% | 547.6418 | 116.0998 | 547.6418 | 116.0998
465.8 | 433.5399 | 11.1149 | 43.5264 | 0 | 1.7595e-13 | 61.6663 | 0 | 0% | 549.8475 | 116.3076 | 549.8475 | 116.3076
465.82 | 436.2277 | 11.1138 | 43.799 | 0 | 2.4943e-13 | 61.6711 | 0 | 0% | 552.8116 | 116.5838 | 552.8116 | 116.5838
465.84 | 439.4745 | 11.1127 | 44.1269 | 0 | 0 | 61.6758 | 0 | 0% | 556.3898 | 116.9153 | 556.3898 | 116.9153
465.86 | 443.0043 | 11.1115 | 44.4827 | 0 | 6.3065e-13 | 61.6805 | 0 | 0% | 560.279 | 117.2747 | 560.279 | 117.2747
465.88 | 446.4616 | 11.1104 | 44.8309 | 0 | 5.4634e-05 | 61.6852 | 0 | 0% | 564.088 | 117.6265 | 564.088 | 117.6265
465.9 | 449.5076 | 11.1092 | 45.1376 | 0 | 0.00057236 | 61.6899 | 0 | 0% | 567.4449 | 117.9373 | 567.4449 | 117.9373
465.92 | 451.9129 | 11.1081 | 45.3801 | 0 | 0.0043897 | 61.6946 | 0 | 0% | 570.1 | 118.1871 | 570.1 | 118.1871
465.94 | 453.6048 | 11.1069 | 45.5508 | 0 | 0.026726 | 61.6993 | 0 | 0% | 571.9885 | 118.3837 | 571.9885 | 118.3837
465.96 | 454.6491 | 11.1058 | 45.6565 | 0 | 0.12931 | 61.7039 | 0 | 0% | 573.2446 | 118.5955 | 573.2446 | 118.5955
465.98 | 455.196 | 11.1046 | 45.7123 | 0 | 0.49784 | 61.7086 | 0 | 0% | 574.2194 | 119.0234 | 574.2194 | 119.0234
466 | 455.4338 | 11.1034 | 45.7371 | 0 | 1.527 | 61.7132 | 0 | 0% | 575.5146 | 120.0808 | 575.5146 | 120.0808
466.02 | 455.5592 | 11.1023 | 45.7506 | 0 | 3.7366 | 61.7178 | 0 | 0% | 577.8664 | 122.3072 | 577.8664 | 122.3072
466.04 | 455.7456 | 11.1011 | 45.7702 | 0 | 7.3044 | 61.7223 | 0 | 0% | 581.6436 | 125.898 | 581.6436 | 125.898
466.06 | 456.098 | 11.0999 | 45.8065 | 0 | 11.4295 | 61.7267 | 0 | 0% | 586.1606 | 130.0626 | 586.1606 | 130.0626
466.08 | 456.6154 | 11.0986 | 45.8595 | 0 | 14.3752 | 61.7311 | 0 | 0% | 589.6798 | 133.0645 | 589.6798 | 133.0645
466.1 | 457.1914 | 11.0974 | 45.9183 | 0 | 14.7171 | 61.7354 | 0 | 0% | 590.6596 | 133.4682 | 590.6596 | 133.4682
466.12 | 457.6591 | 11.0961 | 45.9663 | 0 | 12.7647 | 61.7396 | 0 | 0% | 589.2259 | 131.5668 | 589.2259 | 131.5668
466.14 | 457.8558 | 11.0949 | 45.9872 | 0 | 10.4201 | 61.7437 | 0 | 0% | 587.1016 | 129.2458 | 587.1016 | 129.2458
466.16 | 457.6799 | 11.0936 | 45.9706 | 0 | 9.3757 | 61.7478 | 0 | 0% | 585.8675 | 128.1876 | 585.8675 | 128.1876
466.18 | 457.1213 | 11.0923 | 45.9156 | 0 | 9.5755 | 61.7518 | 0 | 0% | 585.4565 | 128.3352 | 585.4565 | 128.3352
466.2 | 456.2564 | 11.091 | 45.8298 | 0 | 9.5863 | 61.7558 | 0 | 0% | 584.5192 | 128.2628 | 584.5192 | 128.2628
466.22 | 455.2119 | 11.0897 | 45.726 | 0 | 8.3414 | 61.7599 | 0 | 0% | 582.1288 | 126.9169 | 582.1288 | 126.9169
466.24 | 454.1137 | 11.0884 | 45.6167 | 0 | 6.3152 | 61.7641 | 0 | 0% | 578.898 | 124.7844 | 578.898 | 124.7844
466.26 | 453.0388 | 11.0872 | 45.5097 | 0 | 5.1082 | 61.7684 | 0 | 0% | 576.5123 | 123.4735 | 576.5123 | 123.4735
466.28 | 451.9921 | 11.086 | 45.4055 | 0 | 6.1926 | 61.7729 | 0 | 0% | 576.4491 | 124.457 | 576.4491 | 124.457
466.3 | 450.9187 | 11.0848 | 45.2986 | 0 | 9.8551 | 61.7774 | 0 | 0% | 578.9347 | 128.0159 | 578.9347 | 128.0159
466.32 | 449.7442 | 11.0836 | 45.1815 | 0 | 14.7025 | 61.7821 | 0 | 0% | 582.494 | 132.7498 | 582.494 | 132.7498
466.34 | 448.4132 | 11.0825 | 45.0487 | 0 | 18.1286 | 61.7867 | 0 | 0% | 584.4598 | 136.0466 | 584.4598 | 136.0466
466.36 | 446.9057 | 11.0813 | 44.8982 | 0 | 17.9936 | 61.7914 | 0 | 0% | 582.6702 | 135.7645 | 582.6702 | 135.7645
466.38 | 445.2328 | 11.0802 | 44.731 | 0 | 14.3083 | 61.7961 | 0 | 0% | 577.1484 | 131.9156 | 577.1484 | 131.9156
466.4 | 443.4277 | 11.079 | 44.5505 | 0 | 9.1056 | 61.8008 | 0 | 0% | 569.9636 | 126.5359 | 569.9636 | 126.5359
466.42 | 441.5393 | 11.0779 | 44.3617 | 0 | 4.6341 | 61.8055 | 0 | 0% | 563.4184 | 121.8791 | 563.4184 | 121.8791
466.44 | 439.6326 | 11.0767 | 44.171 | 0 | 1.8844 | 61.8102 | 0 | 0% | 558.5748 | 118.9422 | 558.5748 | 118.9422
466.46 | 437.7876 | 11.0756 | 43.9865 | 0 | 0.61154 | 61.8148 | 0 | 0% | 555.2761 | 117.4884 | 555.2761 | 117.4884
466.48 | 436.0866 | 11.0744 | 43.8165 | 0 | 0.15821 | 61.8195 | 0 | 0% | 552.9552 | 116.8686 | 552.9552 | 116.8686
466.5 | 434.5812 | 11.0733 | 43.6661 | 0 | 0.032584 | 61.8242 | 0 | 0% | 551.1774 | 116.5961 | 551.1774 | 116.5961
466.52 | 433.2512 | 11.0721 | 43.5333 | 0 | 0.0053361 | 61.8289 | 0 | 0% | 549.6909 | 116.4397 | 549.6909 | 116.4397
466.54 | 431.9881 | 11.071 | 43.4073 | 0 | 0.00069404 | 61.8336 | 0 | 0% | 548.3006 | 116.3125 | 548.3006 | 116.3125
466.56 | 430.6229 | 11.0698 | 43.271 | 0 | 6.5554e-05 | 61.8382 | 0 | 0% | 546.802 | 116.1791 | 546.802 | 116.1791
466.58 | 428.9868 | 11.0687 | 43.1074 | 0 | 0 | 61.8429 | 0 | 0% | 545.0059 | 116.019 | 545.0059 | 116.019
466.6 | 426.976 | 11.0675 | 42.9062 | 0 | 0 | 61.8476 | 0 | 0% | 542.7974 | 115.8214 | 542.7974 | 115.8214
466.62 | 424.5965 | 11.0664 | 42.668 | 0 | 0 | 61.8523 | 0 | 0% | 540.1832 | 115.5867 | 540.1832 | 115.5867
466.64 | 421.9736 | 11.0652 | 42.4053 | 0 | 0 | 61.857 | 0 | 0% | 537.3011 | 115.3275 | 537.3011 | 115.3275
466.66 | 419.3182 | 11.064 | 42.1393 | 0 | 5.0977e-05 | 61.8616 | 0 | 0% | 534.3832 | 115.065 | 534.3832 | 115.065
466.68 | 416.8616 | 11.0629 | 41.8933 | 0 | 0.00048307 | 61.8662 | 0 | 0% | 531.6845 | 114.8229 | 531.6845 | 114.8229
466.7 | 414.7816 | 11.0617 | 41.6851 | 0 | 0.0036637 | 61.8708 | 0 | 0% | 529.4029 | 114.6213 | 529.4029 | 114.6213
466.72 | 413.1446 | 11.0605 | 41.5215 | 0 | 0.021807 | 61.8753 | 0 | 0% | 527.6237 | 114.4791 | 527.6237 | 114.4791
466.74 | 411.8975 | 11.0593 | 41.397 | 0 | 0.10295 | 61.8797 | 0 | 0% | 526.3364 | 114.439 | 526.3364 | 114.439
466.76 | 410.917 | 11.0581 | 41.2994 | 0 | 0.38651 | 61.8841 | 0 | 0% | 525.5451 | 114.6281 | 525.5451 | 114.6281
466.78 | 410.0805 | 11.0569 | 41.2162 | 0 | 1.1589 | 61.8885 | 0 | 0% | 525.401 | 115.3205 | 525.401 | 115.3205
466.8 | 409.307 | 11.0556 | 41.1394 | 0 | 2.7915 | 61.8929 | 0 | 0% | 526.1864 | 116.8794 | 526.1864 | 116.8794
466.82 | 408.5564 | 11.0544 | 41.0648 | 0 | 5.4444 | 61.8973 | 0 | 0% | 528.0173 | 119.4609 | 528.0173 | 119.4609
466.84 | 407.8117 | 11.0532 | 40.9909 | 0 | 8.6803 | 61.9017 | 0 | 0% | 530.4379 | 122.6262 | 530.4379 | 122.6262
466.86 | 407.0702 | 11.052 | 40.9173 | 0 | 11.4251 | 61.9062 | 0 | 0% | 532.3707 | 125.3006 | 532.3707 | 125.3006
466.88 | 406.3478 | 11.0508 | 40.8456 | 0 | 12.5117 | 61.9107 | 0 | 0% | 532.6665 | 126.3188 | 532.6665 | 126.3188
466.9 | 405.6912 | 11.0496 | 40.7805 | 0 | 11.4468 | 61.9151 | 0 | 0% | 530.8833 | 125.1921 | 530.8833 | 125.1921
466.92 | 405.1834 | 11.0484 | 40.7305 | 0 | 8.7857 | 61.9195 | 0 | 0% | 527.6675 | 122.4841 | 527.6675 | 122.4841
466.94 | 404.9311 | 11.0472 | 40.7061 | 0 | 5.8443 | 61.9238 | 0 | 0% | 524.4524 | 119.5214 | 524.4524 | 119.5214
466.96 | 405.0343 | 11.0459 | 40.7175 | 0 | 4.0096 | 61.928 | 0 | 0% | 522.7352 | 117.7009 | 522.7352 | 117.7009
466.98 | 405.5537 | 11.0446 | 40.7708 | 0 | 4.1625 | 61.9321 | 0 | 0% | 523.4637 | 117.91 | 523.4637 | 117.91
467 | 406.4961 | 11.0434 | 40.8665 | 0 | 6.4395 | 61.9362 | 0 | 0% | 526.7816 | 120.2856 | 526.7816 | 120.2856
467.02 | 407.8222 | 11.0421 | 41.0008 | 0 | 10.1706 | 61.9404 | 0 | 0% | 531.9761 | 124.1539 | 531.9761 | 124.1539
467.04 | 409.4681 | 11.0409 | 41.1673 | 0 | 13.9498 | 61.9448 | 0 | 0% | 537.5708 | 128.1027 | 537.5708 | 128.1027
467.06 | 411.3659 | 11.0397 | 41.359 | 0 | 16.081 | 61.9493 | 0 | 0% | 541.7949 | 130.429 | 541.7949 | 130.429
467.08 | 413.4534 | 11.0385 | 41.5698 | 0 | 15.4433 | 61.9539 | 0 | 0% | 543.4588 | 130.0055 | 543.4588 | 130.0055
467.1 | 415.6692 | 11.0373 | 41.7935 | 0 | 12.2508 | 61.9585 | 0 | 0% | 542.7093 | 127.0401 | 542.7093 | 127.0401
467.12 | 417.9425 | 11.0362 | 42.0229 | 0 | 7.9482 | 61.9632 | 0 | 0% | 540.913 | 122.9705 | 540.913 | 122.9705
467.14 | 420.1905 | 11.035 | 42.2499 | 0 | 4.1773 | 61.9679 | 0 | 0% | 539.6205 | 119.43 | 539.6205 | 119.43
467.16 | 422.3345 | 11.0339 | 42.4663 | 0 | 1.7651 | 61.9725 | 0 | 0% | 539.5724 | 117.2379 | 539.5724 | 117.2379
467.18 | 424.3278 | 11.0327 | 42.6677 | 0 | 0.60276 | 61.9772 | 0 | 0% | 540.6082 | 116.2804 | 540.6082 | 116.2804
467.2 | 426.179 | 11.0316 | 42.8548 | 0 | 0.20619 | 61.9819 | 0 | 0% | 542.2535 | 116.0744 | 542.2535 | 116.0744
467.22 | 427.9542 | 11.0304 | 43.0342 | 0 | 0.25928 | 61.9865 | 0 | 0% | 544.2647 | 116.3104 | 544.2647 | 116.3104
467.24 | 429.7416 | 11.0293 | 43.2149 | 0 | 0.87673 | 61.9912 | 0 | 0% | 546.8537 | 117.112 | 546.8537 | 117.112
467.26 | 431.5883 | 11.0281 | 43.4015 | 0 | 2.6943 | 61.9957 | 0 | 0% | 550.7079 | 119.1196 | 550.7079 | 119.1196
467.28 | 433.4521 | 11.0269 | 43.5899 | 0 | 6.6821 | 62.0002 | 0 | 0% | 556.7513 | 123.2992 | 556.7513 | 123.2992
467.3 | 435.2189 | 11.0257 | 43.7686 | 0 | 13.3408 | 62.0046 | 0 | 0% | 565.3586 | 130.1397 | 565.3586 | 130.1397
467.32 | 436.7739 | 11.0244 | 43.926 | 0 | 21.5105 | 62.0089 | 0 | 0% | 575.2437 | 138.4698 | 575.2437 | 138.4698
467.34 | 438.0683 | 11.0231 | 44.0573 | 0 | 28.1065 | 62.0129 | 0 | 0% | 583.2681 | 145.1999 | 583.2681 | 145.1999
467.36 | 439.1323 | 11.0218 | 44.1655 | 0 | 29.8517 | 62.0169 | 0 | 0% | 586.1882 | 147.0559 | 586.1882 | 147.0559
467.38 | 440.0436 | 11.0205 | 44.2583 | 0 | 25.8292 | 62.0208 | 0 | 0% | 583.1725 | 143.1289 | 583.1725 | 143.1289
467.4 | 440.887 | 11.0192 | 44.3443 | 0 | 18.2267 | 62.0248 | 0 | 0% | 576.502 | 135.615 | 576.502 | 135.615
467.42 | 441.7278 | 11.0179 | 44.43 | 0 | 10.4876 | 62.0289 | 0 | 0% | 569.6922 | 127.9644 | 569.6922 | 127.9644
467.44 | 442.5968 | 11.0166 | 44.5186 | 0 | 4.9174 | 62.033 | 0 | 0% | 565.0824 | 122.4856 | 565.0824 | 122.4856
467.46 | 443.4856 | 11.0154 | 44.6091 | 0 | 1.8996 | 62.0372 | 0 | 0% | 563.0469 | 119.5613 | 563.0469 | 119.5613
467.48 | 444.3511 | 11.0141 | 44.6973 | 0 | 0.72365 | 62.0413 | 0 | 0% | 562.8275 | 118.4764 | 562.8275 | 118.4764
467.5 | 445.1321 | 11.0129 | 44.777 | 0 | 0.70414 | 62.0455 | 0 | 0% | 563.6717 | 118.5396 | 563.6717 | 118.5396
467.52 | 445.7725 | 11.0116 | 44.8425 | 0 | 1.7315 | 62.05 | 0 | 0% | 565.4081 | 119.6356 | 565.4081 | 119.6356
467.54 | 446.2379 | 11.0105 | 44.8903 | 0 | 4.19 | 62.0546 | 0 | 0% | 568.3833 | 122.1454 | 568.3833 | 122.1454
467.56 | 446.5223 | 11.0094 | 44.9199 | 0 | 8.4466 | 62.0595 | 0 | 0% | 572.9576 | 126.4353 | 572.9576 | 126.4353
467.58 | 446.6539 | 11.0083 | 44.9341 | 0 | 14.2541 | 62.0644 | 0 | 0% | 578.9147 | 132.2608 | 578.9147 | 132.2608
467.6 | 446.7085 | 11.0071 | 44.9406 | 0 | 20.59 | 62.0691 | 0 | 0% | 585.3153 | 138.6068 | 585.3153 | 138.6068
467.62 | 446.8155 | 11.006 | 44.9524 | 0 | 26.1414 | 62.0738 | 0 | 0% | 590.9891 | 144.1735 | 590.9891 | 144.1735
467.64 | 447.1287 | 11.0048 | 44.9849 | 0 | 29.9477 | 62.0783 | 0 | 0% | 595.1444 | 148.0157 | 595.1444 | 148.0157
467.66 | 447.7527 | 11.0036 | 45.0487 | 0 | 31.5321 | 62.0828 | 0 | 0% | 597.42 | 149.6673 | 597.42 | 149.6673
467.68 | 448.6702 | 11.0024 | 45.1421 | 0 | 30.5278 | 62.0874 | 0 | 0% | 597.4299 | 148.7597 | 597.4299 | 148.7597
467.7 | 449.7245 | 11.0013 | 45.2491 | 0 | 26.6061 | 62.0921 | 0 | 0% | 594.6731 | 144.9486 | 594.6731 | 144.9486
467.72 | 450.6726 | 11.0001 | 45.3456 | 0 | 20.1779 | 62.0969 | 0 | 0% | 589.293 | 138.6204 | 589.293 | 138.6204
467.74 | 451.2729 | 10.999 | 45.407 | 0 | 12.8811 | 62.1015 | 0 | 0% | 582.6615 | 131.3886 | 582.6615 | 131.3886
467.76 | 451.3623 | 10.9978 | 45.417 | 0 | 6.7504 | 62.1061 | 0 | 0% | 576.6337 | 125.2713 | 576.6337 | 125.2713
467.78 | 450.8934 | 10.9966 | 45.3709 | 0 | 2.8573 | 62.1105 | 0 | 0% | 572.2287 | 121.3353 | 572.2287 | 121.3353
467.8 | 449.9204 | 10.9954 | 45.2742 | 0 | 0.96912 | 62.1148 | 0 | 0% | 569.2738 | 119.3534 | 569.2738 | 119.3534
467.82 | 448.5546 | 10.9941 | 45.1379 | 0 | 0.27247 | 62.119 | 0 | 0% | 567.078 | 118.5234 | 567.078 | 118.5234
467.84 | 446.9238 | 10.9928 | 44.9749 | 0 | 0.11227 | 62.1232 | 0 | 0% | 565.127 | 118.2032 | 565.127 | 118.2032
467.86 | 445.1606 | 10.9916 | 44.7987 | 0 | 0.21795 | 62.1273 | 0 | 0% | 563.2962 | 118.1356 | 563.2962 | 118.1356
467.88 | 443.4097 | 10.9903 | 44.6237 | 0 | 0.60643 | 62.1314 | 0 | 0% | 561.7616 | 118.3519 | 561.7616 | 118.3519
467.9 | 441.8283 | 10.989 | 44.4658 | 0 | 1.3859 | 62.1355 | 0 | 0% | 560.8045 | 118.9763 | 560.8045 | 118.9763
467.92 | 440.561 | 10.9877 | 44.3394 | 0 | 2.5045 | 62.1396 | 0 | 0% | 560.5322 | 119.9712 | 560.5322 | 119.9712
467.94 | 439.6935 | 10.9865 | 44.2533 | 0 | 3.5721 | 62.1437 | 0 | 0% | 560.6491 | 120.9556 | 560.6491 | 120.9556
467.96 | 439.2032 | 10.9852 | 44.2051 | 0 | 4.0209 | 62.148 | 0 | 0% | 560.5624 | 121.3592 | 560.5624 | 121.3592
467.98 | 438.9404 | 10.984 | 44.1798 | 0 | 3.5721 | 62.1524 | 0 | 0% | 559.8286 | 120.8882 | 559.8286 | 120.8882
468 | 438.6688 | 10.9828 | 44.1535 | 0 | 2.5045 | 62.1569 | 0 | 0% | 558.4665 | 119.7977 | 558.4665 | 119.7977
468.02 | 438.156 | 10.9816 | 44.1029 | 0 | 1.3864 | 62.1614 | 0 | 0% | 556.7883 | 118.6323 | 556.7883 | 118.6323
468.04 | 437.2654 | 10.9804 | 44.0143 | 0 | 0.60933 | 62.1659 | 0 | 0% | 555.0354 | 117.77 | 555.0354 | 117.77
468.06 | 436.0022 | 10.9792 | 43.8882 | 0 | 0.23305 | 62.1704 | 0 | 0% | 553.2731 | 117.2709 | 553.2731 | 117.2709
468.08 | 434.4965 | 10.978 | 43.7377 | 0 | 0.17117 | 62.1748 | 0 | 0% | 551.5582 | 117.0618 | 551.5582 | 117.0618
468.1 | 432.9313 | 10.9768 | 43.5812 | 0 | 0.43572 | 62.1792 | 0 | 0% | 550.1042 | 117.173 | 550.1042 | 117.173
468.12 | 431.4525 | 10.9756 | 43.4334 | 0 | 1.2464 | 62.1836 | 0 | 0% | 549.2915 | 117.839 | 549.2915 | 117.839
468.14 | 430.1157 | 10.9744 | 43.2999 | 0 | 2.9213 | 62.1879 | 0 | 0% | 549.4991 | 119.3834 | 549.4991 | 119.3834
468.16 | 428.9007 | 10.9731 | 43.1787 | 0 | 5.5558 | 62.1921 | 0 | 0% | 550.8005 | 121.8998 | 550.8005 | 121.8998
468.18 | 427.7704 | 10.9719 | 43.0659 | 0 | 8.8213 | 62.1964 | 0 | 0% | 552.8258 | 125.0555 | 552.8258 | 125.0555
468.2 | 426.7228 | 10.9706 | 42.9615 | 0 | 12.3531 | 62.2007 | 0 | 0% | 555.2087 | 128.4859 | 555.2087 | 128.4859
468.22 | 425.8101 | 10.9694 | 42.8707 | 0 | 16.3983 | 62.205 | 0 | 0% | 558.2536 | 132.4434 | 558.2536 | 132.4434
468.24 | 425.1221 | 10.9682 | 42.8025 | 0 | 21.4807 | 62.2096 | 0 | 0% | 562.5831 | 137.4609 | 562.5831 | 137.4609
468.26 | 424.7499 | 10.9671 | 42.7661 | 0 | 26.8944 | 62.2142 | 0 | 0% | 567.5917 | 142.8418 | 567.5917 | 142.8418
468.28 | 424.7505 | 10.9659 | 42.7672 | 0 | 30.0692 | 62.219 | 0 | 0% | 570.7718 | 146.0213 | 570.7718 | 146.0213
468.3 | 425.1308 | 10.9648 | 42.8066 | 0 | 28.453 | 62.2237 | 0 | 0% | 569.5788 | 144.4481 | 569.5788 | 144.4481
468.32 | 425.8543 | 10.9636 | 42.8805 | 0 | 22.1276 | 62.2283 | 0 | 0% | 564.0544 | 138.2001 | 564.0544 | 138.2001
468.34 | 426.8622 | 10.9624 | 42.9832 | 0 | 13.9446 | 62.2327 | 0 | 0% | 556.9851 | 130.1229 | 556.9851 | 130.1229
468.36 | 428.0936 | 10.9612 | 43.1084 | 0 | 7.0715 | 62.237 | 0 | 0% | 551.4716 | 123.378 | 551.4716 | 123.378
468.38 | 429.4895 | 10.9599 | 43.2501 | 0 | 2.8743 | 62.2412 | 0 | 0% | 548.8149 | 119.3254 | 548.8149 | 119.3254
468.4 | 430.9731 | 10.9586 | 43.4007 | 0 | 0.93389 | 62.2453 | 0 | 0% | 548.5116 | 117.5385 | 548.5116 | 117.5385
468.42 | 432.4238 | 10.9573 | 43.548 | 0 | 0.24205 | 62.2494 | 0 | 0% | 549.4206 | 116.9968 | 549.4206 | 116.9968
468.44 | 433.6799 | 10.9561 | 43.6757 | 0 | 0.049958 | 62.2535 | 0 | 0% | 550.6152 | 116.9352 | 550.6152 | 116.9352
468.46 | 434.5858 | 10.9548 | 43.768 | 0 | 0.0081976 | 62.2578 | 0 | 0% | 551.5747 | 116.9889 | 551.5747 | 116.9889
468.48 | 435.0539 | 10.9536 | 43.8163 | 0 | 0.0010674 | 62.2623 | 0 | 0% | 552.0871 | 117.0332 | 552.0871 | 117.0332
468.5 | 435.1004 | 10.9525 | 43.822 | 0 | 0.00010189 | 62.2668 | 0 | 0% | 552.1419 | 117.0414 | 552.1419 | 117.0414
468.52 | 434.8355 | 10.9513 | 43.7964 | 0 | 0 | 62.2715 | 0 | 0% | 551.8547 | 117.0192 | 551.8547 | 117.0192
468.54 | 434.4185 | 10.9501 | 43.7555 | 0 | 0 | 62.2761 | 0 | 0% | 551.4002 | 116.9817 | 551.4002 | 116.9817
468.56 | 434 | 10.9489 | 43.7145 | 0 | 0 | 62.2805 | 0 | 0% | 550.9439 | 116.9439 | 550.9439 | 116.9439
468.58 | 433.6728 | 10.9477 | 43.6826 | 0 | 1.0786e-14 | 62.2849 | 0 | 0% | 550.588 | 116.9153 | 550.588 | 116.9153
468.6 | 433.453 | 10.9465 | 43.6617 | 0 | 2.6965e-14 | 62.2891 | 0 | 0% | 550.3503 | 116.8973 | 550.3503 | 116.8973
468.62 | 433.2971 | 10.9452 | 43.6472 | 0 | 6.5728e-14 | 62.2932 | 0 | 0% | 550.1827 | 116.8856 | 550.1827 | 116.8856
468.64 | 433.1442 | 10.9439 | 43.6331 | 0 | 1.537e-13 | 62.2971 | 0 | 0% | 550.0183 | 116.874 | 550.0183 | 116.874
468.66 | 432.9693 | 10.9425 | 43.6168 | 0 | 3.1853e-14 | 62.3007 | 0 | 0% | 549.8293 | 116.86 | 549.8293 | 116.86
468.68 | 432.8161 | 10.9411 | 43.6027 | 0 | 5.8818e-14 | 62.3043 | 0 | 0% | 549.6642 | 116.8481 | 549.6642 | 116.8481
468.7 | 432.7874 | 10.9397 | 43.6011 | 0 | 1.5266e-14 | 62.308 | 0 | 0% | 549.6362 | 116.8489 | 549.6362 | 116.8489
468.72 | 432.9926 | 10.9384 | 43.6231 | 0 | 0 | 62.312 | 0 | 0% | 549.866 | 116.8734 | 549.866 | 116.8734
468.74 | 433.4877 | 10.9371 | 43.6741 | 0 | 6.4945e-14 | 62.3161 | 0 | 0% | 550.4151 | 116.9274 | 550.4151 | 116.9274
468.76 | 434.2393 | 10.9359 | 43.751 | 0 | 0 | 62.3204 | 0 | 0% | 551.2467 | 117.0074 | 551.2467 | 117.0074
468.78 | 435.1326 | 10.9347 | 43.8421 | 0 | 1.7132e-13 | 62.3251 | 0 | 0% | 552.2345 | 117.1019 | 552.2345 | 117.1019
468.8 | 436.0217 | 10.9336 | 43.9328 | 0 | 0 | 62.33 | 0 | 0% | 553.2181 | 117.1964 | 553.2181 | 117.1964
468.82 | 436.7988 | 10.9326 | 44.0121 | 0 | 6.8478e-14 | 62.3351 | 0 | 0% | 554.0786 | 117.2798 | 554.0786 | 117.2798
468.84 | 437.4311 | 10.9315 | 44.0768 | 0 | 2.2183e-13 | 62.3402 | 0 | 0% | 554.7796 | 117.3486 | 554.7796 | 117.3486
468.86 | 437.9381 | 10.9304 | 44.129 | 0 | 1.7877e-13 | 62.345 | 0 | 0% | 555.3425 | 117.4044 | 555.3425 | 117.4044
468.88 | 438.3391 | 10.9292 | 44.1706 | 0 | 2.8036e-13 | 62.3495 | 0 | 0% | 555.7884 | 117.4493 | 555.7884 | 117.4493
468.9 | 438.6194 | 10.928 | 44.2 | 0 | 7.4239e-14 | 62.3538 | 0 | 0% | 556.1012 | 117.4818 | 556.1012 | 117.4818
468.92 | 438.7356 | 10.9267 | 44.213 | 0 | 1.955e-14 | 62.358 | 0 | 0% | 556.2333 | 117.4977 | 556.2333 | 117.4977
468.94 | 438.6399 | 10.9254 | 44.2046 | 0 | 0 | 62.362 | 0 | 0% | 556.132 | 117.4921 | 556.132 | 117.4921
468.96 | 438.3004 | 10.9241 | 44.1717 | 0 | 0 | 62.366 | 0 | 0% | 555.7622 | 117.4619 | 555.7622 | 117.4619
468.98 | 437.7153 | 10.9228 | 44.114 | 0 | 0 | 62.3701 | 0 | 0% | 555.1222 | 117.407 | 555.1222 | 117.407
469 | 436.9268 | 10.9216 | 44.0359 | 0 | 0 | 62.3741 | 0 | 0% | 554.2584 | 117.3315 | 554.2584 | 117.3315
469.02 | 436.0304 | 10.9203 | 43.9468 | 0 | 1.1865e-13 | 62.3782 | 0 | 0% | 553.2757 | 117.2453 | 553.2757 | 117.2453
469.04 | 435.1669 | 10.919 | 43.861 | 0 | 4.3229e-14 | 62.3824 | 0 | 0% | 552.3293 | 117.1624 | 552.3293 | 117.1624
469.06 | 434.4936 | 10.9178 | 43.7944 | 0 | 8.5363e-14 | 62.3867 | 0 | 0% | 551.5924 | 117.0988 | 551.5924 | 117.0988
469.08 | 434.1492 | 10.9166 | 43.7608 | 0 | 0 | 62.3911 | 0 | 0% | 551.2177 | 117.0685 | 551.2177 | 117.0685
469.1 | 434.2318 | 10.9154 | 43.7703 | 0 | 1.7022e-14 | 62.3955 | 0 | 0% | 551.313 | 117.0812 | 551.313 | 117.0812
469.12 | 434.788 | 10.9142 | 43.8275 | 0 | 2.4775e-14 | 62.4 | 0 | 0% | 551.9296 | 117.1417 | 551.9296 | 117.1417
469.14 | 435.802 | 10.9129 | 43.931 | 0 | 3.1095e-14 | 62.4042 | 0 | 0% | 553.0501 | 117.2481 | 553.0501 | 117.2481
469.16 | 437.1815 | 10.9116 | 44.0712 | 0 | 4.0111e-14 | 62.4083 | 0 | 0% | 554.5727 | 117.3912 | 554.5727 | 117.3912
469.18 | 438.7594 | 10.9103 | 44.2315 | 0 | 3.674e-14 | 62.4124 | 0 | 0% | 556.3137 | 117.5542 | 556.3137 | 117.5542
469.2 | 440.3353 | 10.9091 | 44.3917 | 0 | 0 | 62.4165 | 0 | 0% | 558.0525 | 117.7172 | 558.0525 | 117.7172
469.22 | 441.7442 | 10.9079 | 44.5349 | 0 | 6.3369e-14 | 62.4209 | 0 | 0% | 559.6079 | 117.8637 | 559.6079 | 117.8637
469.24 | 442.9089 | 10.9067 | 44.6536 | 0 | 0 | 62.4254 | 0 | 0% | 560.8946 | 117.9857 | 560.8946 | 117.9857
469.26 | 443.842 | 10.9055 | 44.7489 | 0 | 0 | 62.4299 | 0 | 0% | 561.9263 | 118.0843 | 561.9263 | 118.0843
469.28 | 444.613 | 10.9043 | 44.8279 | 0 | 0 | 62.4342 | 0 | 0% | 562.7794 | 118.1664 | 562.7794 | 118.1664
469.3 | 445.313 | 10.903 | 44.8999 | 0 | 0 | 62.4383 | 0 | 0% | 563.5542 | 118.2412 | 563.5542 | 118.2412
469.32 | 446.0304 | 10.9017 | 44.9736 | 0 | 0 | 62.4423 | 0 | 0% | 564.3479 | 118.3175 | 564.3479 | 118.3175
469.34 | 446.8274 | 10.9003 | 45.0553 | 0 | 0 | 62.4462 | 0 | 0% | 565.2292 | 118.4018 | 565.2292 | 118.4018
469.36 | 447.7156 | 10.899 | 45.1462 | 0 | 0 | 62.4502 | 0 | 0% | 566.211 | 118.4954 | 566.211 | 118.4954
469.38 | 448.646 | 10.8978 | 45.2413 | 0 | 0 | 62.4544 | 0 | 0% | 567.2395 | 118.5935 | 567.2395 | 118.5935
469.4 | 449.5368 | 10.8966 | 45.3323 | 0 | 0 | 62.459 | 0 | 0% | 568.2248 | 118.6879 | 568.2248 | 118.6879
469.42 | 450.3292 | 10.8955 | 45.4134 | 0 | 0 | 62.4638 | 0 | 0% | 569.1019 | 118.7727 | 569.1019 | 118.7727
469.44 | 451.0289 | 10.8944 | 45.4851 | 0 | 2.764e-14 | 62.4686 | 0 | 0% | 569.877 | 118.8481 | 569.877 | 118.8481
469.46 | 451.7023 | 10.8933 | 45.5542 | 0 | 5.3594e-14 | 62.4734 | 0 | 0% | 570.6231 | 118.9209 | 570.6231 | 118.9209
469.48 | 452.4364 | 10.8921 | 45.6295 | 0 | 2.6628e-14 | 62.478 | 0 | 0% | 571.4359 | 118.9996 | 571.4359 | 118.9996
469.5 | 453.2909 | 10.8909 | 45.7169 | 0 | 0 | 62.4824 | 0 | 0% | 572.3811 | 119.0902 | 572.3811 | 119.0902
469.52 | 454.2664 | 10.8896 | 45.8166 | 0 | 1.0803e-13 | 62.4865 | 0 | 0% | 573.459 | 119.1927 | 573.459 | 119.1927
469.54 | 455.2959 | 10.8882 | 45.9219 | 0 | 4.719e-14 | 62.49 | 0 | 0% | 574.596 | 119.3001 | 574.596 | 119.3001
469.56 | 456.2633 | 10.8867 | 46.021 | 0 | 1.6314e-13 | 62.493 | 0 | 0% | 575.664 | 119.4007 | 575.664 | 119.4007
469.58 | 457.0331 | 10.8851 | 46.1003 | 0 | 5.1774e-13 | 62.4956 | 0 | 0% | 576.5141 | 119.481 | 576.5141 | 119.481
469.6 | 457.4799 | 10.8835 | 46.147 | 0 | 4.5976e-13 | 62.4983 | 0 | 0% | 577.0087 | 119.5288 | 577.0087 | 119.5288
469.62 | 457.5065 | 10.882 | 46.1512 | 0 | 4.3684e-13 | 62.5016 | 0 | 0% | 577.0414 | 119.5349 | 577.0414 | 119.5349
469.64 | 457.0474 | 10.8808 | 46.1063 | 0 | 0 | 62.5057 | 0 | 0% | 576.5402 | 119.4928 | 576.5402 | 119.4928
469.66 | 456.0662 | 10.8796 | 46.0086 | 0 | 1.564e-13 | 62.5103 | 0 | 0% | 575.4647 | 119.3986 | 575.4647 | 119.3986
469.68 | 454.5638 | 10.8784 | 45.8583 | 0 | 3.7752e-14 | 62.515 | 0 | 0% | 573.8155 | 119.2517 | 573.8155 | 119.2517
469.7 | 452.6077 | 10.8772 | 45.6623 | 0 | 0 | 62.5193 | 0 | 0% | 571.6665 | 119.0588 | 571.6665 | 119.0588
469.72 | 450.3593 | 10.8759 | 45.4368 | 0 | 0 | 62.5232 | 0 | 0% | 569.1952 | 118.8359 | 569.1952 | 118.8359
469.74 | 448.0583 | 10.8745 | 45.206 | 0 | 0 | 62.5267 | 0 | 0% | 566.6655 | 118.6072 | 566.6655 | 118.6072
469.76 | 445.948 | 10.873 | 44.9946 | 0 | 0 | 62.5299 | 0 | 0% | 564.3456 | 118.3975 | 564.3456 | 118.3975
469.78 | 444.1835 | 10.8717 | 44.8179 | 0 | 0 | 62.5337 | 0 | 0% | 562.4067 | 118.2232 | 562.4067 | 118.2232
469.8 | 442.7808 | 10.8705 | 44.6775 | 0 | 0 | 62.5385 | 0 | 0% | 560.8674 | 118.0865 | 560.8674 | 118.0865
469.82 | 441.6335 | 10.8697 | 44.5627 | 0 | 1.0512e-13 | 62.5445 | 0 | 0% | 559.6104 | 117.9769 | 559.6104 | 117.9769
469.84 | 440.5763 | 10.8689 | 44.4569 | 0 | 2.7151e-13 | 62.551 | 0 | 0% | 558.4532 | 117.8769 | 558.4532 | 117.8769
469.86 | 439.4621 | 10.8682 | 44.3454 | 0 | 1.8539e-14 | 62.5575 | 0 | 0% | 557.2332 | 117.7711 | 557.2332 | 117.7711
469.88 | 438.2164 | 10.8673 | 44.2207 | 0 | 1.837e-13 | 62.5633 | 0 | 0% | 555.8676 | 117.6513 | 555.8676 | 117.6513
469.9 | 436.8453 | 10.8662 | 44.0835 | 0 | 1.2606e-13 | 62.5685 | 0 | 0% | 554.3634 | 117.5182 | 554.3634 | 117.5182
469.92 | 435.4056 | 10.8651 | 43.9393 | 0 | 1.4831e-13 | 62.5732 | 0 | 0% | 552.7833 | 117.3776 | 552.7833 | 117.3776
469.94 | 433.9626 | 10.8639 | 43.7949 | 0 | 8.8986e-14 | 62.5776 | 0 | 0% | 551.199 | 117.2364 | 551.199 | 117.2364
469.96 | 432.5623 | 10.8627 | 43.6547 | 0 | 0 | 62.5817 | 0 | 0% | 549.6615 | 117.0991 | 549.6615 | 117.0991
469.98 | 431.2273 | 10.8615 | 43.521 | 0 | 9.1683e-14 | 62.5856 | 0 | 0% | 548.1954 | 116.9681 | 548.1954 | 116.9681
470 | 429.9712 | 10.8604 | 43.395 | 0 | 7.2133e-14 | 62.5893 | 0 | 0% | 546.8159 | 116.8447 | 546.8159 | 116.8447
470.02 | 428.8119 | 10.8593 | 43.2786 | 0 | 5.9661e-14 | 62.5928 | 0 | 0% | 545.5427 | 116.7308 | 545.5427 | 116.7308
470.04 | 427.7588 | 10.8583 | 43.1727 | 0 | 3.1684e-14 | 62.5962 | 0 | 0% | 544.3861 | 116.6272 | 544.3861 | 116.6272
470.06 | 426.7737 | 10.8574 | 43.0735 | 0 | 0 | 62.5994 | 0 | 0% | 543.304 | 116.5303 | 543.304 | 116.5303
470.08 | 425.7446 | 10.8564 | 42.9699 | 0 | 2.2786e-13 | 62.6025 | 0 | 0% | 542.1734 | 116.4288 | 542.1734 | 116.4288
470.1 | 424.5199 | 10.8556 | 42.8464 | 0 | 0 | 62.6059 | 0 | 0% | 540.8277 | 116.3078 | 540.8277 | 116.3078
470.12 | 422.9945 | 10.8548 | 42.6924 | 0 | 1.2822e-12 | 62.6098 | 0 | 0% | 539.1516 | 116.1571 | 539.1516 | 116.1571
470.14 | 421.1917 | 10.8543 | 42.5104 | 0 | 1.4325e-12 | 62.6145 | 0 | 0% | 537.1709 | 115.9791 | 537.1709 | 115.9791
470.16 | 419.2861 | 10.8538 | 42.3178 | 0 | 1.3085e-12 | 62.6197 | 0 | 0% | 535.0774 | 115.7913 | 535.0774 | 115.7913
470.18 | 417.5612 | 10.8533 | 42.1436 | 0 | 1.5819e-12 | 62.6249 | 0 | 0% | 533.1829 | 115.6217 | 533.1829 | 115.6217
470.2 | 416.3192 | 10.8528 | 42.0181 | 0 | 1.3028e-12 | 62.6297 | 0 | 0% | 531.8198 | 115.5006 | 531.8198 | 115.5006
470.22 | 415.7727 | 10.8522 | 41.9628 | 0 | 8.9997e-14 | 62.6343 | 0 | 0% | 531.222 | 115.4493 | 531.222 | 115.4493
470.24 | 415.9618 | 10.8515 | 41.9819 | 0 | 2.5769e-13 | 62.6386 | 0 | 0% | 531.4338 | 115.472 | 531.4338 | 115.472
470.26 | 416.7357 | 10.8508 | 42.06 | 0 | 0 | 62.6427 | 0 | 0% | 532.2892 | 115.5535 | 532.2892 | 115.5535
470.28 | 417.8015 | 10.8501 | 42.1675 | 0 | 0 | 62.6467 | 0 | 0% | 533.4659 | 115.6644 | 533.4659 | 115.6644
470.3 | 418.8252 | 10.8494 | 42.2708 | 0 | 0 | 62.6506 | 0 | 0% | 534.596 | 115.7708 | 534.596 | 115.7708
470.32 | 419.5444 | 10.8486 | 42.3433 | 0 | 0 | 62.6546 | 0 | 0% | 535.391 | 115.8466 | 535.391 | 115.8466
470.34 | 419.8412 | 10.848 | 42.3732 | 0 | 0 | 62.6589 | 0 | 0% | 535.7213 | 115.8801 | 535.7213 | 115.8801
470.36 | 419.7435 | 10.8474 | 42.3631 | 0 | 0 | 62.6637 | 0 | 0% | 535.6177 | 115.8743 | 535.6177 | 115.8743
470.38 | 419.3755 | 10.8469 | 42.3258 | 0 | 9.2357e-14 | 62.6687 | 0 | 0% | 535.2169 | 115.8414 | 535.2169 | 115.8414
470.4 | 418.9004 | 10.8464 | 42.2776 | 0 | 5.8313e-14 | 62.6736 | 0 | 0% | 534.698 | 115.7976 | 534.698 | 115.7976
470.42 | 418.4748 | 10.8459 | 42.2344 | 0 | 1.4427e-13 | 62.6784 | 0 | 0% | 534.2335 | 115.7587 | 534.2335 | 115.7587
470.44 | 418.2187 | 10.8452 | 42.2085 | 0 | 1.8589e-13 | 62.6829 | 0 | 0% | 533.9553 | 115.7366 | 533.9553 | 115.7366
470.46 | 418.1931 | 10.8446 | 42.2058 | 0 | 3.2224e-13 | 62.6872 | 0 | 0% | 533.9307 | 115.7376 | 533.9307 | 115.7376
470.48 | 418.3824 | 10.8439 | 42.2248 | 0 | 1.8876e-14 | 62.6914 | 0 | 0% | 534.1425 | 115.7601 | 534.1425 | 115.7601
470.5 | 418.679 | 10.8432 | 42.2548 | 0 | 3.5325e-13 | 62.6955 | 0 | 0% | 534.4725 | 115.7935 | 534.4725 | 115.7935
470.52 | 418.8895 | 10.8425 | 42.276 | 0 | 1.0786e-13 | 62.6996 | 0 | 0% | 534.7076 | 115.8181 | 534.7076 | 115.8181
470.54 | 418.7849 | 10.8418 | 42.2654 | 0 | 1.0247e-13 | 62.7037 | 0 | 0% | 534.5958 | 115.811 | 534.5958 | 115.811
470.56 | 418.2006 | 10.8411 | 42.2065 | 0 | 1.7528e-13 | 62.7079 | 0 | 0% | 533.956 | 115.7554 | 533.956 | 115.7554
470.58 | 417.1387 | 10.8404 | 42.0993 | 0 | 7.82e-14 | 62.712 | 0 | 0% | 532.7904 | 115.6517 | 532.7904 | 115.6517
470.6 | 415.8096 | 10.8398 | 41.9651 | 0 | 1.5783e-13 | 62.7162 | 0 | 0% | 531.3306 | 115.521 | 531.3306 | 115.521
470.62 | 414.5814 | 10.8391 | 41.8411 | 0 | 5.8313e-14 | 62.7204 | 0 | 0% | 529.982 | 115.4006 | 529.982 | 115.4006
470.64 | 413.8477 | 10.8384 | 41.767 | 0 | 4.3347e-13 | 62.7247 | 0 | 0% | 529.1777 | 115.3301 | 529.1777 | 115.3301
470.66 | 413.8618 | 10.8377 | 41.7683 | 0 | 5.3931e-15 | 62.7289 | 0 | 0% | 529.1967 | 115.3349 | 529.1967 | 115.3349
470.68 | 414.6193 | 10.837 | 41.8447 | 0 | 3.7482e-13 | 62.733 | 0 | 0% | 530.034 | 115.4147 | 530.034 | 115.4147
470.7 | 415.8607 | 10.8363 | 41.9699 | 0 | 6.9436e-14 | 62.7371 | 0 | 0% | 531.404 | 115.5433 | 531.404 | 115.5433
470.72 | 417.1905 | 10.8357 | 42.104 | 0 | 2.501e-13 | 62.7413 | 0 | 0% | 532.8715 | 115.681 | 532.8715 | 115.681
470.74 | 418.2338 | 10.8351 | 42.2092 | 0 | 2.6831e-13 | 62.7458 | 0 | 0% | 534.0238 | 115.79 | 534.0238 | 115.79
470.76 | 418.75 | 10.8345 | 42.2612 | 0 | 6.2021e-14 | 62.7503 | 0 | 0% | 534.5959 | 115.846 | 534.5959 | 115.846
470.78 | 418.6737 | 10.8339 | 42.2534 | 0 | 1.2472e-13 | 62.7549 | 0 | 0% | 534.5157 | 115.8421 | 534.5157 | 115.8421
470.8 | 418.0859 | 10.8332 | 42.194 | 0 | 4.5841e-14 | 62.7592 | 0 | 0% | 533.8723 | 115.7864 | 533.8723 | 115.7864
470.82 | 417.1509 | 10.8325 | 42.0996 | 0 | 7.011e-14 | 62.7633 | 0 | 0% | 532.8464 | 115.6955 | 532.8464 | 115.6955
470.84 | 416.067 | 10.8318 | 41.9903 | 0 | 2.8314e-14 | 62.7674 | 0 | 0% | 531.6565 | 115.5894 | 531.6565 | 115.5894
470.86 | 415.0561 | 10.8311 | 41.8883 | 0 | 3.3538e-14 | 62.7714 | 0 | 0% | 530.5469 | 115.4908 | 530.5469 | 115.4908
470.88 | 414.3601 | 10.8304 | 41.8181 | 0 | 0 | 62.7754 | 0 | 0% | 529.784 | 115.4239 | 529.784 | 115.4239
470.9 | 414.1991 | 10.8296 | 41.8019 | 0 | 0 | 62.7793 | 0 | 0% | 529.6099 | 115.4108 | 529.6099 | 115.4108
470.92 | 414.6921 | 10.8288 | 41.8517 | 0 | 0 | 62.7829 | 0 | 0% | 530.1556 | 115.4635 | 530.1556 | 115.4635
470.94 | 415.7952 | 10.828 | 41.9632 | 0 | 0 | 62.7864 | 0 | 0% | 531.3727 | 115.5775 | 531.3727 | 115.5775
470.96 | 417.3079 | 10.8272 | 42.116 | 0 | 0 | 62.7899 | 0 | 0% | 533.041 | 115.7331 | 533.041 | 115.7331
470.98 | 418.9485 | 10.8264 | 42.2816 | 0 | 0 | 62.7938 | 0 | 0% | 534.8504 | 115.9019 | 534.8504 | 115.9019
471 | 420.4676 | 10.8258 | 42.4349 | 0 | 0 | 62.7981 | 0 | 0% | 536.5264 | 116.0588 | 536.5264 | 116.0588
471.02 | 421.7559 | 10.8251 | 42.5649 | 0 | 0 | 62.8025 | 0 | 0% | 537.9485 | 116.1926 | 537.9485 | 116.1926
471.04 | 422.8891 | 10.8245 | 42.6793 | 0 | 7.9931e-05 | 62.8068 | 0 | 0% | 539.1998 | 116.3107 | 539.1998 | 116.3107
471.06 | 424.0808 | 10.8238 | 42.7996 | 0 | 0.00075745 | 62.811 | 0 | 0% | 540.5159 | 116.4351 | 540.5159 | 116.4351
471.08 | 425.5767 | 10.8231 | 42.9506 | 0 | 0.0056648 | 62.8151 | 0 | 0% | 542.1711 | 116.5944 | 542.1711 | 116.5944
471.1 | 427.5498 | 10.8224 | 43.1497 | 0 | 0.033436 | 62.8193 | 0 | 0% | 544.3746 | 116.8249 | 544.3746 | 116.8249
471.12 | 430.0314 | 10.8218 | 43.4001 | 0 | 0.15575 | 62.8236 | 0 | 0% | 547.2326 | 117.2012 | 547.2326 | 117.2012
471.14 | 432.8925 | 10.8211 | 43.6888 | 0 | 0.57261 | 62.8278 | 0 | 0% | 550.8027 | 117.9102 | 550.8027 | 117.9102
471.16 | 435.8734 | 10.8203 | 43.9896 | 0 | 1.6614 | 62.8316 | 0 | 0% | 555.1763 | 119.3029 | 555.1763 | 119.3029
471.18 | 438.6519 | 10.8195 | 44.27 | 0 | 3.8044 | 62.8353 | 0 | 0% | 560.3812 | 121.7292 | 560.3812 | 121.7292
471.2 | 440.9323 | 10.8188 | 44.5002 | 0 | 6.8754 | 62.8391 | 0 | 0% | 565.9658 | 125.0335 | 565.9658 | 125.0335
471.22 | 442.5317 | 10.8181 | 44.6615 | 0 | 9.8063 | 62.8435 | 0 | 0% | 570.6611 | 128.1294 | 570.6611 | 128.1294
471.24 | 443.4295 | 10.8176 | 44.752 | 0 | 11.0384 | 62.8483 | 0 | 0% | 572.8858 | 129.4562 | 572.8858 | 129.4562
471.26 | 443.7595 | 10.8171 | 44.7852 | 0 | 9.8063 | 62.8533 | 0 | 0% | 572.0213 | 128.2618 | 572.0213 | 128.2618
471.28 | 443.7578 | 10.8165 | 44.7849 | 0 | 6.8754 | 62.858 | 0 | 0% | 569.0926 | 125.3349 | 569.0926 | 125.3349
471.3 | 443.6957 | 10.8159 | 44.7787 | 0 | 3.8044 | 62.8624 | 0 | 0% | 565.957 | 122.2614 | 565.957 | 122.2614
471.32 | 443.8134 | 10.8152 | 44.7906 | 0 | 1.6614 | 62.8665 | 0 | 0% | 563.947 | 120.1337 | 563.947 | 120.1337
471.34 | 444.2619 | 10.8145 | 44.8359 | 0 | 0.57261 | 62.8705 | 0 | 0% | 563.3554 | 119.0935 | 563.3554 | 119.0935
471.36 | 445.0639 | 10.8138 | 44.9169 | 0 | 0.15575 | 62.8747 | 0 | 0% | 563.825 | 118.7612 | 563.825 | 118.7612
471.38 | 446.1067 | 10.8132 | 45.0221 | 0 | 0.033436 | 62.8791 | 0 | 0% | 564.8546 | 118.7479 | 564.8546 | 118.7479
471.4 | 447.1798 | 10.8126 | 45.1304 | 0 | 0.0056648 | 62.8837 | 0 | 0% | 566.0121 | 118.8323 | 566.0121 | 118.8323
471.42 | 448.0466 | 10.812 | 45.2178 | 0 | 0.00075745 | 62.8882 | 0 | 0% | 566.9653 | 118.9187 | 566.9653 | 118.9187
471.44 | 448.5232 | 10.8113 | 45.2658 | 0 | 7.9931e-05 | 62.8927 | 0 | 0% | 567.4931 | 118.9699 | 567.4931 | 118.9699
471.46 | 448.5328 | 10.8107 | 45.2667 | 0 | 0 | 62.8971 | 0 | 0% | 567.5073 | 118.9745 | 567.5073 | 118.9745
471.48 | 448.1243 | 10.8101 | 45.2254 | 0 | 0 | 62.9015 | 0 | 0% | 567.0613 | 118.937 | 567.0613 | 118.937
471.5 | 447.4491 | 10.8095 | 45.1572 | 0 | 0 | 62.906 | 0 | 0% | 566.3217 | 118.8727 | 566.3217 | 118.8727
471.52 | 446.7082 | 10.8089 | 45.0823 | 0 | 0 | 62.9107 | 0 | 0% | 565.5101 | 118.8019 | 565.5101 | 118.8019
471.54 | 446.0897 | 10.8083 | 45.0198 | 0 | 0 | 62.9154 | 0 | 0% | 564.8332 | 118.7435 | 564.8332 | 118.7435
471.56 | 445.7173 | 10.8077 | 44.9821 | 0 | 0 | 62.92 | 0 | 0% | 564.4272 | 118.7098 | 564.4272 | 118.7098
471.58 | 445.6216 | 10.8071 | 44.9725 | 0 | 0 | 62.9243 | 0 | 0% | 564.3254 | 118.7038 | 564.3254 | 118.7038
471.6 | 445.7393 | 10.8064 | 44.9844 | 0 | 0 | 62.9284 | 0 | 0% | 564.4584 | 118.7192 | 564.4584 | 118.7192
471.62 | 445.9393 | 10.8056 | 45.0047 | 0 | 0 | 62.9323 | 0 | 0% | 564.6819 | 118.7426 | 564.6819 | 118.7426
471.64 | 446.0697 | 10.8049 | 45.018 | 0 | 0 | 62.936 | 0 | 0% | 564.8286 | 118.7588 | 564.8286 | 118.7588
471.66 | 446.014 | 10.8041 | 45.0125 | 0 | 0 | 62.9397 | 0 | 0% | 564.7703 | 118.7562 | 564.7703 | 118.7562
471.68 | 445.7408 | 10.8033 | 44.9851 | 0 | 2.8988e-14 | 62.9433 | 0 | 0% | 564.4725 | 118.7316 | 564.4725 | 118.7316
471.7 | 445.3263 | 10.8025 | 44.9434 | 0 | 4.8538e-14 | 62.9469 | 0 | 0% | 564.0192 | 118.6928 | 564.0192 | 118.6928
471.72 | 444.944 | 10.8017 | 44.905 | 0 | 4.5841e-14 | 62.9507 | 0 | 0% | 563.6013 | 118.6573 | 563.6013 | 118.6573
471.74 | 444.8224 | 10.8009 | 44.8928 | 0 | 2.1572e-14 | 62.9546 | 0 | 0% | 563.4707 | 118.6483 | 563.4707 | 118.6483
471.76 | 445.1829 | 10.8002 | 44.9293 | 0 | 0 | 62.9586 | 0 | 0% | 563.8712 | 118.6882 | 563.8712 | 118.6882
471.78 | 446.1772 | 10.7996 | 45.0297 | 0 | 5.3931e-14 | 62.9629 | 0 | 0% | 564.9694 | 118.7922 | 564.9694 | 118.7922
471.8 | 447.8419 | 10.7989 | 45.1978 | 0 | 1.5101e-13 | 62.9671 | 0 | 0% | 566.8057 | 118.9638 | 566.8057 | 118.9638
471.82 | 450.0822 | 10.7982 | 45.424 | 0 | 5.501e-13 | 62.9712 | 0 | 0% | 569.2756 | 119.1934 | 569.2756 | 119.1934
471.84 | 452.6867 | 10.7975 | 45.6869 | 0 | 9.0065e-13 | 62.9753 | 0 | 0% | 572.1465 | 119.4598 | 572.1465 | 119.4598
471.86 | 455.3726 | 10.7968 | 45.9581 | 0 | 1.876e-07 | 62.9795 | 0 | 0% | 575.107 | 119.7344 | 575.107 | 119.7344
471.88 | 457.8503 | 10.7962 | 46.2081 | 0 | 8.8746e-05 | 62.9837 | 0 | 0% | 577.8384 | 119.9881 | 577.8384 | 119.9881
471.9 | 459.8922 | 10.7955 | 46.4142 | 0 | 0.00083743 | 62.9882 | 0 | 0% | 580.0909 | 120.1987 | 580.0909 | 120.1987
471.92 | 461.3877 | 10.7949 | 46.5651 | 0 | 0.006242 | 62.9927 | 0 | 0% | 581.7466 | 120.3589 | 581.7466 | 120.3589
471.94 | 462.356 | 10.7943 | 46.6627 | 0 | 0.036745 | 62.9973 | 0 | 0% | 582.8471 | 120.4911 | 582.8471 | 120.4911
471.96 | 462.907 | 10.7937 | 46.7183 | 0 | 0.17081 | 63.0019 | 0 | 0% | 583.5917 | 120.6847 | 583.5917 | 120.6847
471.98 | 463.1757 | 10.7932 | 46.7453 | 0 | 0.62692 | 63.0065 | 0 | 0% | 584.3476 | 121.1718 | 584.3476 | 121.1718
472 | 463.2704 | 10.7925 | 46.7548 | 0 | 1.8166 | 63.0109 | 0 | 0% | 585.6453 | 122.3749 | 585.6453 | 122.3749
472.02 | 463.2483 | 10.7919 | 46.7526 | 0 | 4.1555 | 63.0153 | 0 | 0% | 587.9635 | 124.7153 | 587.9635 | 124.7153
472.04 | 463.1112 | 10.7912 | 46.7388 | 0 | 7.5037 | 63.0195 | 0 | 0% | 591.1645 | 128.0533 | 591.1645 | 128.0533
472.06 | 462.8151 | 10.7905 | 46.709 | 0 | 10.6955 | 63.0237 | 0 | 0% | 594.0338 | 131.2187 | 594.0338 | 131.2187
472.08 | 462.2941 | 10.7898 | 46.6565 | 0 | 12.0332 | 63.0276 | 0 | 0% | 594.8013 | 132.5072 | 594.8013 | 132.5072
472.1 | 461.5044 | 10.7891 | 46.577 | 0 | 10.6857 | 63.0315 | 0 | 0% | 592.5876 | 131.0832 | 592.5876 | 131.0832
472.12 | 460.4717 | 10.7882 | 46.4729 | 0 | 7.4896 | 63.0351 | 0 | 0% | 588.2576 | 127.7859 | 588.2576 | 127.7859
472.14 | 459.3099 | 10.7874 | 46.3559 | 0 | 4.1433 | 63.0385 | 0 | 0% | 583.635 | 124.3251 | 583.635 | 124.3251
472.16 | 458.1917 | 10.7866 | 46.2432 | 0 | 1.809 | 63.042 | 0 | 0% | 580.0725 | 121.8809 | 580.0725 | 121.8809
472.18 | 457.2885 | 10.7859 | 46.1522 | 0 | 0.62339 | 63.046 | 0 | 0% | 577.8959 | 120.6074 | 577.8959 | 120.6074
472.2 | 456.7147 | 10.7852 | 46.0943 | 0 | 0.16954 | 63.0504 | 0 | 0% | 576.8142 | 120.0995 | 576.8142 | 120.0995
472.22 | 456.4979 | 10.7847 | 46.0723 | 0 | 0.036393 | 63.0552 | 0 | 0% | 576.4465 | 119.9486 | 576.4465 | 119.9486
472.24 | 456.5829 | 10.7841 | 46.0809 | 0 | 0.0061653 | 63.06 | 0 | 0% | 576.5141 | 119.9312 | 576.5141 | 119.9312
472.26 | 456.8656 | 10.7836 | 46.1093 | 0 | 0.00082432 | 63.0646 | 0 | 0% | 576.824 | 119.9583 | 576.824 | 119.9583
472.28 | 457.2378 | 10.7829 | 46.1469 | 0 | 8.6968e-05 | 63.069 | 0 | 0% | 577.2367 | 119.9989 | 577.2367 | 119.9989
472.3 | 457.6239 | 10.7823 | 46.1858 | 0 | 9.4379e-15 | 63.0734 | 0 | 0% | 577.6654 | 120.0415 | 577.6654 | 120.0415
472.32 | 457.9969 | 10.7817 | 46.2235 | 0 | 2.1572e-14 | 63.0779 | 0 | 0% | 578.0799 | 120.083 | 578.0799 | 120.083
472.34 | 458.3653 | 10.781 | 46.2606 | 0 | 2.319e-13 | 63.0823 | 0 | 0% | 578.4893 | 120.124 | 578.4893 | 120.124
472.36 | 458.7385 | 10.7804 | 46.2983 | 0 | 1.3483e-14 | 63.0867 | 0 | 0% | 578.904 | 120.1655 | 578.904 | 120.1655
472.38 | 459.1023 | 10.7797 | 46.3351 | 0 | 0 | 63.091 | 0 | 0% | 579.3081 | 120.2059 | 579.3081 | 120.2059
472.4 | 459.4316 | 10.7791 | 46.3685 | 0 | 1.928e-13 | 63.0952 | 0 | 0% | 579.6744 | 120.2427 | 579.6744 | 120.2427
472.42 | 459.7295 | 10.7784 | 46.3987 | 0 | 0 | 63.0993 | 0 | 0% | 580.0059 | 120.2764 | 580.0059 | 120.2764
472.44 | 460.0401 | 10.7777 | 46.4302 | 0 | 0 | 63.1035 | 0 | 0% | 580.3515 | 120.3114 | 580.3515 | 120.3114
472.46 | 460.4106 | 10.777 | 46.4677 | 0 | 0 | 63.1076 | 0 | 0% | 580.7629 | 120.3523 | 580.7629 | 120.3523
472.48 | 460.8322 | 10.7763 | 46.5104 | 0 | 0 | 63.1116 | 0 | 0% | 581.2305 | 120.3983 | 581.2305 | 120.3983
472.5 | 461.2191 | 10.7756 | 46.5496 | 0 | 0 | 63.1156 | 0 | 0% | 581.6598 | 120.4408 | 581.6598 | 120.4408
472.52 | 461.4429 | 10.7748 | 46.5724 | 0 | 0 | 63.1195 | 0 | 0% | 581.9096 | 120.4667 | 581.9096 | 120.4667
472.54 | 461.3951 | 10.7741 | 46.5677 | 0 | 0 | 63.1234 | 0 | 0% | 581.8603 | 120.4652 | 581.8603 | 120.4652
472.56 | 461.0404 | 10.7733 | 46.5321 | 0 | 0 | 63.1273 | 0 | 0% | 581.4732 | 120.4328 | 581.4732 | 120.4328
472.58 | 460.4384 | 10.7726 | 46.4716 | 0 | 0 | 63.1312 | 0 | 0% | 580.8137 | 120.3753 | 580.8137 | 120.3753
472.6 | 459.7216 | 10.7719 | 46.3994 | 0 | 0 | 63.1351 | 0 | 0% | 580.0279 | 120.3063 | 580.0279 | 120.3063
472.62 | 459.0415 | 10.7711 | 46.3309 | 0 | 1.7693e-14 | 63.139 | 0 | 0% | 579.2826 | 120.2411 | 579.2826 | 120.2411
472.64 | 458.5063 | 10.7704 | 46.277 | 0 | 0 | 63.1431 | 0 | 0% | 578.6969 | 120.1906 | 578.6969 | 120.1906
472.66 | 458.1383 | 10.7698 | 46.24 | 0 | 7.9161e-14 | 63.1473 | 0 | 0% | 578.2953 | 120.157 | 578.2953 | 120.157
472.68 | 457.8676 | 10.7691 | 46.2127 | 0 | 3.3768e-13 | 63.1516 | 0 | 0% | 578.001 | 120.1334 | 578.001 | 120.1334
472.7 | 457.5663 | 10.7685 | 46.1824 | 0 | 4.7471e-13 | 63.1559 | 0 | 0% | 577.6731 | 120.1067 | 577.6731 | 120.1067
472.72 | 457.1087 | 10.7678 | 46.1362 | 0 | 7.6822e-13 | 63.1604 | 0 | 0% | 577.1731 | 120.0644 | 577.1731 | 120.0644
472.74 | 456.4226 | 10.7672 | 46.0669 | 0 | 1.8889e-12 | 63.1648 | 0 | 0% | 576.4216 | 119.999 | 576.4216 | 119.999
472.76 | 455.5082 | 10.7666 | 45.9747 | 0 | 9.0705e-13 | 63.1692 | 0 | 0% | 575.4186 | 119.9104 | 575.4186 | 119.9104
472.78 | 454.4239 | 10.7658 | 45.8653 | 0 | 1.9078e-13 | 63.1731 | 0 | 0% | 574.2281 | 119.8043 | 574.2281 | 119.8043
472.8 | 453.2559 | 10.765 | 45.7476 | 0 | 1.5033e-13 | 63.1767 | 0 | 0% | 572.9452 | 119.6894 | 572.9452 | 119.6894
472.82 | 452.085 | 10.7642 | 45.6296 | 0 | 1.8337e-13 | 63.1802 | 0 | 0% | 571.659 | 119.574 | 571.659 | 119.574
472.84 | 450.9607 | 10.7634 | 45.5163 | 0 | 1.0517e-13 | 63.1839 | 0 | 0% | 570.4244 | 119.4637 | 570.4244 | 119.4637
472.86 | 449.889 | 10.7628 | 45.4083 | 0 | 1.1258e-13 | 63.1882 | 0 | 0% | 569.2483 | 119.3593 | 569.2483 | 119.3593
472.88 | 448.8336 | 10.7622 | 45.3018 | 0 | 1.0651e-13 | 63.1929 | 0 | 0% | 568.0906 | 119.2569 | 568.0906 | 119.2569
472.9 | 447.7252 | 10.7616 | 45.19 | 0 | 3.2359e-14 | 63.1976 | 0 | 0% | 566.8745 | 119.1493 | 566.8745 | 119.1493
472.92 | 446.4772 | 10.761 | 45.0641 | 0 | 2.5617e-14 | 63.2021 | 0 | 0% | 565.5045 | 119.0273 | 565.5045 | 119.0273
472.94 | 445.0104 | 10.7604 | 44.9162 | 0 | 0 | 63.2065 | 0 | 0% | 563.8934 | 118.883 | 563.8934 | 118.883
472.96 | 443.2862 | 10.7597 | 44.7423 | 0 | 4.1796e-14 | 63.2107 | 0 | 0% | 561.9989 | 118.7127 | 561.9989 | 118.7127
472.98 | 441.3385 | 10.759 | 44.5458 | 0 | 2.2584e-14 | 63.2149 | 0 | 0% | 559.8583 | 118.5197 | 559.8583 | 118.5197
473 | 439.289 | 10.7583 | 44.3391 | 0 | 0 | 63.2188 | 0 | 0% | 557.6051 | 118.3162 | 557.6051 | 118.3162
473.02 | 437.3373 | 10.7575 | 44.1423 | 0 | 0 | 63.2224 | 0 | 0% | 555.4595 | 118.1222 | 555.4595 | 118.1222
473.04 | 435.7323 | 10.7567 | 43.9804 | 0 | 0 | 63.2261 | 0 | 0% | 553.6955 | 117.9632 | 553.6955 | 117.9632
473.06 | 434.725 | 10.756 | 43.8788 | 0 | 0 | 63.2301 | 0 | 0% | 552.59 | 117.8649 | 552.59 | 117.8649
473.08 | 434.5032 | 10.7554 | 43.8565 | 0 | 0 | 63.2347 | 0 | 0% | 552.3498 | 117.8466 | 552.3498 | 117.8466
473.1 | 435.1135 | 10.7549 | 43.918 | 0 | 0 | 63.2397 | 0 | 0% | 553.0261 | 117.9126 | 553.0261 | 117.9126
473.12 | 436.4046 | 10.7544 | 44.0483 | 0 | 0 | 63.2446 | 0 | 0% | 554.4519 | 118.0473 | 554.4519 | 118.0473
473.14 | 438.049 | 10.7538 | 44.2143 | 0 | 0 | 63.2494 | 0 | 0% | 556.2665 | 118.2175 | 556.2665 | 118.2175
473.16 | 439.6604 | 10.7532 | 44.3771 | 0 | 0 | 63.2538 | 0 | 0% | 558.0444 | 118.384 | 558.0444 | 118.384
473.18 | 440.9443 | 10.7525 | 44.5068 | 0 | 0 | 63.258 | 0 | 0% | 559.4616 | 118.5173 | 559.4616 | 118.5173
473.2 | 441.7933 | 10.7518 | 44.5927 | 0 | 0 | 63.2622 | 0 | 0% | 560.3999 | 118.6067 | 560.3999 | 118.6067
473.22 | 442.2919 | 10.7511 | 44.6432 | 0 | 0 | 63.2662 | 0 | 0% | 560.9525 | 118.6605 | 560.9525 | 118.6605
473.24 | 442.6511 | 10.7504 | 44.6797 | 0 | 0 | 63.2701 | 0 | 0% | 561.3514 | 118.7002 | 561.3514 | 118.7002
473.26 | 443.1091 | 10.7496 | 44.7261 | 0 | 0 | 63.2738 | 0 | 0% | 561.8587 | 118.7496 | 561.8587 | 118.7496
473.28 | 443.8409 | 10.7488 | 44.8003 | 0 | 2.5078e-13 | 63.2771 | 0 | 0% | 562.6671 | 118.8262 | 562.6671 | 118.8262
473.3 | 444.9086 | 10.7478 | 44.9085 | 0 | 1.8202e-14 | 63.2802 | 0 | 0% | 563.8451 | 118.9365 | 563.8451 | 118.9365
473.32 | 446.2585 | 10.7469 | 45.0451 | 0 | 0 | 63.2833 | 0 | 0% | 565.3338 | 119.0753 | 565.3338 | 119.0753
473.34 | 447.7502 | 10.7461 | 45.1959 | 0 | 6.8425e-14 | 63.2869 | 0 | 0% | 566.9791 | 119.2289 | 566.9791 | 119.2289
473.36 | 449.2032 | 10.7455 | 45.3428 | 0 | 3.1853e-13 | 63.2911 | 0 | 0% | 568.5826 | 119.3793 | 568.5826 | 119.3793
473.38 | 450.4413 | 10.7449 | 45.4679 | 0 | 2.4235e-13 | 63.2958 | 0 | 0% | 569.9498 | 119.5085 | 569.9498 | 119.5085
473.4 | 451.3248 | 10.7443 | 45.5572 | 0 | 1.955e-13 | 63.3005 | 0 | 0% | 570.9267 | 119.6019 | 570.9267 | 119.6019
473.42 | 451.7708 | 10.7437 | 45.6023 | 0 | 1.6179e-13 | 63.3048 | 0 | 0% | 571.4216 | 119.6509 | 571.4216 | 119.6509
473.44 | 451.7665 | 10.743 | 45.6021 | 0 | 1.1663e-13 | 63.3088 | 0 | 0% | 571.4204 | 119.6539 | 571.4204 | 119.6539
473.46 | 451.3784 | 10.7422 | 45.5632 | 0 | 0 | 63.3127 | 0 | 0% | 570.9965 | 119.6181 | 570.9965 | 119.6181
473.48 | 450.742 | 10.7415 | 45.4992 | 0 | 0 | 63.3166 | 0 | 0% | 570.2992 | 119.5572 | 570.2992 | 119.5572
473.5 | 450.0203 | 10.7408 | 45.4266 | 0 | 0 | 63.3207 | 0 | 0% | 569.5083 | 119.488 | 569.5083 | 119.488
473.52 | 449.3462 | 10.7401 | 45.3587 | 0 | 9.9772e-14 | 63.325 | 0 | 0% | 568.7699 | 119.4238 | 568.7699 | 119.4238
473.54 | 448.7914 | 10.7395 | 45.3029 | 0 | 3.883e-13 | 63.3292 | 0 | 0% | 568.1629 | 119.3716 | 568.1629 | 119.3716
473.56 | 448.3834 | 10.7388 | 45.2619 | 0 | 6.1414e-13 | 63.3334 | 0 | 0% | 567.7174 | 119.3341 | 567.7174 | 119.3341
473.58 | 448.1411 | 10.7381 | 45.2377 | 0 | 7.5891e-13 | 63.3374 | 0 | 0% | 567.4542 | 119.3131 | 567.4542 | 119.3131
473.6 | 448.0846 | 10.7373 | 45.2322 | 0 | 5.1133e-13 | 63.3413 | 0 | 0% | 567.3955 | 119.3109 | 567.3955 | 119.3109
473.62 | 448.2133 | 10.7366 | 45.2455 | 0 | 0 | 63.3452 | 0 | 0% | 567.5405 | 119.3272 | 567.5405 | 119.3272
473.64 | 448.4865 | 10.7358 | 45.2733 | 0 | 1.146e-12 | 63.349 | 0 | 0% | 567.8447 | 119.3582 | 567.8447 | 119.3582
473.66 | 448.8346 | 10.7351 | 45.3087 | 0 | 4.8403e-13 | 63.3528 | 0 | 0% | 568.2313 | 119.3966 | 568.2313 | 119.3966
473.68 | 449.1902 | 10.7343 | 45.3449 | 0 | 1.7258e-13 | 63.3566 | 0 | 0% | 568.6261 | 119.4358 | 568.6261 | 119.4358
473.7 | 449.5128 | 10.7335 | 45.3778 | 0 | 8.7638e-14 | 63.3603 | 0 | 0% | 568.9844 | 119.4716 | 568.9844 | 119.4716
473.72 | 449.7922 | 10.7328 | 45.4062 | 0 | 5.3931e-15 | 63.3641 | 0 | 0% | 569.2953 | 119.5031 | 569.2953 | 119.5031
473.74 | 450.0348 | 10.732 | 45.431 | 0 | 0 | 63.368 | 0 | 0% | 569.5658 | 119.531 | 569.5658 | 119.531
473.76 | 450.2416 | 10.7313 | 45.4521 | 0 | 0 | 63.3719 | 0 | 0% | 569.797 | 119.5553 | 569.797 | 119.5553
473.78 | 450.394 | 10.7306 | 45.4678 | 0 | 1.082e-13 | 63.3759 | 0 | 0% | 569.9683 | 119.5743 | 569.9683 | 119.5743
473.8 | 450.4571 | 10.7299 | 45.4744 | 0 | 6.3706e-14 | 63.3799 | 0 | 0% | 570.0412 | 119.5841 | 570.0412 | 119.5841
473.82 | 450.3997 | 10.7291 | 45.4689 | 0 | 0 | 63.3838 | 0 | 0% | 569.9815 | 119.5818 | 569.9815 | 119.5818
473.84 | 450.2144 | 10.7284 | 45.4504 | 0 | 4.8538e-14 | 63.3877 | 0 | 0% | 569.781 | 119.5666 | 569.781 | 119.5666
473.86 | 449.9251 | 10.7277 | 45.4215 | 0 | 7.9675e-14 | 63.3916 | 0 | 0% | 569.4658 | 119.5408 | 569.4658 | 119.5408
473.88 | 449.579 | 10.7269 | 45.3868 | 0 | 5.3762e-14 | 63.3955 | 0 | 0% | 569.0882 | 119.5092 | 569.0882 | 119.5092
473.9 | 449.2307 | 10.7262 | 45.3519 | 0 | 0 | 63.3993 | 0 | 0% | 568.7081 | 119.4774 | 568.7081 | 119.4774
473.92 | 448.9249 | 10.7254 | 45.3213 | 0 | 0 | 63.4032 | 0 | 0% | 568.3749 | 119.4499 | 568.3749 | 119.4499
473.94 | 448.6917 | 10.7247 | 45.2981 | 0 | 0 | 63.407 | 0 | 0% | 568.1214 | 119.4297 | 568.1214 | 119.4297
473.96 | 448.5567 | 10.7239 | 45.2848 | 0 | 0 | 63.4108 | 0 | 0% | 567.9761 | 119.4194 | 567.9761 | 119.4194
473.98 | 448.5592 | 10.7232 | 45.2853 | 0 | 2.474e-14 | 63.4146 | 0 | 0% | 567.9822 | 119.423 | 567.9822 | 119.423
474 | 448.7621 | 10.7224 | 45.3061 | 0 | 0 | 63.4185 | 0 | 0% | 568.209 | 119.4469 | 568.209 | 119.4469
474.02 | 449.2455 | 10.7217 | 45.3551 | 0 | 1.4689e-13 | 63.4224 | 0 | 0% | 568.7447 | 119.4992 | 568.7447 | 119.4992
474.04 | 450.0858 | 10.7209 | 45.4403 | 0 | 0 | 63.4263 | 0 | 0% | 569.6733 | 119.5875 | 569.6733 | 119.5875
474.06 | 451.3262 | 10.7202 | 45.5658 | 0 | 5.8397e-14 | 63.4301 | 0 | 0% | 571.0422 | 119.7161 | 571.0422 | 119.7161
474.08 | 452.9455 | 10.7194 | 45.7296 | 0 | 0 | 63.4338 | 0 | 0% | 572.8283 | 119.8828 | 572.8283 | 119.8828
474.1 | 454.8381 | 10.7186 | 45.921 | 0 | 1.955e-14 | 63.4374 | 0 | 0% | 574.9151 | 120.0771 | 574.9151 | 120.0771
474.12 | 456.8157 | 10.7178 | 46.121 | 0 | 2.373e-13 | 63.4411 | 0 | 0% | 577.0956 | 120.2799 | 577.0956 | 120.2799
474.14 | 458.6442 | 10.7171 | 46.3059 | 0 | 1.6719e-13 | 63.4448 | 0 | 0% | 579.112 | 120.4678 | 579.112 | 120.4678
474.16 | 460.1133 | 10.7163 | 46.4545 | 0 | 1.2606e-13 | 63.4488 | 0 | 0% | 580.733 | 120.6197 | 580.733 | 120.6197
474.18 | 461.1129 | 10.7156 | 46.5557 | 0 | 1.9449e-13 | 63.4529 | 0 | 0% | 581.8372 | 120.7243 | 581.8372 | 120.7243
474.2 | 461.6814 | 10.715 | 46.6134 | 0 | 8.6627e-14 | 63.4571 | 0 | 0% | 582.4668 | 120.7854 | 582.4668 | 120.7854
474.22 | 461.9997 | 10.7143 | 46.6458 | 0 | 2.1235e-14 | 63.4611 | 0 | 0% | 582.8209 | 120.8212 | 582.8209 | 120.8212
474.24 | 462.3217 | 10.7135 | 46.6786 | 0 | 4.3819e-14 | 63.4651 | 0 | 0% | 583.1789 | 120.8572 | 583.1789 | 120.8572
474.26 | 462.8587 | 10.7128 | 46.7331 | 0 | 0 | 63.469 | 0 | 0% | 583.7736 | 120.9149 | 583.7736 | 120.9149
474.28 | 463.677 | 10.712 | 46.8161 | 0 | 0 | 63.4728 | 0 | 0% | 584.6779 | 121.0009 | 584.6779 | 121.0009
474.3 | 464.6681 | 10.7113 | 46.9165 | 0 | 0 | 63.4765 | 0 | 0% | 585.7724 | 121.1042 | 585.7724 | 121.1042
474.32 | 465.6017 | 10.7105 | 47.0111 | 0 | 0 | 63.4801 | 0 | 0% | 586.8033 | 121.2017 | 586.8033 | 121.2017
474.34 | 466.2172 | 10.7096 | 47.0736 | 0 | 0 | 63.4836 | 0 | 0% | 587.484 | 121.2668 | 587.484 | 121.2668
474.36 | 466.309 | 10.7088 | 47.0833 | 0 | 0 | 63.4868 | 0 | 0% | 587.5879 | 121.2789 | 587.5879 | 121.2789
474.38 | 465.7821 | 10.7079 | 47.0306 | 0 | 5.3931e-15 | 63.4899 | 0 | 0% | 587.0105 | 121.2284 | 587.0105 | 121.2284
474.4 | 464.675 | 10.707 | 46.9193 | 0 | 0 | 63.4931 | 0 | 0% | 585.7944 | 121.1194 | 585.7944 | 121.1194
474.42 | 463.1506 | 10.7061 | 46.7659 | 0 | 1.955e-13 | 63.4965 | 0 | 0% | 584.119 | 120.9684 | 584.119 | 120.9684
474.44 | 461.4601 | 10.7053 | 46.5956 | 0 | 0 | 63.5001 | 0 | 0% | 582.2611 | 120.801 | 582.2611 | 120.801
474.46 | 459.8873 | 10.7046 | 46.4373 | 0 | 0 | 63.5038 | 0 | 0% | 580.5329 | 120.6456 | 580.5329 | 120.6456
474.48 | 458.6842 | 10.7038 | 46.3162 | 0 | 0 | 63.5075 | 0 | 0% | 579.2117 | 120.5275 | 579.2117 | 120.5275
474.5 | 458.0113 | 10.7029 | 46.2488 | 0 | 0 | 63.511 | 0 | 0% | 578.474 | 120.4627 | 578.474 | 120.4627
474.52 | 457.8942 | 10.7021 | 46.2375 | 0 | 0 | 63.5143 | 0 | 0% | 578.3481 | 120.4539 | 578.3481 | 120.4539
474.54 | 458.2198 | 10.7012 | 46.2708 | 0 | 1.4089e-13 | 63.5177 | 0 | 0% | 578.7096 | 120.4898 | 578.7096 | 120.4898
474.56 | 458.7812 | 10.7004 | 46.328 | 0 | 0 | 63.5211 | 0 | 0% | 579.3307 | 120.5495 | 579.3307 | 120.5495
474.58 | 459.3526 | 10.6996 | 46.3861 | 0 | 0 | 63.5247 | 0 | 0% | 579.963 | 120.6104 | 579.963 | 120.6104
474.6 | 459.7648 | 10.6988 | 46.4281 | 0 | 0 | 63.5283 | 0 | 0% | 580.4201 | 120.6553 | 580.4201 | 120.6553
474.62 | 459.9548 | 10.698 | 46.4477 | 0 | 0 | 63.5319 | 0 | 0% | 580.6324 | 120.6776 | 580.6324 | 120.6776
474.64 | 459.9735 | 10.6972 | 46.45 | 0 | 0 | 63.5355 | 0 | 0% | 580.6562 | 120.6826 | 580.6562 | 120.6826
474.66 | 459.9469 | 10.6964 | 46.4477 | 0 | 0 | 63.5389 | 0 | 0% | 580.6299 | 120.683 | 580.6299 | 120.683
474.68 | 460.0072 | 10.6955 | 46.4542 | 0 | 0 | 63.5424 | 0 | 0% | 580.6993 | 120.6921 | 580.6993 | 120.6921
474.7 | 460.2269 | 10.6947 | 46.4768 | 0 | 0 | 63.5459 | 0 | 0% | 580.9444 | 120.7174 | 580.9444 | 120.7174
474.72 | 460.5778 | 10.6939 | 46.5127 | 0 | 0 | 63.5494 | 0 | 0% | 581.3338 | 120.756 | 581.3338 | 120.756
474.74 | 460.9338 | 10.6931 | 46.5491 | 0 | 4.7864e-14 | 63.5529 | 0 | 0% | 581.7289 | 120.7951 | 581.7289 | 120.7951
474.76 | 461.1205 | 10.6922 | 46.5685 | 0 | 0 | 63.5562 | 0 | 0% | 581.9375 | 120.817 | 581.9375 | 120.817
474.78 | 460.9895 | 10.6914 | 46.5558 | 0 | 0 | 63.5595 | 0 | 0% | 581.7962 | 120.8067 | 581.7962 | 120.8067
474.8 | 460.4871 | 10.6905 | 46.5057 | 0 | 0 | 63.5627 | 0 | 0% | 581.246 | 120.7589 | 581.246 | 120.7589
474.82 | 459.6952 | 10.6896 | 46.4263 | 0 | 0 | 63.5659 | 0 | 0% | 580.377 | 120.6817 | 580.377 | 120.6817
474.84 | 458.825 | 10.6887 | 46.3389 | 0 | 0 | 63.569 | 0 | 0% | 579.4216 | 120.5967 | 579.4216 | 120.5967
474.86 | 458.1611 | 10.6878 | 46.2725 | 0 | 0 | 63.5721 | 0 | 0% | 578.6935 | 120.5324 | 578.6935 | 120.5324
474.88 | 457.9757 | 10.6869 | 46.2543 | 0 | 0 | 63.5752 | 0 | 0% | 578.4922 | 120.5165 | 578.4922 | 120.5165
474.9 | 458.4416 | 10.686 | 46.302 | 0 | 0 | 63.5784 | 0 | 0% | 579.008 | 120.5664 | 579.008 | 120.5664
474.92 | 459.5752 | 10.6851 | 46.4171 | 0 | 0 | 63.5815 | 0 | 0% | 580.259 | 120.6838 | 580.259 | 120.6838
474.94 | 461.236 | 10.6842 | 46.5856 | 0 | 0 | 63.5847 | 0 | 0% | 582.0905 | 120.8545 | 582.0905 | 120.8545
474.96 | 463.1877 | 10.6833 | 46.7838 | 0 | 0 | 63.5878 | 0 | 0% | 584.2425 | 121.0548 | 584.2425 | 121.0548
474.98 | 465.1774 | 10.6824 | 46.9862 | 0 | 0 | 63.5909 | 0 | 0% | 586.4369 | 121.2595 | 586.4369 | 121.2595
475 | 466.9849 | 10.6814 | 47.171 | 0 | 5.9324e-14 | 63.5939 | 0 | 0% | 588.4312 | 121.4463 | 588.4312 | 121.4463
475.02 | 468.4368 | 10.6804 | 47.3205 | 0 | 0 | 63.597 | 0 | 0% | 590.0347 | 121.5979 | 590.0347 | 121.5979
475.04 | 469.418 | 10.6794 | 47.4232 | 0 | 2.8988e-14 | 63.6001 | 0 | 0% | 591.1206 | 121.7026 | 591.1206 | 121.7026
475.06 | 469.8997 | 10.6783 | 47.4759 | 0 | 2.5617e-14 | 63.6031 | 0 | 0% | 591.657 | 121.7573 | 591.657 | 121.7573
475.08 | 469.9626 | 10.6772 | 47.4866 | 0 | 2.2247e-14 | 63.6062 | 0 | 0% | 591.7326 | 121.77 | 591.7326 | 121.77
475.1 | 469.7823 | 10.6762 | 47.4727 | 0 | 0 | 63.6092 | 0 | 0% | 591.5404 | 121.7582 | 591.5404 | 121.7582
475.12 | 469.5646 | 10.6751 | 47.4552 | 0 | 0 | 63.6123 | 0 | 0% | 591.3072 | 121.7426 | 591.3072 | 121.7426
475.14 | 469.4588 | 10.674 | 47.449 | 0 | 0 | 63.6154 | 0 | 0% | 591.1972 | 121.7384 | 591.1972 | 121.7384
475.16 | 469.4859 | 10.673 | 47.4562 | 0 | 0 | 63.6184 | 0 | 0% | 591.2335 | 121.7476 | 591.2335 | 121.7476
475.18 | 469.5208 | 10.6719 | 47.4642 | 0 | 0 | 63.6215 | 0 | 0% | 591.2784 | 121.7576 | 591.2784 | 121.7576
475.2 | 469.3514 | 10.6708 | 47.4515 | 0 | 0 | 63.6245 | 0 | 0% | 591.0984 | 121.7469 | 591.0984 | 121.7469
475.22 | 468.7909 | 10.6698 | 47.3993 | 0 | 0 | 63.6276 | 0 | 0% | 590.4876 | 121.6967 | 590.4876 | 121.6967
475.24 | 467.7777 | 10.6687 | 47.3013 | 0 | 0 | 63.6306 | 0 | 0% | 589.3784 | 121.6007 | 589.3784 | 121.6007
475.26 | 466.4111 | 10.6676 | 47.1676 | 0 | 0 | 63.6337 | 0 | 0% | 587.88 | 121.4689 | 587.88 | 121.4689
475.28 | 464.9179 | 10.6666 | 47.021 | 0 | 0 | 63.6367 | 0 | 0% | 586.2422 | 121.3243 | 586.2422 | 121.3243
475.3 | 463.5768 | 10.6655 | 46.8898 | 0 | 0 | 63.6398 | 0 | 0% | 584.7719 | 121.1951 | 584.7719 | 121.1951
475.32 | 462.628 | 10.6644 | 46.7983 | 0 | 0 | 63.6428 | 0 | 0% | 583.7335 | 121.1056 | 583.7335 | 121.1056
475.34 | 462.1993 | 10.6634 | 46.7594 | 0 | 9.1177e-13 | 63.6459 | 0 | 0% | 583.2679 | 121.0686 | 583.2679 | 121.0686
475.36 | 462.2707 | 10.6623 | 46.771 | 0 | 1.0719e-12 | 63.6489 | 0 | 0% | 583.3529 | 121.0822 | 583.3529 | 121.0822
475.38 | 462.6784 | 10.6612 | 46.8167 | 0 | 4.4619e-13 | 63.6519 | 0 | 0% | 583.8082 | 121.1299 | 583.8082 | 121.1299
475.4 | 463.1537 | 10.6601 | 46.8692 | 0 | 1.6154e-13 | 63.6549 | 0 | 0% | 584.338 | 121.1843 | 584.338 | 121.1843
475.42 | 463.3914 | 10.659 | 46.8977 | 0 | 2.5263e-13 | 63.6577 | 0 | 0% | 584.6059 | 121.2145 | 584.6059 | 121.2145
475.44 | 463.1377 | 10.6579 | 46.8765 | 0 | 2.0747e-13 | 63.6606 | 0 | 0% | 584.3327 | 121.195 | 584.3327 | 121.195
475.46 | 462.2781 | 10.6568 | 46.7939 | 0 | 2.2971e-13 | 63.6634 | 0 | 0% | 583.3922 | 121.1141 | 583.3922 | 121.1141
475.48 | 460.8825 | 10.6557 | 46.6571 | 0 | 1.3752e-13 | 63.6662 | 0 | 0% | 581.8615 | 120.979 | 581.8615 | 120.979
475.5 | 459.1772 | 10.6546 | 46.4889 | 0 | 8.7301e-14 | 63.6692 | 0 | 0% | 579.9899 | 120.8127 | 579.9899 | 120.8127
475.52 | 457.4501 | 10.6536 | 46.3184 | 0 | 6.4886e-14 | 63.6723 | 0 | 0% | 578.0944 | 120.6443 | 578.0944 | 120.6443
475.54 | 455.9454 | 10.6525 | 46.1704 | 0 | 1.0601e-13 | 63.6755 | 0 | 0% | 576.4437 | 120.4984 | 576.4437 | 120.4984
475.56 | 454.7948 | 10.6515 | 46.0582 | 0 | 2.1235e-13 | 63.6787 | 0 | 0% | 575.1832 | 120.3884 | 575.1832 | 120.3884
475.58 | 454.0053 | 10.6504 | 45.9826 | 0 | 2.5921e-13 | 63.6819 | 0 | 0% | 574.3203 | 120.3149 | 574.3203 | 120.3149
475.6 | 453.4918 | 10.6494 | 45.9349 | 0 | 4.3212e-13 | 63.6851 | 0 | 0% | 573.7612 | 120.2694 | 573.7612 | 120.2694
475.62 | 453.1322 | 10.6484 | 45.9028 | 0 | 4.8538e-13 | 63.6883 | 0 | 0% | 573.3717 | 120.2395 | 573.3717 | 120.2395
475.64 | 452.8131 | 10.6473 | 45.8748 | 0 | 3.7347e-13 | 63.6915 | 0 | 0% | 573.0268 | 120.2136 | 573.0268 | 120.2136
475.66 | 452.45 | 10.6463 | 45.8424 | 0 | 5.2313e-13 | 63.6946 | 0 | 0% | 572.6332 | 120.1833 | 572.6332 | 120.1833
475.68 | 451.994 | 10.6452 | 45.8005 | 0 | 2.9932e-13 | 63.6977 | 0 | 0% | 572.1374 | 120.1434 | 572.1374 | 120.1434
475.7 | 451.4464 | 10.6442 | 45.7493 | 0 | 5.1234e-14 | 63.7008 | 0 | 0% | 571.5407 | 120.0943 | 571.5407 | 120.0943
475.72 | 450.8764 | 10.6431 | 45.6959 | 0 | 0 | 63.7039 | 0 | 0% | 570.9192 | 120.0429 | 570.9192 | 120.0429
475.74 | 450.4161 | 10.6421 | 45.6536 | 0 | 0 | 63.7069 | 0 | 0% | 570.4186 | 120.0025 | 570.4186 | 120.0025
475.76 | 450.2183 | 10.641 | 45.6379 | 0 | 0 | 63.7099 | 0 | 0% | 570.2071 | 119.9888 | 570.2071 | 119.9888
475.78 | 450.3975 | 10.6399 | 45.6604 | 0 | 6.7414e-14 | 63.7129 | 0 | 0% | 570.4107 | 120.0132 | 570.4107 | 120.0132
475.8 | 450.9873 | 10.6388 | 45.7246 | 0 | 1.5488e-13 | 63.7158 | 0 | 0% | 571.0664 | 120.0791 | 571.0664 | 120.0791
475.82 | 451.9319 | 10.6377 | 45.8248 | 0 | 2.7471e-13 | 63.7185 | 0 | 0% | 572.1129 | 120.181 | 572.1129 | 120.181
475.84 | 453.1049 | 10.6365 | 45.9483 | 0 | 5.4993e-13 | 63.721 | 0 | 0% | 573.4107 | 120.3058 | 573.4107 | 120.3058
475.86 | 454.3439 | 10.6353 | 46.0785 | 0 | 5.7993e-13 | 63.7235 | 0 | 0% | 574.7811 | 120.4372 | 574.7811 | 120.4372
475.88 | 455.4889 | 10.6341 | 46.1992 | 0 | 1.6786e-13 | 63.7258 | 0 | 0% | 576.0479 | 120.559 | 576.0479 | 120.559
475.9 | 456.4152 | 10.6329 | 46.2977 | 0 | 1.0314e-13 | 63.7281 | 0 | 0% | 577.0739 | 120.6587 | 577.0739 | 120.6587
475.92 | 457.0608 | 10.6316 | 46.3678 | 0 | 1.955e-13 | 63.7304 | 0 | 0% | 577.7906 | 120.7298 | 577.7906 | 120.7298
475.94 | 457.4454 | 10.6304 | 46.4115 | 0 | 1.0786e-13 | 63.7327 | 0 | 0% | 578.22 | 120.7746 | 578.22 | 120.7746
475.96 | 457.6724 | 10.6292 | 46.4391 | 0 | 1.1561e-13 | 63.7351 | 0 | 0% | 578.4758 | 120.8034 | 578.4758 | 120.8034
475.98 | 457.8944 | 10.6281 | 46.4662 | 0 | 8.3593e-14 | 63.7377 | 0 | 0% | 578.7263 | 120.8319 | 578.7263 | 120.8319
476 | 458.2351 | 10.6269 | 46.5052 | 0 | 6.3706e-14 | 63.7404 | 0 | 0% | 579.1076 | 120.8726 | 579.1076 | 120.8726
476.02 | 458.7002 | 10.6258 | 46.5569 | 0 | 1.5235e-13 | 63.7432 | 0 | 0% | 579.6262 | 120.926 | 579.6262 | 120.926
476.04 | 459.1484 | 10.6247 | 46.6069 | 0 | 1.3685e-13 | 63.7461 | 0 | 0% | 580.1261 | 120.9777 | 580.1261 | 120.9777
476.06 | 459.3588 | 10.6236 | 46.6327 | 0 | 1.1123e-13 | 63.7489 | 0 | 0% | 580.3641 | 121.0053 | 580.3641 | 121.0053
476.08 | 459.1528 | 10.6225 | 46.6163 | 0 | 1.5505e-13 | 63.7517 | 0 | 0% | 580.1432 | 120.9904 | 580.1432 | 120.9904
476.1 | 458.488 | 10.6213 | 46.5533 | 0 | 1.146e-14 | 63.7543 | 0 | 0% | 579.4168 | 120.9288 | 579.4168 | 120.9288
476.12 | 457.4785 | 10.6202 | 46.4553 | 0 | 0 | 63.7568 | 0 | 0% | 578.3107 | 120.8322 | 578.3107 | 120.8322
476.14 | 456.3338 | 10.619 | 46.3436 | 0 | 4.51e-13 | 63.7593 | 0 | 0% | 577.0556 | 120.7218 | 577.0556 | 120.7218
476.16 | 455.2474 | 10.6178 | 46.2378 | 0 | 2.5887e-13 | 63.7618 | 0 | 0% | 575.8648 | 120.6174 | 575.8648 | 120.6174
476.18 | 454.3033 | 10.6167 | 46.1464 | 0 | 4.9347e-13 | 63.7645 | 0 | 0% | 574.8308 | 120.5276 | 574.8308 | 120.5276
476.2 | 453.466 | 10.6155 | 46.0659 | 0 | 5.2246e-14 | 63.7671 | 0 | 0% | 573.9145 | 120.4485 | 573.9145 | 120.4485
476.22 | 452.6494 | 10.6144 | 45.9875 | 0 | 5.1858e-13 | 63.7697 | 0 | 0% | 573.021 | 120.3716 | 573.021 | 120.3716
476.24 | 451.8001 | 10.6132 | 45.9058 | 0 | 9.3115e-14 | 63.7723 | 0 | 0% | 572.0914 | 120.2913 | 572.0914 | 120.2913
476.26 | 450.935 | 10.6121 | 45.8224 | 0 | 0 | 63.775 | 0 | 0% | 571.1444 | 120.2094 | 571.1444 | 120.2094
476.28 | 450.1238 | 10.6109 | 45.7444 | 0 | 0 | 63.7777 | 0 | 0% | 570.2569 | 120.1331 | 570.2569 | 120.1331
476.3 | 449.4364 | 10.6099 | 45.6789 | 0 | 0 | 63.7807 | 0 | 0% | 569.506 | 120.0695 | 569.506 | 120.0695
476.32 | 448.8862 | 10.6088 | 45.6273 | 0 | 0 | 63.784 | 0 | 0% | 568.9064 | 120.0201 | 568.9064 | 120.0201
476.34 | 448.4005 | 10.6079 | 45.5821 | 0 | 0 | 63.7875 | 0 | 0% | 568.3781 | 119.9775 | 568.3781 | 119.9775
476.36 | 447.8337 | 10.607 | 45.5286 | 0 | 0 | 63.7912 | 0 | 0% | 567.7605 | 119.9268 | 567.7605 | 119.9268
476.38 | 447.0114 | 10.606 | 45.4491 | 0 | 0 | 63.795 | 0 | 0% | 566.8615 | 119.8502 | 566.8615 | 119.8502
476.4 | 445.784 | 10.6051 | 45.3284 | 0 | 3.6403e-14 | 63.7988 | 0 | 0% | 565.5164 | 119.7323 | 565.5164 | 119.7323
476.42 | 444.076 | 10.6042 | 45.1588 | 0 | 3.2021e-15 | 63.8025 | 0 | 0% | 563.6415 | 119.5656 | 563.6415 | 119.5656
476.44 | 441.9169 | 10.6033 | 44.9434 | 0 | 8.4941e-14 | 63.8061 | 0 | 0% | 561.2697 | 119.3528 | 561.2697 | 119.3528
476.46 | 439.4479 | 10.6023 | 44.6964 | 0 | 0 | 63.8096 | 0 | 0% | 558.5562 | 119.1083 | 558.5562 | 119.1083
476.48 | 436.8928 | 10.6013 | 44.4407 | 0 | 0 | 63.8129 | 0 | 0% | 555.7477 | 118.8549 | 555.7477 | 118.8549
476.5 | 434.4983 | 10.6003 | 44.2013 | 0 | 0 | 63.8161 | 0 | 0% | 553.116 | 118.6177 | 553.116 | 118.6177
476.52 | 432.463 | 10.5992 | 43.9984 | 0 | 0 | 63.8193 | 0 | 0% | 550.8799 | 118.4169 | 550.8799 | 118.4169
476.54 | 430.8997 | 10.5982 | 43.8436 | 0 | 0 | 63.8224 | 0 | 0% | 549.1638 | 118.2641 | 549.1638 | 118.2641
476.56 | 429.8521 | 10.5971 | 43.7412 | 0 | 6.6487e-14 | 63.8255 | 0 | 0% | 548.0158 | 118.1637 | 548.0158 | 118.1637
476.58 | 429.3294 | 10.5961 | 43.6921 | 0 | 1.8471e-13 | 63.8286 | 0 | 0% | 547.4462 | 118.1168 | 547.4462 | 118.1168
476.6 | 429.3075 | 10.5951 | 43.694 | 0 | 1.8269e-13 | 63.8319 | 0 | 0% | 547.4284 | 118.121 | 547.4284 | 118.121
476.62 | 429.6951 | 10.5941 | 43.7375 | 0 | 1.928e-13 | 63.8353 | 0 | 0% | 547.8621 | 118.167 | 547.8621 | 118.167
476.64 | 430.3164 | 10.5931 | 43.8048 | 0 | 8.7638e-14 | 63.8389 | 0 | 0% | 548.5532 | 118.2369 | 548.5532 | 118.2369
476.66 | 430.9474 | 10.5922 | 43.8731 | 0 | 1.6449e-13 | 63.8426 | 0 | 0% | 549.2553 | 118.3079 | 549.2553 | 118.3079
476.68 | 431.3967 | 10.5913 | 43.9228 | 0 | 3.7617e-13 | 63.8464 | 0 | 0% | 549.7572 | 118.3605 | 549.7572 | 118.3605
476.7 | 431.586 | 10.5904 | 43.946 | 0 | 3.883e-13 | 63.8502 | 0 | 0% | 549.9727 | 118.3866 | 549.9727 | 118.3866
476.72 | 431.5913 | 10.5895 | 43.9505 | 0 | 3.0066e-13 | 63.854 | 0 | 0% | 549.9854 | 118.3941 | 549.9854 | 118.3941
476.74 | 431.6127 | 10.5886 | 43.9567 | 0 | 1.8606e-13 | 63.8578 | 0 | 0% | 550.0159 | 118.4031 | 550.0159 | 118.4031
476.76 | 431.8751 | 10.5877 | 43.9874 | 0 | 1.2809e-13 | 63.8616 | 0 | 0% | 550.3118 | 118.4367 | 550.3118 | 118.4367
476.78 | 432.5156 | 10.5867 | 44.0567 | 0 | 1.6988e-13 | 63.8653 | 0 | 0% | 551.0243 | 118.5087 | 551.0243 | 118.5087
476.8 | 433.5267 | 10.5858 | 44.1637 | 0 | 9.7076e-14 | 63.869 | 0 | 0% | 552.1451 | 118.6185 | 552.1451 | 118.6185
476.82 | 434.7781 | 10.5849 | 44.2952 | 0 | 8.2245e-14 | 63.8726 | 0 | 0% | 553.5307 | 118.7527 | 553.5307 | 118.7527
476.84 | 436.0898 | 10.5839 | 44.4329 | 0 | 0 | 63.8762 | 0 | 0% | 554.9828 | 118.893 | 554.9828 | 118.893
476.86 | 437.3151 | 10.583 | 44.5618 | 0 | 0 | 63.8798 | 0 | 0% | 556.3397 | 119.0246 | 556.3397 | 119.0246
476.88 | 438.3973 | 10.5821 | 44.6762 | 0 | 0 | 63.8835 | 0 | 0% | 557.539 | 119.1417 | 557.539 | 119.1417
476.9 | 439.3752 | 10.5811 | 44.7799 | 0 | 0 | 63.8872 | 0 | 0% | 558.6235 | 119.2482 | 558.6235 | 119.2482
476.92 | 440.3456 | 10.5802 | 44.8829 | 0 | 0 | 63.891 | 0 | 0% | 559.6997 | 119.3541 | 559.6997 | 119.3541
476.94 | 441.414 | 10.5793 | 44.9958 | 0 | 0 | 63.8948 | 0 | 0% | 560.884 | 119.47 | 560.884 | 119.47
476.96 | 442.6612 | 10.5784 | 45.1271 | 0 | 0 | 63.8987 | 0 | 0% | 562.2654 | 119.6042 | 562.2654 | 119.6042
476.98 | 444.1267 | 10.5776 | 45.2806 | 0 | 1.5606e-13 | 63.9026 | 0 | 0% | 563.8874 | 119.7607 | 563.8874 | 119.7607
477 | 445.802 | 10.5767 | 45.4555 | 0 | 0 | 63.9065 | 0 | 0% | 565.7407 | 119.9387 | 565.7407 | 119.9387
477.02 | 447.6248 | 10.5758 | 45.6455 | 0 | 1.8134e-13 | 63.9105 | 0 | 0% | 567.7565 | 120.1317 | 567.7565 | 120.1317
477.04 | 449.476 | 10.5749 | 45.8384 | 0 | 2.1539e-13 | 63.9144 | 0 | 0% | 569.8037 | 120.3277 | 569.8037 | 120.3277
477.06 | 451.1882 | 10.5741 | 46.0171 | 0 | 1.6179e-13 | 63.9184 | 0 | 0% | 571.6978 | 120.5096 | 571.6978 | 120.5096
477.08 | 452.5768 | 10.5732 | 46.1629 | 0 | 1.1224e-12 | 63.9224 | 0 | 0% | 573.2352 | 120.6585 | 573.2352 | 120.6585
477.1 | 453.5018 | 10.5723 | 46.2614 | 0 | 4.9886e-13 | 63.9264 | 0 | 0% | 574.2618 | 120.7601 | 574.2618 | 120.7601
477.12 | 453.9399 | 10.5715 | 46.3102 | 0 | 4.6313e-13 | 63.9303 | 0 | 0% | 574.7519 | 120.812 | 574.7519 | 120.812
477.14 | 454.0192 | 10.5706 | 46.3225 | 0 | 4.8201e-13 | 63.9343 | 0 | 0% | 574.8466 | 120.8274 | 574.8466 | 120.8274
477.16 | 453.9855 | 10.5697 | 46.3232 | 0 | 4.119e-13 | 63.9383 | 0 | 0% | 574.8168 | 120.8313 | 574.8168 | 120.8313
477.18 | 454.1176 | 10.5689 | 46.3409 | 0 | 2.528e-13 | 63.9423 | 0 | 0% | 574.9697 | 120.8521 | 574.9697 | 120.8521
477.2 | 454.6329 | 10.568 | 46.3977 | 0 | 1.982e-13 | 63.9463 | 0 | 0% | 575.545 | 120.912 | 575.545 | 120.912
477.22 | 455.6162 | 10.5672 | 46.5022 | 0 | 9.775e-14 | 63.9504 | 0 | 0% | 576.6359 | 121.0198 | 576.6359 | 121.0198
477.24 | 456.9984 | 10.5663 | 46.6475 | 0 | 1.1056e-13 | 63.9545 | 0 | 0% | 578.1667 | 121.1683 | 578.1667 | 121.1683
477.26 | 458.5947 | 10.5655 | 46.8145 | 0 | 6.6065e-14 | 63.9587 | 0 | 0% | 579.9334 | 121.3387 | 579.9334 | 121.3387
477.28 | 460.1798 | 10.5647 | 46.9805 | 0 | 8.7638e-15 | 63.9629 | 0 | 0% | 581.6879 | 121.5081 | 581.6879 | 121.5081
477.3 | 461.5676 | 10.5639 | 47.1262 | 0 | 5.1234e-14 | 63.9673 | 0 | 0% | 583.225 | 121.6574 | 583.225 | 121.6574
477.32 | 462.6668 | 10.5631 | 47.2426 | 0 | 0 | 63.9717 | 0 | 0% | 584.4441 | 121.7774 | 584.4441 | 121.7774
477.34 | 463.4912 | 10.5624 | 47.3308 | 0 | 1.1865e-13 | 63.9762 | 0 | 0% | 585.3607 | 121.8694 | 585.3607 | 121.8694
477.36 | 464.1204 | 10.5616 | 47.3991 | 0 | 1.8876e-14 | 63.9809 | 0 | 0% | 586.062 | 121.9416 | 586.062 | 121.9416
477.38 | 464.6369 | 10.5609 | 47.4559 | 0 | 0 | 63.9856 | 0 | 0% | 586.6393 | 122.0024 | 586.6393 | 122.0024
477.4 | 465.0809 | 10.5602 | 47.5053 | 0 | 8.2245e-14 | 63.9903 | 0 | 0% | 587.1368 | 122.0559 | 587.1368 | 122.0559
477.42 | 465.4377 | 10.5595 | 47.5458 | 0 | 1.0921e-13 | 63.9952 | 0 | 0% | 587.5382 | 122.1005 | 587.5382 | 122.1005
477.44 | 465.6572 | 10.5588 | 47.5723 | 0 | 1.2674e-13 | 64 | 0 | 0% | 587.7883 | 122.1311 | 587.7883 | 122.1311
477.46 | 465.6906 | 10.5581 | 47.5797 | 0 | 9.7076e-14 | 64.0048 | 0 | 0% | 587.8333 | 122.1427 | 587.8333 | 122.1427
477.48 | 465.5261 | 10.5574 | 47.567 | 0 | 6.2021e-14 | 64.0096 | 0 | 0% | 587.6601 | 122.134 | 587.6601 | 122.134
477.5 | 465.2062 | 10.5567 | 47.5384 | 0 | 0 | 64.0144 | 0 | 0% | 587.3156 | 122.1094 | 587.3156 | 122.1094
477.52 | 464.8217 | 10.556 | 47.5031 | 0 | 9.0334e-14 | 64.0191 | 0 | 0% | 586.8999 | 122.0782 | 586.8999 | 122.0782
477.54 | 464.492 | 10.5553 | 47.4735 | 0 | 2.9662e-14 | 64.0238 | 0 | 0% | 586.5446 | 122.0526 | 586.5446 | 122.0526
477.56 | 464.3407 | 10.5546 | 47.4621 | 0 | 0 | 64.0284 | 0 | 0% | 586.3859 | 122.0451 | 586.3859 | 122.0451
477.58 | 464.4745 | 10.5538 | 47.4799 | 0 | 0 | 64.0331 | 0 | 0% | 586.5413 | 122.0668 | 586.5413 | 122.0668
477.6 | 464.9654 | 10.5531 | 47.5342 | 0 | 0 | 64.0378 | 0 | 0% | 587.0905 | 122.125 | 587.0905 | 122.125
477.62 | 465.8388 | 10.5524 | 47.6276 | 0 | 0 | 64.0424 | 0 | 0% | 588.0612 | 122.2224 | 588.0612 | 122.2224
477.64 | 467.0677 | 10.5517 | 47.7573 | 0 | 0 | 64.0471 | 0 | 0% | 589.4238 | 122.3561 | 589.4238 | 122.3561
477.66 | 468.5767 | 10.5509 | 47.9157 | 0 | 0 | 64.0517 | 0 | 0% | 591.0951 | 122.5184 | 591.0951 | 122.5184
477.68 | 470.25 | 10.5502 | 48.091 | 0 | 0 | 64.0564 | 0 | 0% | 592.9475 | 122.6976 | 592.9475 | 122.6976
477.7 | 471.9405 | 10.5495 | 48.268 | 0 | 0 | 64.0611 | 0 | 0% | 594.8191 | 122.8786 | 594.8191 | 122.8786
477.72 | 473.4836 | 10.5488 | 48.43 | 0 | 5.9661e-14 | 64.0657 | 0 | 0% | 596.5281 | 123.0445 | 596.5281 | 123.0445
477.74 | 474.718 | 10.548 | 48.5604 | 0 | 2.8988e-14 | 64.0704 | 0 | 0% | 597.8969 | 123.1788 | 597.8969 | 123.1788
477.76 | 475.5149 | 10.5473 | 48.6461 | 0 | 4.5841e-14 | 64.075 | 0 | 0% | 598.7833 | 123.2684 | 598.7833 | 123.2684
477.78 | 475.8048 | 10.5466 | 48.6799 | 0 | 0 | 64.0797 | 0 | 0% | 599.111 | 123.3062 | 599.111 | 123.3062
477.8 | 475.5919 | 10.5459 | 48.6623 | 0 | 0 | 64.0844 | 0 | 0% | 598.8844 | 123.2925 | 598.8844 | 123.2925
477.82 | 474.9519 | 10.5451 | 48.601 | 0 | 0 | 64.089 | 0 | 0% | 598.1871 | 123.2351 | 598.1871 | 123.2351
477.84 | 474.0154 | 10.5444 | 48.5093 | 0 | 0 | 64.0937 | 0 | 0% | 597.1629 | 123.1474 | 597.1629 | 123.1474
477.86 | 472.9416 | 10.5437 | 48.4036 | 0 | 0 | 64.0984 | 0 | 0% | 595.9872 | 123.0456 | 595.9872 | 123.0456
477.88 | 471.8906 | 10.5429 | 48.3002 | 0 | 0 | 64.103 | 0 | 0% | 594.8368 | 122.9462 | 594.8368 | 122.9462
477.9 | 471.0014 | 10.5422 | 48.2133 | 0 | 3.3168e-13 | 64.1077 | 0 | 0% | 593.8646 | 122.8632 | 593.8646 | 122.8632
477.92 | 470.3762 | 10.5415 | 48.1535 | 0 | 0 | 64.1123 | 0 | 0% | 593.1835 | 122.8073 | 593.1835 | 122.8073
477.94 | 470.0728 | 10.5408 | 48.1266 | 0 | 0 | 64.117 | 0 | 0% | 592.8572 | 122.7844 | 592.8572 | 122.7844
477.96 | 470.1063 | 10.54 | 48.1342 | 0 | 1.6719e-13 | 64.1217 | 0 | 0% | 592.9022 | 122.7959 | 592.9022 | 122.7959
477.98 | 470.4562 | 10.5393 | 48.1742 | 0 | 0 | 64.1264 | 0 | 0% | 593.2961 | 122.8399 | 593.2961 | 122.8399
478 | 471.0747 | 10.5386 | 48.2416 | 0 | 0 | 64.1311 | 0 | 0% | 593.9861 | 122.9114 | 593.9861 | 122.9114
478.02 | 471.893 | 10.5379 | 48.3296 | 0 | 0 | 64.1359 | 0 | 0% | 594.8964 | 123.0034 | 594.8964 | 123.0034
478.04 | 472.8259 | 10.5373 | 48.4292 | 0 | 4.3145e-14 | 64.1409 | 0 | 0% | 595.9332 | 123.1073 | 595.9332 | 123.1073
478.06 | 473.7747 | 10.5366 | 48.5304 | 0 | 1.9415e-13 | 64.146 | 0 | 0% | 596.9877 | 123.213 | 596.9877 | 123.213
478.08 | 474.6273 | 10.536 | 48.6218 | 0 | 1.1865e-13 | 64.1512 | 0 | 0% | 597.9363 | 123.309 | 597.9363 | 123.309
478.1 | 475.2588 | 10.5354 | 48.6904 | 0 | 7.5503e-14 | 64.1566 | 0 | 0% | 598.6412 | 123.3825 | 598.6412 | 123.3825
478.12 | 475.5421 | 10.5349 | 48.7234 | 0 | 1.7258e-13 | 64.162 | 0 | 0% | 598.9624 | 123.4203 | 598.9624 | 123.4203
478.14 | 475.3752 | 10.5343 | 48.7103 | 0 | 8.629e-14 | 64.1675 | 0 | 0% | 598.7873 | 123.412 | 598.7873 | 123.412
478.16 | 474.7221 | 10.5337 | 48.6473 | 0 | 1.6853e-14 | 64.173 | 0 | 0% | 598.0761 | 123.354 | 598.0761 | 123.354
478.18 | 473.6447 | 10.5332 | 48.5408 | 0 | 0 | 64.1784 | 0 | 0% | 596.8971 | 123.2524 | 596.8971 | 123.2524
478.2 | 472.3019 | 10.5326 | 48.4071 | 0 | 0 | 64.1839 | 0 | 0% | 595.4255 | 123.1236 | 595.4255 | 123.1236
478.22 | 470.9117 | 10.532 | 48.2685 | 0 | 3.674e-14 | 64.1893 | 0 | 0% | 593.9016 | 122.9899 | 593.9016 | 122.9899
478.24 | 469.6973 | 10.5315 | 48.148 | 0 | 0 | 64.1947 | 0 | 0% | 592.5715 | 122.8742 | 592.5715 | 122.8742
478.26 | 468.8394 | 10.5309 | 48.064 | 0 | 0 | 64.2001 | 0 | 0% | 591.6344 | 122.795 | 591.6344 | 122.795
478.28 | 468.4467 | 10.5303 | 48.0277 | 0 | 0 | 64.2054 | 0 | 0% | 591.2101 | 122.7634 | 591.2101 | 122.7634
478.3 | 468.5442 | 10.5297 | 48.0416 | 0 | 0 | 64.2107 | 0 | 0% | 591.3262 | 122.7821 | 591.3262 | 122.7821
478.32 | 469.0759 | 10.5291 | 48.1001 | 0 | 0 | 64.2161 | 0 | 0% | 591.9212 | 122.8453 | 591.9212 | 122.8453
478.34 | 469.9189 | 10.5285 | 48.1905 | 0 | 0 | 64.2214 | 0 | 0% | 592.8594 | 122.9404 | 592.8594 | 122.9404
478.36 | 470.9052 | 10.5279 | 48.2956 | 0 | 0 | 64.2267 | 0 | 0% | 593.9555 | 123.0503 | 593.9555 | 123.0503
478.38 | 471.8473 | 10.5274 | 48.3962 | 0 | 0 | 64.2321 | 0 | 0% | 595.003 | 123.1556 | 595.003 | 123.1556
478.4 | 472.5626 | 10.5268 | 48.4735 | 0 | 0 | 64.2374 | 0 | 0% | 595.8003 | 123.2377 | 595.8003 | 123.2377
478.42 | 472.8963 | 10.5262 | 48.5117 | 0 | 0 | 64.2428 | 0 | 0% | 596.1769 | 123.2806 | 596.1769 | 123.2806
478.44 | 472.7401 | 10.5256 | 48.4996 | 0 | 0 | 64.2481 | 0 | 0% | 596.0134 | 123.2733 | 596.0134 | 123.2733
478.46 | 472.044 | 10.525 | 48.4321 | 0 | 0 | 64.2535 | 0 | 0% | 595.2547 | 123.2106 | 595.2547 | 123.2106
478.48 | 470.8221 | 10.5244 | 48.3107 | 0 | 0 | 64.2588 | 0 | 0% | 593.9161 | 123.0939 | 593.9161 | 123.0939
478.5 | 469.1561 | 10.5238 | 48.1437 | 0 | 8.6964e-14 | 64.2641 | 0 | 0% | 592.0878 | 122.9317 | 592.0878 | 122.9317
478.52 | 467.1913 | 10.5232 | 47.9461 | 0 | 1.8572e-13 | 64.2694 | 0 | 0% | 589.9301 | 122.7387 | 589.9301 | 122.7387
478.54 | 465.117 | 10.5226 | 47.7372 | 0 | 1.9483e-13 | 64.2747 | 0 | 0% | 587.6515 | 122.5345 | 587.6515 | 122.5345
478.56 | 463.1281 | 10.522 | 47.537 | 0 | 2.137e-13 | 64.2799 | 0 | 0% | 585.4671 | 122.339 | 585.4671 | 122.339
478.58 | 461.3863 | 10.5214 | 47.3623 | 0 | 2.6932e-13 | 64.285 | 0 | 0% | 583.555 | 122.1687 | 583.555 | 122.1687
478.6 | 459.9959 | 10.5207 | 47.2236 | 0 | 2.705e-13 | 64.29 | 0 | 0% | 582.0303 | 122.0343 | 582.0303 | 122.0343
478.62 | 458.9994 | 10.52 | 47.1254 | 0 | 2.2213e-13 | 64.2948 | 0 | 0% | 580.9397 | 121.9403 | 580.9397 | 121.9403
478.64 | 458.3847 | 10.5194 | 47.0663 | 0 | 1.5674e-13 | 64.2997 | 0 | 0% | 580.2701 | 121.8854 | 580.2701 | 121.8854
478.66 | 458.0954 | 10.5187 | 47.0406 | 0 | 1.6112e-13 | 64.3046 | 0 | 0% | 579.9592 | 121.8639 | 579.9592 | 121.8639
478.68 | 458.0342 | 10.518 | 47.0383 | 0 | 0 | 64.3095 | 0 | 0% | 579.9001 | 121.8659 | 579.9001 | 121.8659
478.7 | 458.0583 | 10.5174 | 47.0448 | 0 | 1.6719e-13 | 64.3147 | 0 | 0% | 579.9351 | 121.8768 | 579.9351 | 121.8768
478.72 | 457.978 | 10.5168 | 47.0404 | 0 | 3.1415e-13 | 64.3199 | 0 | 0% | 579.8551 | 121.8771 | 579.8551 | 121.8771
478.74 | 457.5797 | 10.5162 | 47.0034 | 0 | 0 | 64.3253 | 0 | 0% | 579.4245 | 121.8449 | 579.4245 | 121.8449
478.76 | 456.6796 | 10.5156 | 46.9147 | 0 | 0 | 64.3308 | 0 | 0% | 578.4407 | 121.7611 | 578.4407 | 121.7611
478.78 | 455.1889 | 10.5151 | 46.7654 | 0 | 2.6494e-13 | 64.3362 | 0 | 0% | 576.8055 | 121.6167 | 576.8055 | 121.6167
478.8 | 453.1583 | 10.5145 | 46.5605 | 0 | 2.9965e-13 | 64.3417 | 0 | 0% | 574.575 | 121.4167 | 574.575 | 121.4167
478.82 | 450.7812 | 10.5139 | 46.3201 | 0 | 0 | 64.3472 | 0 | 0% | 571.9624 | 121.1812 | 571.9624 | 121.1812
478.84 | 448.3449 | 10.5134 | 46.0735 | 0 | 4.8959e-14 | 64.3527 | 0 | 0% | 569.2844 | 120.9395 | 569.2844 | 120.9395
478.86 | 446.1414 | 10.5128 | 45.8508 | 0 | 9.1346e-14 | 64.3581 | 0 | 0% | 566.8632 | 120.7218 | 566.8632 | 120.7218
478.88 | 444.3792 | 10.5123 | 45.6735 | 0 | 1.2472e-13 | 64.3636 | 0 | 0% | 564.9285 | 120.5493 | 564.9285 | 120.5493
478.9 | 443.1398 | 10.5117 | 45.5498 | 0 | 1.5775e-13 | 64.3691 | 0 | 0% | 563.5705 | 120.4306 | 563.5705 | 120.4306
478.92 | 442.3952 | 10.5111 | 45.477 | 0 | 1.4089e-13 | 64.3746 | 0 | 0% | 562.7579 | 120.3627 | 562.7579 | 120.3627
478.94 | 442.07 | 10.5106 | 45.4473 | 0 | 2.1168e-13 | 64.38 | 0 | 0% | 562.4079 | 120.3379 | 562.4079 | 120.3379
478.96 | 442.1166 | 10.51 | 45.4559 | 0 | 1.0146e-13 | 64.3855 | 0 | 0% | 562.468 | 120.3514 | 562.468 | 120.3514
478.98 | 442.5523 | 10.5095 | 45.5044 | 0 | 9.4379e-14 | 64.391 | 0 | 0% | 562.9572 | 120.4048 | 562.9572 | 120.4048
479 | 443.4198 | 10.5089 | 45.5974 | 0 | 0 | 64.3965 | 0 | 0% | 563.9225 | 120.5027 | 563.9225 | 120.5027
479.02 | 444.6957 | 10.5083 | 45.7323 | 0 | 0 | 64.4019 | 0 | 0% | 565.3382 | 120.6426 | 565.3382 | 120.6426
479.04 | 446.228 | 10.5078 | 45.8937 | 0 | 0 | 64.4074 | 0 | 0% | 567.0369 | 120.8088 | 567.0369 | 120.8088
479.06 | 447.7583 | 10.5072 | 46.0548 | 0 | 0 | 64.4129 | 0 | 0% | 568.7332 | 120.9749 | 568.7332 | 120.9749
479.08 | 449.0074 | 10.5067 | 46.1871 | 0 | 0 | 64.4184 | 0 | 0% | 570.1195 | 121.1121 | 570.1195 | 121.1121
479.1 | 449.7726 | 10.5061 | 46.2695 | 0 | 0 | 64.4238 | 0 | 0% | 570.9721 | 121.1995 | 570.9721 | 121.1995
479.12 | 449.9924 | 10.5055 | 46.2959 | 0 | 1.955e-14 | 64.4293 | 0 | 0% | 571.2232 | 121.2308 | 571.2232 | 121.2308
479.14 | 449.758 | 10.505 | 46.2756 | 0 | 0 | 64.4348 | 0 | 0% | 570.9734 | 121.2154 | 570.9734 | 121.2154
479.16 | 449.2694 | 10.5044 | 46.2291 | 0 | 0 | 64.4403 | 0 | 0% | 570.4432 | 121.1738 | 570.4432 | 121.1738
479.18 | 448.7622 | 10.5038 | 46.1807 | 0 | 0 | 64.4458 | 0 | 0% | 569.8925 | 121.1303 | 569.8925 | 121.1303
479.2 | 448.442 | 10.5033 | 46.1516 | 0 | 0 | 64.4512 | 0 | 0% | 569.5481 | 121.1061 | 569.5481 | 121.1061
479.22 | 448.4468 | 10.5027 | 46.1558 | 0 | 0 | 64.4567 | 0 | 0% | 569.5621 | 121.1153 | 569.5621 | 121.1153
479.24 | 448.8461 | 10.5022 | 46.2008 | 0 | 0 | 64.4622 | 0 | 0% | 570.0112 | 121.1651 | 570.0112 | 121.1651
479.26 | 449.6692 | 10.5016 | 46.2893 | 0 | 0 | 64.4677 | 0 | 0% | 570.9278 | 121.2586 | 570.9278 | 121.2586
479.28 | 450.9319 | 10.501 | 46.4231 | 0 | 0 | 64.4732 | 0 | 0% | 572.3292 | 121.3973 | 572.3292 | 121.3973
479.3 | 452.6301 | 10.5005 | 46.6018 | 0 | 0 | 64.4786 | 0 | 0% | 574.211 | 121.5809 | 574.211 | 121.5809
479.32 | 454.7066 | 10.4999 | 46.8194 | 0 | 1.173e-13 | 64.4841 | 0 | 0% | 576.51 | 121.8035 | 576.51 | 121.8035
479.34 | 457.0291 | 10.4994 | 47.0624 | 0 | 8.0896e-15 | 64.4896 | 0 | 0% | 579.0805 | 122.0514 | 579.0805 | 122.0514
479.36 | 459.412 | 10.4988 | 47.3117 | 0 | 1.3483e-14 | 64.495 | 0 | 0% | 581.7175 | 122.3055 | 581.7175 | 122.3055
479.38 | 461.6675 | 10.4982 | 47.5479 | 0 | 0 | 64.5004 | 0 | 0% | 584.214 | 122.5465 | 584.214 | 122.5465
479.4 | 463.6585 | 10.4976 | 47.7569 | 0 | 0 | 64.5058 | 0 | 0% | 586.4187 | 122.7603 | 586.4187 | 122.7603
479.42 | 465.3292 | 10.497 | 47.9329 | 0 | 0 | 64.5111 | 0 | 0% | 588.2702 | 122.941 | 588.2702 | 122.941
479.44 | 466.7 | 10.4964 | 48.0781 | 0 | 0 | 64.5164 | 0 | 0% | 589.7909 | 123.0909 | 589.7909 | 123.0909
479.46 | 467.8304 | 10.4958 | 48.1986 | 0 | 0 | 64.5216 | 0 | 0% | 591.0465 | 123.216 | 591.0465 | 123.216
479.48 | 468.7789 | 10.4952 | 48.3004 | 0 | 0 | 64.5268 | 0 | 0% | 592.1013 | 123.3224 | 592.1013 | 123.3224
479.5 | 469.5906 | 10.4946 | 48.3881 | 0 | 0 | 64.5319 | 0 | 0% | 593.0051 | 123.4146 | 593.0051 | 123.4146
479.52 | 470.3151 | 10.4939 | 48.4669 | 0 | 0 | 64.5369 | 0 | 0% | 593.8128 | 123.4977 | 593.8128 | 123.4977
479.54 | 471.027 | 10.4932 | 48.5445 | 0 | 0 | 64.5418 | 0 | 0% | 594.6065 | 123.5795 | 594.6065 | 123.5795
479.56 | 471.8232 | 10.4925 | 48.6308 | 0 | 0 | 64.5466 | 0 | 0% | 595.4931 | 123.6699 | 595.4931 | 123.6699
479.58 | 472.7942 | 10.4918 | 48.7351 | 0 | 3.2426e-13 | 64.5514 | 0 | 0% | 596.5724 | 123.7783 | 596.5724 | 123.7783
479.6 | 473.9791 | 10.4911 | 48.8615 | 0 | 0 | 64.5561 | 0 | 0% | 597.8878 | 123.9087 | 597.8878 | 123.9087
479.62 | 475.3271 | 10.4904 | 49.0047 | 0 | 0 | 64.561 | 0 | 0% | 599.3832 | 124.0561 | 599.3832 | 124.0561
479.64 | 476.6902 | 10.4898 | 49.1494 | 0 | 0 | 64.566 | 0 | 0% | 600.8954 | 124.2052 | 600.8954 | 124.2052
479.66 | 477.8612 | 10.4891 | 49.2743 | 0 | 0 | 64.5711 | 0 | 0% | 602.1957 | 124.3346 | 602.1957 | 124.3346
479.68 | 478.6414 | 10.4885 | 49.3589 | 0 | 0 | 64.5764 | 0 | 0% | 603.0652 | 124.4238 | 603.0652 | 124.4238
479.7 | 478.9093 | 10.4879 | 49.3906 | 0 | 0 | 64.5818 | 0 | 0% | 603.3696 | 124.4603 | 603.3696 | 124.4603
479.72 | 478.6625 | 10.4874 | 49.3692 | 0 | 0 | 64.5872 | 0 | 0% | 603.1063 | 124.4438 | 603.1063 | 124.4438
479.74 | 478.0129 | 10.4868 | 49.3063 | 0 | 0 | 64.5927 | 0 | 0% | 602.3987 | 124.3858 | 602.3987 | 124.3858
479.76 | 477.1309 | 10.4862 | 49.2193 | 0 | 0 | 64.5982 | 0 | 0% | 601.4347 | 124.3038 | 601.4347 | 124.3038
479.78 | 476.1707 | 10.4857 | 49.1243 | 0 | 0 | 64.6037 | 0 | 0% | 600.3844 | 124.2137 | 600.3844 | 124.2137
479.8 | 475.217 | 10.4851 | 49.03 | 0 | 0 | 64.6091 | 0 | 0% | 599.3413 | 124.1243 | 599.3413 | 124.1243
479.82 | 474.271 | 10.4846 | 48.9364 | 0 | 0 | 64.6146 | 0 | 0% | 598.3066 | 124.0356 | 598.3066 | 124.0356
479.84 | 473.2705 | 10.484 | 48.8372 | 0 | 0 | 64.6201 | 0 | 0% | 597.2119 | 123.9413 | 597.2119 | 123.9413
479.86 | 472.1313 | 10.4834 | 48.7237 | 0 | 0 | 64.6256 | 0 | 0% | 595.964 | 123.8327 | 595.964 | 123.8327
479.88 | 470.7912 | 10.4829 | 48.5894 | 0 | 4.6189e-14 | 64.6311 | 0 | 0% | 594.4945 | 123.7033 | 594.4945 | 123.7033
479.9 | 469.2423 | 10.4823 | 48.4335 | 0 | 1.4842e-13 | 64.6365 | 0 | 0% | 592.7946 | 123.5524 | 592.7946 | 123.5524
479.92 | 467.5429 | 10.4817 | 48.2621 | 0 | 0 | 64.6419 | 0 | 0% | 590.9286 | 123.3857 | 590.9286 | 123.3857
479.94 | 465.8086 | 10.4809 | 48.0871 | 0 | 1.8839e-13 | 64.6472 | 0 | 0% | 589.0238 | 123.2152 | 589.0238 | 123.2152
479.96 | 464.1862 | 10.4799 | 47.9236 | 0 | 6.5916e-15 | 64.6522 | 0 | 0% | 587.2418 | 123.0556 | 587.2418 | 123.0556
479.98 | 462.8163 | 10.4783 | 47.7861 | 0 | 0 | 64.6565 | 0 | 0% | 585.7372 | 122.9208 | 585.7372 | 122.9208
480 | 461.7929 | 10.4759 | 47.6844 | 0 | 6.4064e-14 | 64.66 | 0 | 0% | 584.6131 | 122.8203 | 584.6131 | 122.8203
480.02 | 461.1289 | 10.4726 | 47.6198 | 0 | 1.1081e-14 | 64.6626 | 0 | 0% | 583.8839 | 122.7549 | 583.8839 | 122.7549
480.04 | 460.7429 | 10.4686 | 47.5838 | 0 | 0 | 64.6643 | 0 | 0% | 583.4595 | 122.7167 | 583.4595 | 122.7167
480.06 | 460.4771 | 10.464 | 47.5603 | 0 | 1.125e-14 | 64.6654 | 0 | 0% | 583.1668 | 122.6897 | 583.1668 | 122.6897
480.08 | 460.146 | 10.4591 | 47.5301 | 0 | 1.339e-13 | 64.6661 | 0 | 0% | 582.8013 | 122.6553 | 582.8013 | 122.6553
480.1 | 459.6023 | 10.454 | 47.4778 | 0 | 1.5084e-13 | 64.6668 | 0 | 0% | 582.201 | 122.5987 | 582.201 | 122.5987
480.12 | 458.8004 | 10.449 | 47.3989 | 0 | 4.606e-13 | 64.6674 | 0 | 0% | 581.3157 | 122.5152 | 581.3157 | 122.5152
480.14 | 457.827 | 10.4439 | 47.3023 | 0 | 2.3912e-13 | 64.6679 | 0 | 0% | 580.2411 | 122.4141 | 580.2411 | 122.4141
480.16 | 456.8774 | 10.4388 | 47.2081 | 0 | 0 | 64.6685 | 0 | 0% | 579.1928 | 122.3154 | 579.1928 | 122.3154
480.18 | 456.19 | 10.4337 | 47.141 | 0 | 1.6879e-13 | 64.6691 | 0 | 0% | 578.4338 | 122.2437 | 578.4338 | 122.2437
480.2 | 455.9626 | 10.4286 | 47.1214 | 0 | 7.6599e-14 | 64.6697 | 0 | 0% | 578.1822 | 122.2196 | 578.1822 | 122.2196
480.22 | 456.2803 | 10.4235 | 47.1581 | 0 | 5.7217e-14 | 64.6702 | 0 | 0% | 578.5321 | 122.2519 | 578.5321 | 122.2519
480.24 | 457.0867 | 10.4184 | 47.2454 | 0 | 9.4211e-14 | 64.6708 | 0 | 0% | 579.4213 | 122.3346 | 579.4213 | 122.3346
480.26 | 458.2124 | 10.4133 | 47.3657 | 0 | 7.0953e-14 | 64.6714 | 0 | 0% | 580.6628 | 122.4504 | 580.6628 | 122.4504
480.28 | 459.4413 | 10.4082 | 47.4967 | 0 | 0 | 64.6719 | 0 | 0% | 582.0181 | 122.5769 | 582.0181 | 122.5769
480.3 | 460.5804 | 10.4031 | 47.6184 | 0 | 0 | 64.6725 | 0 | 0% | 583.2745 | 122.6941 | 583.2745 | 122.6941
480.32 | 461.5125 | 10.3981 | 47.7187 | 0 | 0 | 64.6731 | 0 | 0% | 584.3023 | 122.7898 | 584.3023 | 122.7898
480.34 | 462.217 | 10.393 | 47.7955 | 0 | 2.3595e-15 | 64.6737 | 0 | 0% | 585.0791 | 122.8621 | 585.0791 | 122.8621
480.36 | 462.7592 | 10.3879 | 47.8555 | 0 | 0 | 64.6742 | 0 | 0% | 585.6768 | 122.9176 | 585.6768 | 122.9176
480.38 | 463.255 | 10.3828 | 47.9108 | 0 | 0 | 64.6748 | 0 | 0% | 586.2234 | 122.9684 | 586.2234 | 122.9684
480.4 | 463.8283 | 10.3777 | 47.9741 | 0 | 3.5055e-14 | 64.6754 | 0 | 0% | 586.8554 | 123.0271 | 586.8554 | 123.0271
480.42 | 464.5684 | 10.3726 | 48.0546 | 0 | 7.9548e-14 | 64.6759 | 0 | 0% | 587.6716 | 123.1032 | 587.6716 | 123.1032
480.44 | 465.4961 | 10.3675 | 48.1546 | 0 | 3.0741e-13 | 64.6765 | 0 | 0% | 588.6947 | 123.1986 | 588.6947 | 123.1986
480.46 | 466.5444 | 10.3624 | 48.2671 | 0 | 9.4244e-13 | 64.6771 | 0 | 0% | 589.851 | 123.3065 | 589.851 | 123.3065
480.48 | 467.5668 | 10.3573 | 48.3768 | 0 | 1.4224e-12 | 64.6776 | 0 | 0% | 590.9785 | 123.4118 | 590.9785 | 123.4118
480.5 | 468.3761 | 10.3522 | 48.4646 | 0 | 0 | 64.6781 | 0 | 0% | 591.871 | 123.4949 | 591.871 | 123.4949
480.52 | 468.8079 | 10.3471 | 48.5133 | 0 | 0 | 64.6786 | 0 | 0% | 592.3469 | 123.539 | 592.3469 | 123.539
480.54 | 468.7769 | 10.342 | 48.5142 | 0 | 0 | 64.679 | 0 | 0% | 592.312 | 123.5351 | 592.312 | 123.5351
480.56 | 468.3014 | 10.3368 | 48.469 | 0 | 2.4539e-13 | 64.6794 | 0 | 0% | 591.7866 | 123.4852 | 591.7866 | 123.4852
480.58 | 467.4947 | 10.3317 | 48.3896 | 0 | 5.9324e-14 | 64.6796 | 0 | 0% | 590.8956 | 123.4009 | 590.8956 | 123.4009
480.6 | 466.5299 | 10.3265 | 48.2939 | 0 | 1.7528e-13 | 64.6798 | 0 | 0% | 589.8302 | 123.3002 | 589.8302 | 123.3002
480.62 | 465.5919 | 10.3213 | 48.2009 | 0 | 1.7932e-13 | 64.68 | 0 | 0% | 588.7941 | 123.2022 | 588.7941 | 123.2022
480.64 | 464.8273 | 10.3161 | 48.126 | 0 | 1.5775e-13 | 64.6801 | 0 | 0% | 587.9494 | 123.1222 | 587.9494 | 123.1222
480.66 | 464.3092 | 10.3109 | 48.0765 | 0 | 1.0921e-13 | 64.6801 | 0 | 0% | 587.3767 | 123.0675 | 587.3767 | 123.0675
480.68 | 464.0239 | 10.3057 | 48.0512 | 0 | 2.9999e-14 | 64.68 | 0 | 0% | 587.0608 | 123.0369 | 587.0608 | 123.0369
480.7 | 463.886 | 10.3005 | 48.0411 | 0 | 0 | 64.6799 | 0 | 0% | 586.9075 | 123.0215 | 586.9075 | 123.0215
480.72 | 463.7765 | 10.2952 | 48.034 | 0 | 0 | 64.6798 | 0 | 0% | 586.7855 | 123.009 | 586.7855 | 123.009
480.74 | 463.5891 | 10.29 | 48.0188 | 0 | 0 | 64.6798 | 0 | 0% | 586.5777 | 122.9886 | 586.5777 | 122.9886
480.76 | 463.269 | 10.2848 | 47.9898 | 0 | 0 | 64.6798 | 0 | 0% | 586.2235 | 122.9544 | 586.2235 | 122.9544
480.78 | 462.829 | 10.2797 | 47.9483 | 0 | 0 | 64.6801 | 0 | 0% | 585.7371 | 122.908 | 585.7371 | 122.908
480.8 | 462.337 | 10.2745 | 47.9014 | 0 | 0 | 64.6805 | 0 | 0% | 585.1933 | 122.8564 | 585.1933 | 122.8564
480.82 | 461.8808 | 10.2694 | 47.8581 | 0 | 0 | 64.6809 | 0 | 0% | 584.6892 | 122.8085 | 584.6892 | 122.8085
480.84 | 461.5309 | 10.2643 | 47.8259 | 0 | 4.3145e-14 | 64.6815 | 0 | 0% | 584.3026 | 122.7717 | 584.3026 | 122.7717
480.86 | 461.3177 | 10.2592 | 47.8078 | 0 | 0 | 64.682 | 0 | 0% | 584.0668 | 122.749 | 584.0668 | 122.749
480.88 | 461.2275 | 10.2541 | 47.8024 | 0 | 0 | 64.6826 | 0 | 0% | 583.9667 | 122.7392 | 583.9667 | 122.7392
480.9 | 461.2151 | 10.249 | 47.8051 | 0 | 1.2404e-13 | 64.6832 | 0 | 0% | 583.9524 | 122.7373 | 583.9524 | 122.7373
480.92 | 461.2231 | 10.2439 | 47.81 | 0 | 1.2674e-13 | 64.6837 | 0 | 0% | 583.9607 | 122.7376 | 583.9607 | 122.7376
480.94 | 461.198 | 10.2388 | 47.8114 | 0 | 2.2247e-13 | 64.6843 | 0 | 0% | 583.9325 | 122.7345 | 583.9325 | 122.7345
480.96 | 461.0971 | 10.2337 | 47.8049 | 0 | 3.8561e-13 | 64.6849 | 0 | 0% | 583.8206 | 122.7235 | 583.8206 | 122.7235
480.98 | 460.889 | 10.2286 | 47.7873 | 0 | 9.2357e-14 | 64.6854 | 0 | 0% | 583.5904 | 122.7014 | 583.5904 | 122.7014
481 | 460.5573 | 10.2235 | 47.7569 | 0 | 1.0382e-13 | 64.686 | 0 | 0% | 583.2237 | 122.6664 | 583.2237 | 122.6664
481.02 | 460.108 | 10.2184 | 47.7143 | 0 | 1.4292e-13 | 64.6866 | 0 | 0% | 582.7273 | 122.6193 | 582.7273 | 122.6193
481.04 | 459.577 | 10.2133 | 47.6632 | 0 | 0 | 64.6871 | 0 | 0% | 582.1407 | 122.5637 | 582.1407 | 122.5637
481.06 | 459.0297 | 10.2082 | 47.6104 | 0 | 0 | 64.6877 | 0 | 0% | 581.5361 | 122.5064 | 581.5361 | 122.5064
481.08 | 458.5484 | 10.2031 | 47.5645 | 0 | 0 | 64.6883 | 0 | 0% | 581.0043 | 122.4559 | 581.0043 | 122.4559
481.1 | 458.2084 | 10.198 | 47.5332 | 0 | 3.6299e-05 | 64.6889 | 0 | 0% | 580.6285 | 122.4201 | 580.6285 | 122.4201
481.12 | 458.0489 | 10.1929 | 47.5207 | 0 | 0.00034397 | 64.6894 | 0 | 0% | 580.4523 | 122.4034 | 580.4523 | 122.4034
481.14 | 458.0568 | 10.1878 | 47.5255 | 0 | 0.0025725 | 64.69 | 0 | 0% | 580.4627 | 122.4059 | 580.4627 | 122.4059
481.16 | 458.1725 | 10.1827 | 47.5414 | 0 | 0.015184 | 64.6906 | 0 | 0% | 580.6024 | 122.4299 | 580.6024 | 122.4299
481.18 | 458.3116 | 10.1776 | 47.5599 | 0 | 0.070818 | 64.6911 | 0 | 0% | 580.8111 | 122.4994 | 580.8111 | 122.4994
481.2 | 458.3907 | 10.1725 | 47.5721 | 0 | 0.26086 | 64.6917 | 0 | 0% | 581.0879 | 122.6971 | 581.0879 | 122.6971
481.22 | 458.3473 | 10.1674 | 47.5715 | 0 | 0.76063 | 64.6922 | 0 | 0% | 581.5391 | 123.1918 | 581.5391 | 123.1918
481.24 | 458.1528 | 10.1623 | 47.5553 | 0 | 1.764 | 64.6926 | 0 | 0% | 582.327 | 124.1742 | 582.327 | 124.1742
481.26 | 457.8171 | 10.1572 | 47.5245 | 0 | 3.2914 | 64.693 | 0 | 0% | 583.4832 | 125.6661 | 583.4832 | 125.6661
481.28 | 457.3844 | 10.152 | 47.4836 | 0 | 5.0748 | 64.6934 | 0 | 0% | 584.7882 | 127.4038 | 584.7882 | 127.4038
481.3 | 456.9209 | 10.1469 | 47.4395 | 0 | 6.8163 | 64.6937 | 0 | 0% | 586.0172 | 129.0963 | 586.0172 | 129.0963
481.32 | 456.5012 | 10.1417 | 47.4 | 0 | 8.5831 | 64.6939 | 0 | 0% | 587.3198 | 130.8186 | 587.3198 | 130.8186
481.34 | 456.2015 | 10.1365 | 47.3729 | 0 | 10.5857 | 64.6941 | 0 | 0% | 588.9908 | 132.7893 | 588.9908 | 132.7893
481.36 | 456.1019 | 10.1314 | 47.3666 | 0 | 12.3727 | 64.6943 | 0 | 0% | 590.6668 | 134.565 | 590.6668 | 134.565
481.38 | 456.2834 | 10.1262 | 47.3895 | 0 | 12.737 | 64.6945 | 0 | 0% | 591.2306 | 134.9472 | 591.2306 | 134.9472
481.4 | 456.8052 | 10.121 | 47.4478 | 0 | 10.9051 | 64.6947 | 0 | 0% | 589.9738 | 133.1686 | 589.9738 | 133.1686
481.42 | 457.6693 | 10.1158 | 47.5417 | 0 | 7.5342 | 64.6949 | 0 | 0% | 587.5559 | 129.8866 | 587.5559 | 129.8866
481.44 | 458.8031 | 10.1106 | 47.6636 | 0 | 4.145 | 64.695 | 0 | 0% | 585.4174 | 126.6143 | 585.4174 | 126.6143
481.46 | 460.0805 | 10.1055 | 47.8005 | 0 | 1.8061 | 64.6952 | 0 | 0% | 584.4877 | 124.4073 | 584.4877 | 124.4073
481.48 | 461.3672 | 10.1003 | 47.9384 | 0 | 0.62193 | 64.6954 | 0 | 0% | 584.7231 | 123.356 | 584.7231 | 123.356
481.5 | 462.5607 | 10.0951 | 48.0666 | 0 | 0.16911 | 64.6955 | 0 | 0% | 585.587 | 123.0263 | 585.587 | 123.0263
481.52 | 463.6066 | 10.0899 | 48.1795 | 0 | 0.036296 | 64.6956 | 0 | 0% | 586.6079 | 123.0013 | 586.6079 | 123.0013
481.54 | 464.4863 | 10.0847 | 48.2752 | 0 | 0.0061493 | 64.6957 | 0 | 0% | 587.548 | 123.0617 | 587.548 | 123.0617
481.56 | 465.1843 | 10.0795 | 48.3519 | 0 | 0.00082223 | 64.6958 | 0 | 0% | 588.3124 | 123.1281 | 588.3124 | 123.1281
481.58 | 465.6621 | 10.0743 | 48.4058 | 0 | 8.6768e-05 | 64.6959 | 0 | 0% | 588.8382 | 123.1761 | 588.8382 | 123.1761
481.6 | 465.8654 | 10.0691 | 48.4311 | 0 | 0 | 64.6961 | 0 | 0% | 589.0617 | 123.1963 | 589.0617 | 123.1963
481.62 | 465.7636 | 10.064 | 48.4246 | 0 | 2.7471e-14 | 64.6962 | 0 | 0% | 588.9484 | 123.1848 | 588.9484 | 123.1848
481.64 | 465.3923 | 10.0588 | 48.3902 | 0 | 0 | 64.6964 | 0 | 0% | 588.5376 | 123.1453 | 588.5376 | 123.1453
481.66 | 464.8686 | 10.0536 | 48.3398 | 0 | 7.4492e-14 | 64.6965 | 0 | 0% | 587.9586 | 123.09 | 587.9586 | 123.09
481.68 | 464.3707 | 10.0484 | 48.2922 | 0 | 2.8651e-14 | 64.6967 | 0 | 0% | 587.408 | 123.0374 | 587.408 | 123.0374
481.7 | 464.087 | 10.0432 | 48.2669 | 0 | 9.2357e-14 | 64.6969 | 0 | 0% | 587.0941 | 123.007 | 587.0941 | 123.007
481.72 | 464.1559 | 10.0381 | 48.2782 | 0 | 2.1572e-14 | 64.6972 | 0 | 0% | 587.1694 | 123.0135 | 587.1694 | 123.0135
481.74 | 464.6275 | 10.0329 | 48.3315 | 0 | 8.629e-14 | 64.6974 | 0 | 0% | 587.6893 | 123.0618 | 587.6893 | 123.0618
481.76 | 465.4685 | 10.0278 | 48.4232 | 0 | 0 | 64.6977 | 0 | 0% | 588.6171 | 123.1486 | 588.6171 | 123.1486
481.78 | 466.5943 | 10.0226 | 48.5445 | 0 | 0 | 64.698 | 0 | 0% | 589.8594 | 123.2651 | 589.8594 | 123.2651
481.8 | 467.8998 | 10.0174 | 48.6846 | 0 | 0 | 64.6982 | 0 | 0% | 591.3001 | 123.4002 | 591.3001 | 123.4002
481.82 | 469.2739 | 10.0122 | 48.8319 | 0 | 9.4009e-05 | 64.6984 | 0 | 0% | 592.8165 | 123.5426 | 592.8165 | 123.5426
481.84 | 470.5984 | 10.0071 | 48.974 | 0 | 0.00089086 | 64.6985 | 0 | 0% | 594.2789 | 123.6805 | 594.2789 | 123.6805
481.86 | 471.7431 | 10.0019 | 49.0974 | 0 | 0.0066625 | 64.6986 | 0 | 0% | 595.5477 | 123.8046 | 595.5477 | 123.8046
481.88 | 472.5695 | 9.9967 | 49.1877 | 0 | 0.039325 | 64.6988 | 0 | 0% | 596.4921 | 123.9225 | 596.4921 | 123.9225
481.9 | 472.9587 | 9.9915 | 49.2325 | 0 | 0.18319 | 64.6991 | 0 | 0% | 597.0649 | 124.1062 | 597.0649 | 124.1062
481.92 | 472.8525 | 9.9864 | 49.2256 | 0 | 0.67346 | 64.6994 | 0 | 0% | 597.4374 | 124.5849 | 597.4374 | 124.5849
481.94 | 472.2811 | 9.9812 | 49.1703 | 0 | 1.954 | 64.6999 | 0 | 0% | 598.0865 | 125.8054 | 598.0865 | 125.8054
481.96 | 471.3531 | 9.9761 | 49.0778 | 0 | 4.4745 | 64.7003 | 0 | 0% | 599.5819 | 128.2288 | 599.5819 | 128.2288
481.98 | 470.2206 | 9.971 | 48.9641 | 0 | 8.0864 | 64.7008 | 0 | 0% | 601.9428 | 131.7222 | 601.9428 | 131.7222
482 | 469.0404 | 9.9659 | 48.8453 | 0 | 11.5336 | 64.7013 | 0 | 0% | 604.0865 | 135.046 | 604.0865 | 135.046
482.02 | 467.9475 | 9.9607 | 48.7357 | 0 | 12.9839 | 64.7017 | 0 | 0% | 604.3294 | 136.3819 | 604.3294 | 136.3819
482.04 | 467.0445 | 9.9556 | 48.6458 | 0 | 11.5432 | 64.7021 | 0 | 0% | 601.8911 | 134.8466 | 601.8911 | 134.8466
482.06 | 466.4057 | 9.9505 | 48.5834 | 0 | 8.1438 | 64.7025 | 0 | 0% | 597.7858 | 131.3801 | 597.7858 | 131.3801
482.08 | 466.0798 | 9.9453 | 48.5536 | 0 | 4.7424 | 64.7029 | 0 | 0% | 594.0239 | 127.9442 | 594.0239 | 127.9442
482.1 | 466.078 | 9.9402 | 48.5575 | 0 | 2.9399 | 64.7033 | 0 | 0% | 592.2189 | 126.1409 | 592.2189 | 126.1409
482.12 | 466.3502 | 9.935 | 48.59 | 0 | 3.5413 | 64.7037 | 0 | 0% | 593.1203 | 126.7701 | 593.1203 | 126.7701
482.14 | 466.7711 | 9.9299 | 48.638 | 0 | 6.7927 | 64.7041 | 0 | 0% | 596.8359 | 130.0648 | 596.8359 | 130.0648
482.16 | 467.1527 | 9.9248 | 48.6819 | 0 | 12.1825 | 64.7045 | 0 | 0% | 602.6465 | 135.4938 | 602.6465 | 135.4938
482.18 | 467.2833 | 9.9196 | 48.6997 | 0 | 18.0556 | 64.7049 | 0 | 0% | 608.6632 | 141.3799 | 608.6632 | 141.3799
482.2 | 466.9814 | 9.9145 | 48.6724 | 0 | 22.4337 | 64.7053 | 0 | 0% | 612.7073 | 145.7259 | 612.7073 | 145.7259
482.22 | 466.1498 | 9.9093 | 48.5899 | 0 | 24.7745 | 64.7057 | 0 | 0% | 614.1292 | 147.9794 | 614.1292 | 147.9794
482.24 | 464.81 | 9.9042 | 48.4545 | 0 | 26.1269 | 64.7059 | 0 | 0% | 614.0015 | 149.1915 | 614.0015 | 149.1915
482.26 | 463.1003 | 9.899 | 48.2805 | 0 | 26.9469 | 64.7061 | 0 | 0% | 612.9328 | 149.8325 | 612.9328 | 149.8325
482.28 | 461.2384 | 9.8938 | 48.0906 | 0 | 25.827 | 64.7062 | 0 | 0% | 609.756 | 148.5176 | 609.756 | 148.5176
482.3 | 459.4595 | 9.8886 | 47.9094 | 0 | 21.3912 | 64.7062 | 0 | 0% | 603.3549 | 143.8954 | 603.3549 | 143.8954
482.32 | 457.9496 | 9.8833 | 47.7563 | 0 | 14.5755 | 64.7061 | 0 | 0% | 594.8709 | 136.9213 | 594.8709 | 136.9213
482.34 | 456.8068 | 9.8781 | 47.6413 | 0 | 7.9749 | 64.7061 | 0 | 0% | 587.0073 | 130.2004 | 587.0073 | 130.2004
482.36 | 456.0466 | 9.8729 | 47.5662 | 0 | 3.4702 | 64.7061 | 0 | 0% | 581.6621 | 125.6155 | 581.6621 | 125.6155
482.38 | 455.6361 | 9.8677 | 47.5276 | 0 | 1.2111 | 64.7063 | 0 | 0% | 578.9488 | 123.3127 | 578.9488 | 123.3127
482.4 | 455.5262 | 9.8626 | 47.5202 | 0 | 0.40882 | 64.7067 | 0 | 0% | 578.0245 | 122.4983 | 578.0245 | 122.4983
482.42 | 455.6644 | 9.8575 | 47.5387 | 0 | 0.38056 | 64.7071 | 0 | 0% | 578.1483 | 122.4839 | 578.1483 | 122.4839
482.44 | 455.9938 | 9.8523 | 47.5771 | 0 | 0.91485 | 64.7076 | 0 | 0% | 579.0457 | 123.052 | 579.0457 | 123.052
482.46 | 456.4456 | 9.8472 | 47.6283 | 0 | 2.0752 | 64.7081 | 0 | 0% | 580.7045 | 124.2589 | 580.7045 | 124.2589
482.48 | 456.9371 | 9.8421 | 47.6837 | 0 | 3.7812 | 64.7086 | 0 | 0% | 582.9527 | 126.0156 | 582.9527 | 126.0156
482.5 | 457.3802 | 9.8369 | 47.734 | 0 | 5.5492 | 64.709 | 0 | 0% | 585.2094 | 127.8292 | 585.2094 | 127.8292
482.52 | 457.7019 | 9.8318 | 47.7718 | 0 | 6.8216 | 64.7093 | 0 | 0% | 586.8364 | 129.1344 | 586.8364 | 129.1344
482.54 | 457.8654 | 9.8266 | 47.793 | 0 | 7.729 | 64.7094 | 0 | 0% | 587.9234 | 130.058 | 587.9234 | 130.058
482.56 | 457.88 | 9.8214 | 47.7987 | 0 | 9.2404 | 64.7094 | 0 | 0% | 589.4499 | 131.5699 | 589.4499 | 131.5699
482.58 | 457.798 | 9.8161 | 47.7944 | 0 | 12.0191 | 64.7094 | 0 | 0% | 592.137 | 134.339 | 592.137 | 134.339
482.6 | 457.6985 | 9.8109 | 47.7883 | 0 | 15.0987 | 64.7092 | 0 | 0% | 595.1057 | 137.4072 | 595.1057 | 137.4072
482.62 | 457.6668 | 9.8057 | 47.7893 | 0 | 16.2914 | 64.709 | 0 | 0% | 596.2622 | 138.5954 | 596.2622 | 138.5954
482.64 | 457.7765 | 9.8004 | 47.8051 | 0 | 14.2813 | 64.7089 | 0 | 0% | 594.3722 | 136.5957 | 594.3722 | 136.5957
482.66 | 458.0821 | 9.7952 | 47.8413 | 0 | 9.9718 | 64.7088 | 0 | 0% | 590.3992 | 132.3171 | 590.3992 | 132.3171
482.68 | 458.6146 | 9.79 | 47.9011 | 0 | 5.5108 | 64.7088 | 0 | 0% | 586.5253 | 127.9107 | 586.5253 | 127.9107
482.7 | 459.3723 | 9.7848 | 47.9845 | 0 | 2.4057 | 64.709 | 0 | 0% | 584.2562 | 124.8839 | 584.2562 | 124.8839
482.72 | 460.3093 | 9.7796 | 48.0865 | 0 | 0.82902 | 64.7093 | 0 | 0% | 583.7138 | 123.4045 | 583.7138 | 123.4045
482.74 | 461.3345 | 9.7745 | 48.1977 | 0 | 0.2256 | 64.7098 | 0 | 0% | 584.2421 | 122.9076 | 584.2421 | 122.9076
482.76 | 462.3302 | 9.7694 | 48.3059 | 0 | 0.049503 | 64.7102 | 0 | 0% | 585.1651 | 122.835 | 585.1651 | 122.835
482.78 | 463.184 | 9.7642 | 48.3992 | 0 | 0.016402 | 64.7107 | 0 | 0% | 586.0745 | 122.8905 | 586.0745 | 122.8905
482.8 | 463.8215 | 9.7591 | 48.47 | 0 | 0.049504 | 64.7111 | 0 | 0% | 586.8112 | 122.9897 | 586.8112 | 122.9897
482.82 | 464.2236 | 9.7539 | 48.5162 | 0 | 0.22561 | 64.7114 | 0 | 0% | 587.4307 | 123.2071 | 587.4307 | 123.2071
482.84 | 464.4167 | 9.7487 | 48.5406 | 0 | 0.82915 | 64.7116 | 0 | 0% | 588.2468 | 123.8301 | 588.2468 | 123.8301
482.86 | 464.4367 | 9.7435 | 48.547 | 0 | 2.4066 | 64.7117 | 0 | 0% | 589.8455 | 125.4089 | 589.8455 | 125.4089
482.88 | 464.2896 | 9.7383 | 48.5359 | 0 | 5.5177 | 64.7118 | 0 | 0% | 592.7933 | 128.5037 | 592.7933 | 128.5037
482.9 | 463.9419 | 9.7331 | 48.5039 | 0 | 10.0115 | 64.7118 | 0 | 0% | 596.9022 | 132.9603 | 596.9022 | 132.9603
482.92 | 463.3449 | 9.7279 | 48.4458 | 0 | 14.465 | 64.7118 | 0 | 0% | 600.6953 | 137.3505 | 600.6953 | 137.3505
482.94 | 462.4743 | 9.7227 | 48.3591 | 0 | 16.9655 | 64.7117 | 0 | 0% | 602.2333 | 139.7589 | 602.2333 | 139.7589
482.96 | 461.362 | 9.7174 | 48.2471 | 0 | 17.0536 | 64.7115 | 0 | 0% | 601.0916 | 139.7297 | 601.0916 | 139.7297
482.98 | 460.1015 | 9.7122 | 48.1196 | 0 | 16.4948 | 64.7115 | 0 | 0% | 599.1396 | 139.038 | 599.1396 | 139.038
483 | 458.824 | 9.707 | 47.9902 | 0 | 17.3285 | 64.7115 | 0 | 0% | 598.5612 | 139.7372 | 598.5612 | 139.7372
483.02 | 457.6495 | 9.7018 | 47.8716 | 0 | 19.2648 | 64.7117 | 0 | 0% | 599.1994 | 141.5499 | 599.1994 | 141.5499
483.04 | 456.6421 | 9.6966 | 47.7704 | 0 | 19.8068 | 64.712 | 0 | 0% | 598.6279 | 141.9858 | 598.6279 | 141.9858
483.06 | 455.7878 | 9.6915 | 47.6851 | 0 | 17.085 | 64.7124 | 0 | 0% | 594.9618 | 139.174 | 594.9618 | 139.174
483.08 | 455.0065 | 9.6864 | 47.6075 | 0 | 11.869 | 64.7129 | 0 | 0% | 588.8823 | 133.8758 | 588.8823 | 133.8758
483.1 | 454.1929 | 9.6812 | 47.5264 | 0 | 6.549 | 64.7135 | 0 | 0% | 582.663 | 128.4701 | 582.663 | 128.4701
483.12 | 453.2695 | 9.6761 | 47.4338 | 0 | 2.8575 | 64.714 | 0 | 0% | 577.9509 | 124.6815 | 577.9509 | 124.6815
483.14 | 452.2264 | 9.671 | 47.3287 | 0 | 0.98458 | 64.7145 | 0 | 0% | 574.9253 | 122.6988 | 574.9253 | 122.6988
483.16 | 451.1285 | 9.6659 | 47.2179 | 0 | 0.26778 | 64.715 | 0 | 0% | 572.995 | 121.8665 | 572.995 | 121.8665
483.18 | 450.0951 | 9.6607 | 47.1138 | 0 | 0.057485 | 64.7154 | 0 | 0% | 571.6425 | 121.5474 | 571.6425 | 121.5474
483.2 | 449.2666 | 9.6556 | 47.0311 | 0 | 0.0097393 | 64.7158 | 0 | 0% | 570.6788 | 121.4122 | 570.6788 | 121.4122
483.22 | 448.7693 | 9.6504 | 46.9831 | 0 | 0.0013022 | 64.7161 | 0 | 0% | 570.1202 | 121.351 | 570.1202 | 121.351
483.24 | 448.6855 | 9.6453 | 46.9784 | 0 | 0.00013742 | 64.7164 | 0 | 0% | 570.0258 | 121.3403 | 570.0258 | 121.3403
483.26 | 449.0362 | 9.6401 | 47.0192 | 0 | 3.4448e-13 | 64.7167 | 0 | 0% | 570.4122 | 121.3761 | 570.4122 | 121.3761
483.28 | 449.7754 | 9.6349 | 47.1007 | 0 | 3.1937e-13 | 64.7171 | 0 | 0% | 571.2281 | 121.4527 | 571.2281 | 121.4527
483.3 | 450.7974 | 9.6298 | 47.2118 | 0 | 2.8634e-13 | 64.7174 | 0 | 0% | 572.3564 | 121.559 | 572.3564 | 121.559
483.32 | 451.9535 | 9.6246 | 47.337 | 0 | 2.6915e-13 | 64.7177 | 0 | 0% | 573.6329 | 121.6794 | 573.6329 | 121.6794
483.34 | 453.0753 | 9.6195 | 47.4587 | 0 | 2.3561e-13 | 64.7181 | 0 | 0% | 574.8715 | 121.7962 | 574.8715 | 121.7962
483.36 | 454.0023 | 9.6143 | 47.56 | 0 | 1.4757e-13 | 64.7184 | 0 | 0% | 575.895 | 121.8927 | 575.895 | 121.8927
483.38 | 454.6115 | 9.6091 | 47.628 | 0 | 2.0827e-13 | 64.7187 | 0 | 0% | 576.5673 | 121.9558 | 576.5673 | 121.9558
483.4 | 454.8486 | 9.6039 | 47.6571 | 0 | 9.6233e-14 | 64.7188 | 0 | 0% | 576.8284 | 121.9798 | 576.8284 | 121.9798
483.42 | 454.7505 | 9.5987 | 47.6511 | 0 | 1.7393e-13 | 64.7189 | 0 | 0% | 576.7191 | 121.9686 | 576.7191 | 121.9686
483.44 | 454.4421 | 9.5935 | 47.623 | 0 | 1.7426e-13 | 64.7188 | 0 | 0% | 576.3774 | 121.9353 | 576.3774 | 121.9353
483.46 | 454.0986 | 9.5883 | 47.5913 | 0 | 2.2887e-13 | 64.7188 | 0 | 0% | 575.9969 | 121.8983 | 575.9969 | 121.8983
483.48 | 453.891 | 9.5831 | 47.5738 | 0 | 1.6853e-13 | 64.7188 | 0 | 0% | 575.7667 | 121.8757 | 575.7667 | 121.8757
483.5 | 453.9417 | 9.5779 | 47.5833 | 0 | 0 | 64.719 | 0 | 0% | 575.8218 | 121.8802 | 575.8218 | 121.8802
483.52 | 454.3022 | 9.5727 | 47.6253 | 0 | 1.9381e-13 | 64.7193 | 0 | 0% | 576.2195 | 121.9173 | 576.2195 | 121.9173
483.54 | 454.9566 | 9.5676 | 47.698 | 0 | 1.9348e-13 | 64.7197 | 0 | 0% | 576.9419 | 121.9853 | 576.9419 | 121.9853
483.56 | 455.8417 | 9.5624 | 47.795 | 0 | 0 | 64.7202 | 0 | 0% | 577.9193 | 122.0776 | 577.9193 | 122.0776
483.58 | 456.8729 | 9.5573 | 47.9072 | 0 | 1.746e-13 | 64.7207 | 0 | 0% | 579.0581 | 122.1852 | 579.0581 | 122.1852
483.6 | 457.9581 | 9.5522 | 48.0251 | 0 | 1.2134e-13 | 64.7213 | 0 | 0% | 580.2567 | 122.2986 | 580.2567 | 122.2986
483.62 | 459.0018 | 9.5471 | 48.1387 | 0 | 0 | 64.7219 | 0 | 0% | 581.4095 | 122.4077 | 581.4095 | 122.4077
483.64 | 459.9045 | 9.542 | 48.2375 | 0 | 0 | 64.7224 | 0 | 0% | 582.4064 | 122.5019 | 582.4064 | 122.5019
483.66 | 460.5662 | 9.5368 | 48.3111 | 0 | 1.0567e-13 | 64.723 | 0 | 0% | 583.1371 | 122.5709 | 583.1371 | 122.5709
483.68 | 460.8972 | 9.5317 | 48.3499 | 0 | 1.7325e-13 | 64.7236 | 0 | 0% | 583.5024 | 122.6052 | 583.5024 | 122.6052
483.7 | 460.8346 | 9.5266 | 48.3475 | 0 | 2.6123e-13 | 64.7242 | 0 | 0% | 583.4328 | 122.5983 | 583.4328 | 122.5983
483.72 | 460.3603 | 9.5215 | 48.3019 | 0 | 2.5988e-13 | 64.7247 | 0 | 0% | 582.9084 | 122.5481 | 582.9084 | 122.5481
483.74 | 459.508 | 9.5164 | 48.2166 | 0 | 3.155e-13 | 64.7253 | 0 | 0% | 581.9662 | 122.4582 | 581.9662 | 122.4582
483.76 | 458.3502 | 9.5112 | 48.0992 | 0 | 2.0022e-13 | 64.7258 | 0 | 0% | 580.6865 | 122.3363 | 580.6865 | 122.3363
483.78 | 456.9707 | 9.5061 | 47.9586 | 0 | 1.3213e-13 | 64.7263 | 0 | 0% | 579.1617 | 122.191 | 579.1617 | 122.191
483.8 | 455.4326 | 9.501 | 47.8014 | 0 | 0 | 64.7266 | 0 | 0% | 577.4616 | 122.0289 | 577.4616 | 122.0289
483.82 | 453.7586 | 9.4958 | 47.6299 | 0 | 0 | 64.7268 | 0 | 0% | 575.611 | 121.8525 | 575.611 | 121.8525
483.84 | 451.9394 | 9.4906 | 47.4431 | 0 | 0 | 64.7269 | 0 | 0% | 573.6 | 121.6606 | 573.6 | 121.6606
483.86 | 449.9735 | 9.4853 | 47.241 | 0 | 0 | 64.7268 | 0 | 0% | 571.4267 | 121.4532 | 571.4267 | 121.4532
483.88 | 447.9111 | 9.4801 | 47.0288 | 0 | 0 | 64.7267 | 0 | 0% | 569.1466 | 121.2355 | 569.1466 | 121.2355
483.9 | 445.8689 | 9.4748 | 46.8186 | 0 | 0 | 64.7265 | 0 | 0% | 566.8888 | 121.0199 | 566.8888 | 121.0199
483.92 | 444.0054 | 9.4695 | 46.6272 | 0 | 0 | 64.7262 | 0 | 0% | 564.8284 | 120.823 | 564.8284 | 120.823
483.94 | 442.4743 | 9.4643 | 46.4706 | 0 | 0 | 64.7261 | 0 | 0% | 563.1352 | 120.661 | 563.1352 | 120.661
483.96 | 441.3796 | 9.459 | 46.3598 | 0 | 0 | 64.7259 | 0 | 0% | 561.9245 | 120.5448 | 561.9245 | 120.5448
483.98 | 440.7464 | 9.4538 | 46.2975 | 0 | 0 | 64.726 | 0 | 0% | 561.2238 | 120.4773 | 561.2238 | 120.4773
484 | 440.5125 | 9.4487 | 46.277 | 0 | 0 | 64.7262 | 0 | 0% | 560.9644 | 120.4519 | 560.9644 | 120.4519
484.02 | 440.5414 | 9.4435 | 46.2841 | 0 | 0 | 64.7266 | 0 | 0% | 560.9956 | 120.4542 | 560.9956 | 120.4542
484.04 | 440.6523 | 9.4384 | 46.2998 | 0 | 0 | 64.7272 | 0 | 0% | 561.1177 | 120.4653 | 561.1177 | 120.4653
484.06 | 440.6596 | 9.4333 | 46.3045 | 0 | 0 | 64.7277 | 0 | 0% | 561.1252 | 120.4655 | 561.1252 | 120.4655
484.08 | 440.409 | 9.4281 | 46.2822 | 0 | 0 | 64.7282 | 0 | 0% | 560.8475 | 120.4385 | 560.8475 | 120.4385
484.1 | 439.8025 | 9.423 | 46.2225 | 0 | 0 | 64.7286 | 0 | 0% | 560.1765 | 120.374 | 560.1765 | 120.374
484.12 | 438.8136 | 9.4178 | 46.1226 | 0 | 1.5337e-14 | 64.7289 | 0 | 0% | 559.0828 | 120.2693 | 559.0828 | 120.2693
484.14 | 437.4955 | 9.4126 | 45.9881 | 0 | 0 | 64.7291 | 0 | 0% | 557.6253 | 120.1298 | 557.6253 | 120.1298
484.16 | 435.982 | 9.4074 | 45.8331 | 0 | 1.4494e-14 | 64.7293 | 0 | 0% | 555.9518 | 119.9698 | 555.9518 | 119.9698
484.18 | 434.4693 | 9.4022 | 45.6782 | 0 | 0.00017364 | 64.7293 | 0 | 0% | 554.2791 | 119.8099 | 554.2791 | 119.8099
484.2 | 433.1689 | 9.397 | 45.5456 | 0 | 0.0016454 | 64.7293 | 0 | 0% | 552.8424 | 119.6735 | 552.8424 | 119.6735
484.22 | 432.2453 | 9.3917 | 45.4526 | 0 | 0.012306 | 64.7292 | 0 | 0% | 551.8311 | 119.5858 | 551.8311 | 119.5858
484.24 | 431.7739 | 9.3865 | 45.4072 | 0 | 0.072634 | 64.729 | 0 | 0% | 551.3692 | 119.5953 | 551.3692 | 119.5953
484.26 | 431.7486 | 9.3812 | 45.4087 | 0 | 0.33835 | 64.7289 | 0 | 0% | 551.6057 | 119.8571 | 551.6057 | 119.8571
484.28 | 432.125 | 9.376 | 45.4524 | 0 | 1.2439 | 64.7288 | 0 | 0% | 552.9261 | 120.8011 | 552.9261 | 120.8011
484.3 | 432.8678 | 9.3708 | 45.5346 | 0 | 3.6091 | 64.7289 | 0 | 0% | 556.1113 | 123.2435 | 556.1113 | 123.2435
484.32 | 433.9752 | 9.3656 | 45.6552 | 0 | 8.2645 | 64.7292 | 0 | 0% | 561.9897 | 128.0145 | 561.9897 | 128.0145
484.34 | 435.4697 | 9.3605 | 45.8164 | 0 | 14.9357 | 64.7296 | 0 | 0% | 570.3119 | 134.8422 | 570.3119 | 134.8422
484.36 | 437.3601 | 9.3553 | 46.0193 | 0 | 21.3025 | 64.7301 | 0 | 0% | 578.7673 | 141.4072 | 578.7673 | 141.4072
484.38 | 439.6019 | 9.3502 | 46.2592 | 0 | 23.9791 | 64.7306 | 0 | 0% | 583.9211 | 144.3191 | 583.9211 | 144.3191
484.4 | 442.0879 | 9.3451 | 46.5249 | 0 | 21.3025 | 64.7312 | 0 | 0% | 583.9916 | 141.9036 | 583.9916 | 141.9036
484.42 | 444.6738 | 9.3399 | 46.8011 | 0 | 14.9357 | 64.7317 | 0 | 0% | 580.4822 | 135.8084 | 580.4822 | 135.8084
484.44 | 447.2208 | 9.3348 | 47.0732 | 0 | 8.2645 | 64.7323 | 0 | 0% | 576.6256 | 129.4048 | 576.6256 | 129.4048
484.46 | 449.6281 | 9.3297 | 47.3307 | 0 | 3.6091 | 64.7327 | 0 | 0% | 574.6303 | 125.0022 | 574.6303 | 125.0022
484.48 | 451.8398 | 9.3245 | 47.5677 | 0 | 1.2439 | 64.7331 | 0 | 0% | 574.7089 | 122.8692 | 574.7089 | 122.8692
484.5 | 453.8258 | 9.3193 | 47.7809 | 0 | 0.33835 | 64.7333 | 0 | 0% | 575.9977 | 122.1719 | 575.9977 | 122.1719
484.52 | 455.5485 | 9.3141 | 47.9665 | 0 | 0.072634 | 64.7334 | 0 | 0% | 577.6352 | 122.0867 | 577.6352 | 122.0867
484.54 | 456.9426 | 9.309 | 48.1175 | 0 | 0.012306 | 64.7337 | 0 | 0% | 579.1151 | 122.1725 | 579.1151 | 122.1725
484.56 | 457.9229 | 9.3038 | 48.225 | 0 | 0.0016454 | 64.7341 | 0 | 0% | 580.1874 | 122.2645 | 580.1874 | 122.2645
484.58 | 458.4164 | 9.2987 | 48.2811 | 0 | 0.00017364 | 64.7346 | 0 | 0% | 580.731 | 122.3146 | 580.731 | 122.3146
484.6 | 458.4037 | 9.2935 | 48.284 | 0 | 0 | 64.7352 | 0 | 0% | 580.7164 | 122.3127 | 580.7164 | 122.3127
484.62 | 457.9496 | 9.2884 | 48.2404 | 0 | 3.9774e-14 | 64.7356 | 0 | 0% | 580.214 | 122.2644 | 580.214 | 122.2644
484.64 | 457.2028 | 9.2832 | 48.166 | 0 | 1.0011e-13 | 64.7359 | 0 | 0% | 579.3879 | 122.1851 | 579.3879 | 122.1851
484.66 | 456.3592 | 9.278 | 48.0815 | 0 | 9.7076e-14 | 64.736 | 0 | 0% | 578.4546 | 122.0955 | 578.4546 | 122.0955
484.68 | 455.606 | 9.2728 | 48.0065 | 0 | 5.065e-05 | 64.7358 | 0 | 0% | 577.6211 | 122.0151 | 577.6211 | 122.0151
484.7 | 455.0729 | 9.2675 | 47.9548 | 0 | 0.00047997 | 64.7354 | 0 | 0% | 577.0311 | 121.9581 | 577.0311 | 121.9581
484.72 | 454.8052 | 9.2622 | 47.931 | 0 | 0.0036981 | 64.735 | 0 | 0% | 576.737 | 121.9318 | 576.737 | 121.9318
484.74 | 454.7664 | 9.2569 | 47.9313 | 0 | 0.022216 | 64.7347 | 0 | 0% | 576.7115 | 121.9451 | 576.7115 | 121.9451
484.76 | 454.8689 | 9.2517 | 47.9464 | 0 | 0.10639 | 64.7349 | 0 | 0% | 576.9083 | 122.0394 | 576.9083 | 122.0394
484.78 | 455.0131 | 9.2465 | 47.9659 | 0 | 0.40824 | 64.7353 | 0 | 0% | 577.3691 | 122.356 | 577.3691 | 122.356
484.8 | 455.1139 | 9.2414 | 47.9807 | 0 | 1.2643 | 64.736 | 0 | 0% | 578.3363 | 123.2224 | 578.3363 | 123.2224
484.82 | 455.1093 | 9.2363 | 47.9844 | 0 | 3.1883 | 64.7366 | 0 | 0% | 580.2548 | 125.1455 | 580.2548 | 125.1455
484.84 | 454.9578 | 9.2312 | 47.9727 | 0 | 6.6127 | 64.7371 | 0 | 0% | 583.5113 | 128.5535 | 583.5113 | 128.5535
484.86 | 454.6357 | 9.226 | 47.9429 | 0 | 11.3798 | 64.7374 | 0 | 0% | 587.9219 | 133.2861 | 587.9219 | 133.2861
484.88 | 454.1366 | 9.2208 | 47.8945 | 0 | 16.3305 | 64.7377 | 0 | 0% | 592.3201 | 138.1836 | 592.3201 | 138.1836
484.9 | 453.4686 | 9.2157 | 47.8283 | 0 | 19.5295 | 64.7379 | 0 | 0% | 594.7799 | 141.3113 | 594.7799 | 141.3113
484.92 | 452.65 | 9.2105 | 47.7462 | 0 | 19.3454 | 64.7378 | 0 | 0% | 593.6899 | 141.0399 | 593.6899 | 141.0399
484.94 | 451.7 | 9.2056 | 47.6503 | 0 | 15.7263 | 64.7375 | 0 | 0% | 589.0197 | 137.3197 | 589.0197 | 137.3197
484.96 | 450.6281 | 9.2011 | 47.5416 | 0 | 10.3887 | 64.737 | 0 | 0% | 582.4964 | 131.8683 | 582.4964 | 131.8683
484.98 | 449.429 | 9.1975 | 47.4194 | 0 | 5.5287 | 64.7367 | 0 | 0% | 576.3113 | 126.8823 | 576.3113 | 126.8823
485 | 448.0887 | 9.1952 | 47.2823 | 0 | 2.3547 | 64.7367 | 0 | 0% | 571.6577 | 123.5689 | 571.6577 | 123.5689
485.02 | 446.6072 | 9.1944 | 47.1302 | 0 | 0.79871 | 64.737 | 0 | 0% | 568.4676 | 121.8604 | 568.4676 | 121.8604
485.04 | 445.0265 | 9.195 | 46.9677 | 0 | 0.21508 | 64.7374 | 0 | 0% | 566.1415 | 121.1151 | 566.1415 | 121.1151
485.06 | 443.4523 | 9.1963 | 46.8057 | 0 | 0.045882 | 64.7376 | 0 | 0% | 564.2378 | 120.7856 | 564.2378 | 120.7856
485.08 | 442.0507 | 9.1982 | 46.6621 | 0 | 0.0077427 | 64.7377 | 0 | 0% | 562.6563 | 120.6057 | 562.6563 | 120.6057
485.1 | 441.0122 | 9.2002 | 46.5567 | 0 | 0.0010285 | 64.7375 | 0 | 0% | 561.5077 | 120.4955 | 561.5077 | 120.4955
485.12 | 440.492 | 9.2023 | 46.5061 | 0 | 0.00010854 | 64.7372 | 0 | 0% | 560.9376 | 120.4456 | 560.9376 | 120.4456
485.14 | 440.5572 | 9.2043 | 46.5172 | 0 | 5.2246e-15 | 64.7368 | 0 | 0% | 561.0156 | 120.4584 | 561.0156 | 120.4584
485.16 | 441.165 | 9.2065 | 46.5856 | 0 | 1.0517e-13 | 64.7367 | 0 | 0% | 561.6938 | 120.5288 | 561.6938 | 120.5288
485.18 | 442.1747 | 9.2087 | 46.6964 | 0 | 7.3312e-14 | 64.7369 | 0 | 0% | 562.8166 | 120.6419 | 562.8166 | 120.6419
485.2 | 443.3826 | 9.2109 | 46.828 | 0 | 1.6196e-13 | 64.7374 | 0 | 0% | 564.1588 | 120.7763 | 564.1588 | 120.7763
485.22 | 444.568 | 9.2131 | 46.9574 | 0 | 2.646e-14 | 64.7379 | 0 | 0% | 565.4763 | 120.9083 | 565.4763 | 120.9083
485.24 | 445.5329 | 9.2153 | 47.0634 | 0 | 4.6515e-14 | 64.7382 | 0 | 0% | 566.5498 | 121.0169 | 566.5498 | 121.0169
485.26 | 446.1207 | 9.2175 | 47.1297 | 0 | 1.4595e-13 | 64.7382 | 0 | 0% | 567.2061 | 121.0854 | 567.2061 | 121.0854
485.28 | 446.2184 | 9.2196 | 47.1443 | 0 | 0 | 64.7379 | 0 | 0% | 567.3203 | 121.1019 | 567.3203 | 121.1019
485.3 | 445.7523 | 9.2216 | 47.0994 | 0 | 0 | 64.7375 | 0 | 0% | 566.8109 | 121.0586 | 566.8109 | 121.0586
485.32 | 444.685 | 9.2237 | 46.991 | 0 | 2.8583e-13 | 64.7372 | 0 | 0% | 565.6369 | 120.9519 | 565.6369 | 120.9519
485.34 | 443.0153 | 9.2259 | 46.8188 | 0 | 1.3483e-13 | 64.7372 | 0 | 0% | 563.7972 | 120.7819 | 563.7972 | 120.7819
485.36 | 440.78 | 9.2281 | 46.5868 | 0 | 7.011e-14 | 64.7374 | 0 | 0% | 561.3322 | 120.5522 | 561.3322 | 120.5522
485.38 | 438.0581 | 9.2303 | 46.3033 | 0 | 1.1865e-13 | 64.7377 | 0 | 0% | 558.3294 | 120.2713 | 558.3294 | 120.2713
485.4 | 434.9778 | 9.2325 | 45.9818 | 0 | 1.2674e-13 | 64.738 | 0 | 0% | 554.9301 | 119.9523 | 554.9301 | 119.9523
485.42 | 431.7154 | 9.2347 | 45.6411 | 0 | 4.0448e-15 | 64.7383 | 0 | 0% | 551.3295 | 119.6141 | 551.3295 | 119.6141
485.44 | 428.4835 | 9.2369 | 45.3035 | 0 | 8.2245e-14 | 64.7386 | 0 | 0% | 547.7625 | 119.279 | 547.7625 | 119.279
485.46 | 425.5045 | 9.239 | 44.9927 | 0 | 0 | 64.7388 | 0 | 0% | 544.475 | 118.9705 | 544.475 | 118.9705
485.48 | 422.9741 | 9.2412 | 44.7292 | 0 | 0 | 64.7389 | 0 | 0% | 541.6834 | 118.7093 | 541.6834 | 118.7093
485.5 | 421.019 | 9.2434 | 44.5266 | 0 | 4.5167e-14 | 64.739 | 0 | 0% | 539.528 | 118.5089 | 539.528 | 118.5089
485.52 | 419.661 | 9.2456 | 44.387 | 0 | 0 | 64.7391 | 0 | 0% | 538.0327 | 118.3717 | 538.0327 | 118.3717
485.54 | 418.8103 | 9.2477 | 44.3011 | 0 | 0 | 64.7393 | 0 | 0% | 537.0985 | 118.2882 | 537.0985 | 118.2882
485.56 | 418.3001 | 9.2499 | 44.2512 | 0 | 0 | 64.7394 | 0 | 0% | 536.5406 | 118.2405 | 536.5406 | 118.2405
485.58 | 417.9401 | 9.252 | 44.2172 | 0 | 0 | 64.7393 | 0 | 0% | 536.1486 | 118.2085 | 536.1486 | 118.2085
485.6 | 417.563 | 9.2541 | 44.1813 | 0 | 0 | 64.7389 | 0 | 0% | 535.7374 | 118.1744 | 535.7374 | 118.1744
485.62 | 417.0484 | 9.2562 | 44.1309 | 0 | 0 | 64.7384 | 0 | 0% | 535.1738 | 118.1255 | 535.1738 | 118.1255
485.64 | 416.3254 | 9.2582 | 44.0585 | 0 | 0 | 64.7379 | 0 | 0% | 534.38 | 118.0546 | 534.38 | 118.0546
485.66 | 415.3577 | 9.2604 | 43.96 | 0 | 0 | 64.7379 | 0 | 0% | 533.3159 | 117.9582 | 533.3159 | 117.9582
485.68 | 414.1213 | 9.2626 | 43.833 | 0 | 3.0408e-13 | 64.7384 | 0 | 0% | 531.9553 | 117.834 | 531.9553 | 117.834
485.7 | 412.5918 | 9.2649 | 43.6749 | 0 | 0 | 64.7391 | 0 | 0% | 530.2707 | 117.6789 | 530.2707 | 117.6789
485.72 | 410.7434 | 9.2671 | 43.4831 | 0 | 0 | 64.7395 | 0 | 0% | 528.233 | 117.4896 | 528.233 | 117.4896
485.74 | 408.5512 | 9.2692 | 43.2549 | 0 | 2.9236e-13 | 64.7392 | 0 | 0% | 525.8146 | 117.2634 | 525.8146 | 117.2634
485.76 | 405.9904 | 9.2712 | 42.9878 | 0 | 2.4749e-13 | 64.7385 | 0 | 0% | 522.9879 | 116.9975 | 522.9879 | 116.9975
485.78 | 403.0388 | 9.2732 | 42.6793 | 0 | 2.4539e-13 | 64.7376 | 0 | 0% | 519.729 | 116.6901 | 519.729 | 116.6901
485.8 | 399.6974 | 9.2753 | 42.3294 | 0 | 1.6617e-13 | 64.7371 | 0 | 0% | 516.0391 | 116.3417 | 516.0391 | 116.3417
485.82 | 396.0164 | 9.2774 | 41.9434 | 0 | 1.5e-13 | 64.7371 | 0 | 0% | 511.9744 | 115.958 | 511.9744 | 115.958
485.84 | 392.102 | 9.2797 | 41.5325 | 0 | 1.9213e-13 | 64.738 | 0 | 0% | 507.6522 | 115.5502 | 507.6522 | 115.5502
485.86 | 388.0844 | 9.2821 | 41.1106 | 0 | 4.1459e-14 | 64.7392 | 0 | 0% | 503.2162 | 115.1319 | 503.2162 | 115.1319
485.88 | 384.0643 | 9.2844 | 40.6883 | 0 | 1.1393e-13 | 64.7403 | 0 | 0% | 498.7773 | 114.7131 | 498.7773 | 114.7131
485.9 | 380.0613 | 9.2867 | 40.2678 | 0 | 8.629e-14 | 64.7409 | 0 | 0% | 494.3568 | 114.2955 | 494.3568 | 114.2955
485.92 | 375.9891 | 9.2889 | 39.84 | 0 | 0 | 64.7411 | 0 | 0% | 489.859 | 113.87 | 489.859 | 113.87
485.94 | 371.6757 | 9.291 | 39.3866 | 0 | 0 | 64.7409 | 0 | 0% | 485.0942 | 113.4185 | 485.0942 | 113.4185
485.96 | 366.9325 | 9.2931 | 38.8876 | 0 | 0 | 64.7407 | 0 | 0% | 479.8538 | 112.9214 | 479.8538 | 112.9214
485.98 | 361.6417 | 9.2952 | 38.3304 | 0 | 0 | 64.7406 | 0 | 0% | 474.0079 | 112.3662 | 474.0079 | 112.3662
486 | 355.822 | 9.2974 | 37.717 | 0 | 0 | 64.7407 | 0 | 0% | 467.577 | 111.755 | 467.577 | 111.755
486.02 | 349.6448 | 9.2995 | 37.0656 | 0 | 0 | 64.7407 | 0 | 0% | 460.7507 | 111.1058 | 460.7507 | 111.1058
486.04 | 343.3951 | 9.3017 | 36.4064 | 0 | 0 | 64.7407 | 0 | 0% | 453.8439 | 110.4488 | 453.8439 | 110.4488
486.06 | 337.3876 | 9.3038 | 35.7728 | 0 | 0.00018056 | 64.7407 | 0 | 0% | 447.2052 | 109.8176 | 447.2052 | 109.8176
486.08 | 331.8796 | 9.306 | 35.192 | 0 | 0.0017194 | 64.7409 | 0 | 0% | 441.1202 | 109.2406 | 441.1202 | 109.2406
486.1 | 327.0172 | 9.3082 | 34.6796 | 0 | 0.012876 | 64.7411 | 0 | 0% | 435.759 | 108.7418 | 435.759 | 108.7418
486.12 | 322.8279 | 9.3104 | 34.2384 | 0 | 0.076125 | 64.7415 | 0 | 0% | 431.1943 | 108.3664 | 431.1943 | 108.3664
486.14 | 319.2443 | 9.3126 | 33.8614 | 0 | 0.35535 | 64.7419 | 0 | 0% | 427.5156 | 108.2712 | 427.5156 | 108.2712
486.16 | 316.1459 | 9.3148 | 33.5357 | 0 | 1.3099 | 64.7422 | 0 | 0% | 425.0485 | 108.9026 | 425.0485 | 108.9026
486.18 | 313.4006 | 9.317 | 33.2475 | 0 | 3.8132 | 64.7424 | 0 | 0% | 424.5207 | 111.1201 | 424.5207 | 111.1201
486.2 | 310.9017 | 9.3192 | 32.9854 | 0 | 8.7687 | 64.7424 | 0 | 0% | 426.7174 | 115.8157 | 426.7174 | 115.8157
486.22 | 308.5961 | 9.3213 | 32.7437 | 0 | 15.9313 | 64.7424 | 0 | 0% | 431.3349 | 122.7388 | 431.3349 | 122.7388
486.24 | 306.508 | 9.3235 | 32.5252 | 0 | 22.8751 | 64.7425 | 0 | 0% | 435.9742 | 129.4662 | 435.9742 | 129.4662
486.26 | 304.7522 | 9.3257 | 32.3418 | 0 | 25.9668 | 64.7426 | 0 | 0% | 437.1291 | 132.3768 | 437.1291 | 132.3768
486.28 | 303.5216 | 9.3278 | 32.2142 | 0 | 23.3132 | 64.7427 | 0 | 0% | 433.1195 | 129.598 | 433.1195 | 129.598
486.3 | 303.0356 | 9.33 | 32.1656 | 0 | 16.563 | 64.7428 | 0 | 0% | 425.837 | 122.8014 | 425.837 | 122.8014
486.32 | 303.4626 | 9.3321 | 32.2139 | 0 | 9.3175 | 64.7428 | 0 | 0% | 419.0689 | 115.6064 | 419.0689 | 115.6064
486.34 | 304.8588 | 9.3343 | 32.3652 | 0 | 4.1534 | 64.7427 | 0 | 0% | 415.4544 | 110.5956 | 415.4544 | 110.5956
486.36 | 307.1578 | 9.3364 | 32.6123 | 0 | 1.4683 | 64.7426 | 0 | 0% | 415.3175 | 108.1597 | 415.3175 | 108.1597
486.38 | 310.2059 | 9.3385 | 32.9391 | 0 | 0.4121 | 64.7425 | 0 | 0% | 417.6381 | 107.4322 | 417.6381 | 107.4322
486.4 | 313.8211 | 9.3407 | 33.326 | 0 | 0.091922 | 64.7424 | 0 | 0% | 421.3221 | 107.501 | 421.3221 | 107.501
486.42 | 317.8537 | 9.3428 | 33.7574 | 0 | 0.016315 | 64.7423 | 0 | 0% | 425.7125 | 107.8588 | 425.7125 | 107.8588
486.44 | 322.2345 | 9.3449 | 34.2259 | 0 | 0.0023072 | 64.7421 | 0 | 0% | 430.5497 | 108.3152 | 430.5497 | 108.3152
486.46 | 326.9921 | 9.347 | 34.7345 | 0 | 0.00026028 | 64.742 | 0 | 0% | 435.8158 | 108.8237 | 435.8158 | 108.8237
486.48 | 332.2268 | 9.3491 | 35.2939 | 0 | 8.4129e-06 | 64.7417 | 0 | 0% | 441.6115 | 109.3847 | 441.6115 | 109.3847
486.5 | 338.0379 | 9.3512 | 35.9146 | 0 | 0 | 64.7415 | 0 | 0% | 448.0453 | 110.0073 | 448.0453 | 110.0073
486.52 | 344.4294 | 9.3533 | 36.5971 | 0 | 6.0403e-13 | 64.7413 | 0 | 0% | 455.1211 | 110.6917 | 455.1211 | 110.6917
486.54 | 351.2489 | 9.3555 | 37.3252 | 0 | 0 | 64.7411 | 0 | 0% | 462.6706 | 111.4217 | 462.6706 | 111.4217
486.56 | 358.197 | 9.3576 | 38.0671 | 0 | 0 | 64.7408 | 0 | 0% | 470.3624 | 112.1654 | 470.3624 | 112.1654
486.58 | 364.8984 | 9.3596 | 38.7829 | 0 | 0 | 64.7404 | 0 | 0% | 477.7813 | 112.8829 | 477.7813 | 112.8829
486.6 | 371.0038 | 9.3617 | 39.4355 | 0 | 0 | 64.7398 | 0 | 0% | 484.5408 | 113.537 | 484.5408 | 113.537
486.62 | 376.2859 | 9.3637 | 40.0007 | 0 | 0 | 64.7392 | 0 | 0% | 490.3895 | 114.1037 | 490.3895 | 114.1037
486.64 | 380.6882 | 9.3658 | 40.4725 | 0 | 0 | 64.7388 | 0 | 0% | 495.2652 | 114.577 | 495.2652 | 114.577
486.66 | 384.3076 | 9.3679 | 40.8611 | 0 | 0 | 64.7385 | 0 | 0% | 499.2751 | 114.9675 | 499.2751 | 114.9675
486.68 | 387.3328 | 9.37 | 41.1865 | 0 | 0 | 64.7385 | 0 | 0% | 502.6278 | 115.295 | 502.6278 | 115.295
486.7 | 389.98 | 9.3722 | 41.4718 | 0 | 0 | 64.7385 | 0 | 0% | 505.5625 | 115.5825 | 505.5625 | 115.5825
486.72 | 392.4449 | 9.3743 | 41.7378 | 0 | 0 | 64.7385 | 0 | 0% | 508.2956 | 115.8507 | 508.2956 | 115.8507
486.74 | 394.8693 | 9.3765 | 41.9996 | 0 | 0 | 64.7384 | 0 | 0% | 510.9838 | 116.1145 | 510.9838 | 116.1145
486.76 | 397.3216 | 9.3786 | 42.2644 | 0 | 0 | 64.7383 | 0 | 0% | 513.7028 | 116.3812 | 513.7028 | 116.3812
486.78 | 399.7935 | 9.3807 | 42.5313 | 0 | 5.1571e-14 | 64.7381 | 0 | 0% | 516.4435 | 116.6501 | 516.4435 | 116.6501
486.8 | 402.2139 | 9.3828 | 42.7928 | 0 | 4.8268e-13 | 64.738 | 0 | 0% | 519.1275 | 116.9136 | 519.1275 | 116.9136
486.82 | 404.4741 | 9.385 | 43.0373 | 0 | 3.9504e-13 | 64.7379 | 0 | 0% | 521.6342 | 117.1601 | 521.6342 | 117.1601
486.84 | 406.45 | 9.3871 | 43.2515 | 0 | 4.0381e-13 | 64.7378 | 0 | 0% | 523.8265 | 117.3765 | 523.8265 | 117.3765
486.86 | 408.0155 | 9.3892 | 43.4222 | 0 | 3.2089e-13 | 64.7377 | 0 | 0% | 525.5647 | 117.5491 | 525.5647 | 117.5491
486.88 | 409.0521 | 9.3913 | 43.5366 | 0 | 2.3325e-13 | 64.7375 | 0 | 0% | 526.7176 | 117.6655 | 526.7176 | 117.6655
486.9 | 409.4685 | 9.3934 | 43.5851 | 0 | 7.011e-14 | 64.7373 | 0 | 0% | 527.1843 | 117.7158 | 527.1843 | 117.7158
486.92 | 409.2265 | 9.3955 | 43.5636 | 0 | 2.1572e-14 | 64.737 | 0 | 0% | 526.9226 | 117.6961 | 526.9226 | 117.6961
486.94 | 408.3534 | 9.3976 | 43.4749 | 0 | 0 | 64.7365 | 0 | 0% | 525.9624 | 117.609 | 525.9624 | 117.609
486.96 | 406.9271 | 9.3996 | 43.3273 | 0 | 0 | 64.7359 | 0 | 0% | 524.3901 | 117.4629 | 524.3901 | 117.4629
486.98 | 405.0513 | 9.4017 | 43.1319 | 0 | 0 | 64.7352 | 0 | 0% | 522.3201 | 117.2688 | 522.3201 | 117.2688
487 | 402.8403 | 9.4037 | 42.9008 | 0 | 8.7638e-14 | 64.7346 | 0 | 0% | 519.8794 | 117.0391 | 519.8794 | 117.0391
487.02 | 400.4211 | 9.4057 | 42.6475 | 0 | 2.0224e-14 | 64.7341 | 0 | 0% | 517.2084 | 116.7873 | 517.2084 | 116.7873
487.04 | 397.9351 | 9.4079 | 42.3869 | 0 | 1.2539e-13 | 64.734 | 0 | 0% | 514.4638 | 116.5287 | 514.4638 | 116.5287
487.06 | 395.5344 | 9.41 | 42.1353 | 0 | 4.2471e-14 | 64.7341 | 0 | 0% | 511.8138 | 116.2794 | 511.8138 | 116.2794
487.08 | 393.3709 | 9.4122 | 41.909 | 0 | 0 | 64.7342 | 0 | 0% | 509.4263 | 116.0554 | 509.4263 | 116.0554
487.1 | 391.5855 | 9.4143 | 41.7229 | 0 | 0 | 64.7341 | 0 | 0% | 507.4568 | 115.8714 | 507.4568 | 115.8714
487.12 | 390.2903 | 9.4164 | 41.5891 | 0 | 0 | 64.7336 | 0 | 0% | 506.0294 | 115.7391 | 506.0294 | 115.7391
487.14 | 389.5434 | 9.4184 | 41.5138 | 0 | 0 | 64.7328 | 0 | 0% | 505.2083 | 115.6649 | 505.2083 | 115.6649
487.16 | 389.3207 | 9.4204 | 41.4943 | 0 | 0 | 64.732 | 0 | 0% | 504.9673 | 115.6467 | 504.9673 | 115.6467
487.18 | 389.5064 | 9.4225 | 41.5182 | 0 | 0 | 64.7316 | 0 | 0% | 505.1787 | 115.6723 | 505.1787 | 115.6723
487.2 | 389.924 | 9.4247 | 41.5668 | 0 | 0 | 64.7318 | 0 | 0% | 505.6473 | 115.7233 | 505.6473 | 115.7233
487.22 | 390.3985 | 9.4269 | 41.6215 | 0 | 0 | 64.7322 | 0 | 0% | 506.1791 | 115.7806 | 506.1791 | 115.7806
487.24 | 390.8108 | 9.4291 | 41.6695 | 0 | 0 | 64.7326 | 0 | 0% | 506.642 | 115.8312 | 506.642 | 115.8312
487.26 | 391.1121 | 9.4313 | 41.7057 | 0 | 0 | 64.7327 | 0 | 0% | 506.9818 | 115.8697 | 506.9818 | 115.8697
487.28 | 391.3036 | 9.4334 | 41.7303 | 0 | 0 | 64.7326 | 0 | 0% | 507.1999 | 115.8963 | 507.1999 | 115.8963
487.3 | 391.4083 | 9.4355 | 41.7456 | 0 | 0 | 64.7323 | 0 | 0% | 507.3218 | 115.9134 | 507.3218 | 115.9134
487.32 | 391.4499 | 9.4376 | 41.7542 | 0 | 0 | 64.732 | 0 | 0% | 507.3737 | 115.9238 | 507.3737 | 115.9238
487.34 | 391.4381 | 9.4397 | 41.7571 | 0 | 0 | 64.7318 | 0 | 0% | 507.3667 | 115.9286 | 507.3667 | 115.9286
487.36 | 391.359 | 9.4419 | 41.7528 | 0 | 0 | 64.7319 | 0 | 0% | 507.2855 | 115.9265 | 507.2855 | 115.9265
487.38 | 391.1804 | 9.4441 | 41.7377 | 0 | 0 | 64.7321 | 0 | 0% | 507.0943 | 115.9139 | 507.0943 | 115.9139
487.4 | 390.8793 | 9.4463 | 41.7096 | 0 | 0 | 64.7325 | 0 | 0% | 506.7677 | 115.8884 | 506.7677 | 115.8884
487.42 | 390.4861 | 9.4485 | 41.6717 | 0 | 0 | 64.7328 | 0 | 0% | 506.3391 | 115.8529 | 506.3391 | 115.8529
487.44 | 390.1163 | 9.4506 | 41.6362 | 0 | 0 | 64.7328 | 0 | 0% | 505.936 | 115.8197 | 505.936 | 115.8197
487.46 | 389.9705 | 9.4527 | 41.6248 | 0 | 0 | 64.7326 | 0 | 0% | 505.7805 | 115.8101 | 505.7805 | 115.8101
487.48 | 390.3017 | 9.4548 | 41.6642 | 0 | 0 | 64.7322 | 0 | 0% | 506.153 | 115.8512 | 506.153 | 115.8512
487.5 | 391.3576 | 9.4569 | 41.7811 | 0 | 8.5843e-14 | 64.7318 | 0 | 0% | 507.3274 | 115.9698 | 507.3274 | 115.9698
487.52 | 393.3048 | 9.459 | 41.9931 | 0 | 2.0803e-13 | 64.7317 | 0 | 0% | 509.4887 | 116.1839 | 509.4887 | 116.1839
487.54 | 396.1571 | 9.4612 | 42.3018 | 0 | 1.7793e-13 | 64.7318 | 0 | 0% | 512.6519 | 116.4948 | 512.6519 | 116.4948
487.56 | 399.7292 | 9.4634 | 42.6875 | 0 | 2.7343e-13 | 64.7319 | 0 | 0% | 516.6119 | 116.8827 | 516.6119 | 116.8827
487.58 | 403.6445 | 9.4655 | 43.1099 | 0 | 2.6836e-13 | 64.7318 | 0 | 0% | 520.9516 | 117.3071 | 520.9516 | 117.3071
487.6 | 407.4119 | 9.4676 | 43.5165 | 0 | 3.5308e-14 | 64.7315 | 0 | 0% | 525.1275 | 117.7156 | 525.1275 | 117.7156
487.62 | 410.5602 | 9.4697 | 43.8572 | 0 | 1.5505e-14 | 64.7313 | 0 | 0% | 528.6184 | 118.0582 | 528.6184 | 118.0582
487.64 | 412.7707 | 9.4719 | 44.0976 | 0 | 0 | 64.7314 | 0 | 0% | 531.0715 | 118.3008 | 531.0715 | 118.3008
487.66 | 413.9584 | 9.474 | 44.2288 | 0 | 0 | 64.7316 | 0 | 0% | 532.3928 | 118.4344 | 532.3928 | 118.4344
487.68 | 414.2826 | 9.4762 | 44.2678 | 0 | 1.5033e-13 | 64.7317 | 0 | 0% | 532.7582 | 118.4757 | 532.7582 | 118.4757
487.7 | 414.0914 | 9.4783 | 44.2518 | 0 | 1.7949e-14 | 64.7316 | 0 | 0% | 532.5531 | 118.4617 | 532.5531 | 118.4617
487.72 | 413.816 | 9.4805 | 44.2268 | 0 | 4.3819e-15 | 64.7314 | 0 | 0% | 532.2546 | 118.4386 | 532.2546 | 118.4386
487.74 | 413.8434 | 9.4825 | 44.2341 | 0 | 7.4492e-14 | 64.7311 | 0 | 0% | 532.2912 | 118.4478 | 532.2912 | 118.4478
487.76 | 414.4074 | 9.4846 | 44.2989 | 0 | 7.1796e-14 | 64.7308 | 0 | 0% | 532.9218 | 118.5144 | 532.9218 | 118.5144
487.78 | 415.5379 | 9.4868 | 44.4242 | 0 | 1.4646e-13 | 64.7306 | 0 | 0% | 534.1795 | 118.6416 | 534.1795 | 118.6416
487.8 | 417.0929 | 9.4888 | 44.5949 | 0 | 1.1932e-13 | 64.7303 | 0 | 0% | 535.9069 | 118.814 | 535.9069 | 118.814
487.82 | 418.8548 | 9.4909 | 44.7879 | 0 | 3.7078e-14 | 64.7297 | 0 | 0% | 537.8633 | 119.0085 | 537.8633 | 119.0085
487.84 | 420.6346 | 9.4929 | 44.9828 | 0 | 0 | 64.7287 | 0 | 0% | 539.839 | 119.2044 | 539.839 | 119.2044
487.86 | 422.3324 | 9.4947 | 45.1691 | 0 | 2.1707e-13 | 64.7273 | 0 | 0% | 541.7237 | 119.3912 | 541.7237 | 119.3912
487.88 | 423.9453 | 9.4966 | 45.3465 | 0 | 0 | 64.7257 | 0 | 0% | 543.5141 | 119.5688 | 543.5141 | 119.5688
487.9 | 425.5297 | 9.4985 | 45.5207 | 0 | 0 | 64.7244 | 0 | 0% | 545.2734 | 119.7436 | 545.2734 | 119.7436
487.92 | 427.1429 | 9.5005 | 45.698 | 0 | 0 | 64.7238 | 0 | 0% | 547.0652 | 119.9223 | 547.0652 | 119.9223
487.94 | 428.7913 | 9.5027 | 45.8791 | 0 | 0 | 64.7239 | 0 | 0% | 548.8969 | 120.1056 | 548.8969 | 120.1056
487.96 | 430.4076 | 9.505 | 46.0566 | 0 | 0 | 64.7244 | 0 | 0% | 550.6936 | 120.2859 | 550.6936 | 120.2859
487.98 | 431.8615 | 9.5072 | 46.2168 | 0 | 0 | 64.7249 | 0 | 0% | 552.3104 | 120.4489 | 552.3104 | 120.4489
488 | 432.998 | 9.5094 | 46.343 | 0 | 0 | 64.7251 | 0 | 0% | 553.5755 | 120.5775 | 553.5755 | 120.5775
488.02 | 433.6904 | 9.5115 | 46.4218 | 0 | 0 | 64.725 | 0 | 0% | 554.3487 | 120.6583 | 554.3487 | 120.6583
488.04 | 433.8901 | 9.5136 | 46.4479 | 0 | 4.4999e-14 | 64.7247 | 0 | 0% | 554.5762 | 120.6862 | 554.5762 | 120.6862
488.06 | 433.6556 | 9.5157 | 46.4275 | 0 | 4.3872e-14 | 64.7243 | 0 | 0% | 554.323 | 120.6675 | 554.323 | 120.6675
488.08 | 433.1544 | 9.5178 | 46.3785 | 0 | 0 | 64.7239 | 0 | 0% | 553.7747 | 120.6202 | 553.7747 | 120.6202
488.1 | 432.6348 | 9.5198 | 46.3276 | 0 | 1.1958e-13 | 64.7235 | 0 | 0% | 553.2057 | 120.5709 | 553.2057 | 120.5709
488.12 | 432.3694 | 9.5219 | 46.3039 | 0 | 2.3822e-13 | 64.723 | 0 | 0% | 552.9182 | 120.5488 | 552.9182 | 120.5488
488.14 | 432.5875 | 9.5239 | 46.332 | 0 | 3.7886e-13 | 64.7225 | 0 | 0% | 553.1659 | 120.5784 | 553.1659 | 120.5784
488.16 | 433.4146 | 9.526 | 46.4253 | 0 | 7.9919e-13 | 64.722 | 0 | 0% | 554.088 | 120.6733 | 554.088 | 120.6733
488.18 | 434.8383 | 9.5281 | 46.5825 | 0 | 1.2505e-12 | 64.7217 | 0 | 0% | 555.6706 | 120.8323 | 555.6706 | 120.8323
488.2 | 436.7121 | 9.5302 | 46.7879 | 0 | 7.9567e-05 | 64.7216 | 0 | 0% | 557.752 | 121.0399 | 557.752 | 121.0399
488.22 | 438.7969 | 9.5324 | 47.016 | 0 | 0.000754 | 64.7217 | 0 | 0% | 560.0677 | 121.2708 | 560.0677 | 121.2708
488.24 | 440.8192 | 9.5345 | 47.2374 | 0 | 0.0057113 | 64.7216 | 0 | 0% | 562.3184 | 121.4992 | 562.3184 | 121.4992
488.26 | 442.5259 | 9.5366 | 47.425 | 0 | 0.033969 | 64.7214 | 0 | 0% | 564.2429 | 121.717 | 564.2429 | 121.717
488.28 | 443.7232 | 9.5387 | 47.5581 | 0 | 0.16017 | 64.721 | 0 | 0% | 565.7011 | 121.9779 | 565.7011 | 121.9779
488.3 | 444.2962 | 9.5408 | 47.6243 | 0 | 0.60026 | 64.7205 | 0 | 0% | 566.782 | 122.4858 | 566.782 | 122.4858
488.32 | 444.2161 | 9.5428 | 47.6205 | 0 | 1.7948 | 64.72 | 0 | 0% | 567.8942 | 123.6781 | 567.8942 | 123.6781
488.34 | 443.5362 | 9.5449 | 47.5525 | 0 | 4.3053 | 64.7195 | 0 | 0% | 569.6583 | 126.1221 | 569.6583 | 126.1221
488.36 | 442.3776 | 9.5469 | 47.433 | 0 | 8.3475 | 64.7191 | 0 | 0% | 572.4242 | 130.0466 | 572.4242 | 130.0466
488.38 | 440.9002 | 9.549 | 47.2794 | 0 | 13.2043 | 64.7187 | 0 | 0% | 575.6516 | 134.7514 | 575.6516 | 134.7514
488.4 | 439.2596 | 9.5511 | 47.1083 | 0 | 17.2099 | 64.7181 | 0 | 0% | 577.8469 | 138.5873 | 577.8469 | 138.5873
488.42 | 437.5643 | 9.5531 | 46.9313 | 0 | 18.6356 | 64.7174 | 0 | 0% | 577.4016 | 139.8373 | 577.4016 | 139.8373
488.44 | 435.8645 | 9.555 | 46.7538 | 0 | 16.8331 | 64.7162 | 0 | 0% | 573.7226 | 137.8581 | 573.7226 | 137.8581
488.46 | 434.184 | 9.5569 | 46.5784 | 0 | 12.6611 | 64.7147 | 0 | 0% | 567.6951 | 133.5111 | 567.6951 | 133.5111
488.48 | 432.5694 | 9.5587 | 46.4101 | 0 | 7.8756 | 64.7132 | 0 | 0% | 561.1272 | 128.5577 | 561.1272 | 128.5577
488.5 | 431.1121 | 9.5607 | 46.2586 | 0 | 4.0128 | 64.7123 | 0 | 0% | 555.6565 | 124.5444 | 555.6565 | 124.5444
488.52 | 429.9271 | 9.5629 | 46.1361 | 0 | 1.6585 | 64.7122 | 0 | 0% | 551.9968 | 122.0697 | 551.9968 | 122.0697
488.54 | 429.1109 | 9.5651 | 46.0532 | 0 | 0.55146 | 64.7125 | 0 | 0% | 549.9931 | 120.8822 | 549.9931 | 120.8822
488.56 | 428.7043 | 9.5673 | 46.0142 | 0 | 0.14659 | 64.7128 | 0 | 0% | 549.1451 | 120.4408 | 549.1451 | 120.4408
488.58 | 428.6741 | 9.5694 | 46.0157 | 0 | 0.031011 | 64.7126 | 0 | 0% | 549.0028 | 120.3287 | 549.0028 | 120.3287
488.6 | 428.9159 | 9.5715 | 46.0464 | 0 | 0.0052058 | 64.7123 | 0 | 0% | 549.2513 | 120.3354 | 549.2513 | 120.3354
488.62 | 429.2741 | 9.5735 | 46.0897 | 0 | 0.00068544 | 64.7119 | 0 | 0% | 549.6499 | 120.3758 | 549.6499 | 120.3758
488.64 | 429.5695 | 9.5756 | 46.1261 | 0 | 7.2333e-05 | 64.7116 | 0 | 0% | 549.9829 | 120.4134 | 549.9829 | 120.4134
488.66 | 429.6258 | 9.5777 | 46.1369 | 0 | 0 | 64.7113 | 0 | 0% | 550.0517 | 120.4259 | 550.0517 | 120.4259
488.68 | 429.2941 | 9.5798 | 46.106 | 0 | 0 | 64.711 | 0 | 0% | 549.6909 | 120.3968 | 549.6909 | 120.3968
488.7 | 428.4782 | 9.5819 | 46.023 | 0 | 0 | 64.7107 | 0 | 0% | 548.7938 | 120.3156 | 548.7938 | 120.3156
488.72 | 427.16 | 9.584 | 45.8861 | 0 | 0 | 64.7103 | 0 | 0% | 547.3404 | 120.1804 | 547.3404 | 120.1804
488.74 | 425.4152 | 9.5861 | 45.7033 | 0 | 2.4741e-13 | 64.71 | 0 | 0% | 545.4146 | 119.9994 | 545.4146 | 119.9994
488.76 | 423.407 | 9.5882 | 45.4922 | 0 | 1.0618e-14 | 64.7097 | 0 | 0% | 543.197 | 119.79 | 543.197 | 119.79
488.78 | 421.355 | 9.5902 | 45.2763 | 0 | 0 | 64.7092 | 0 | 0% | 540.9307 | 119.5757 | 540.9307 | 119.5757
488.8 | 419.4819 | 9.5922 | 45.0797 | 0 | 0 | 64.7084 | 0 | 0% | 538.8622 | 119.3803 | 538.8622 | 119.3803
488.82 | 417.9458 | 9.5942 | 44.9193 | 0 | 7.247e-15 | 64.7074 | 0 | 0% | 537.1667 | 119.2209 | 537.1667 | 119.2209
488.84 | 416.7812 | 9.5961 | 44.7988 | 0 | 5.0897e-14 | 64.7063 | 0 | 0% | 535.8824 | 119.1012 | 535.8824 | 119.1012
488.86 | 415.8686 | 9.5981 | 44.7053 | 0 | 1.9213e-14 | 64.7054 | 0 | 0% | 534.8775 | 119.0089 | 534.8775 | 119.0089
488.88 | 414.9523 | 9.6002 | 44.6114 | 0 | 5.5953e-14 | 64.7051 | 0 | 0% | 533.8689 | 118.9166 | 533.8689 | 118.9166
488.9 | 413.7132 | 9.6024 | 44.4826 | 0 | 1.891e-13 | 64.7052 | 0 | 0% | 532.5033 | 118.7901 | 532.5033 | 118.7901
488.92 | 411.8802 | 9.6046 | 44.2899 | 0 | 1.9415e-13 | 64.7054 | 0 | 0% | 530.48 | 118.5998 | 530.48 | 118.5998
488.94 | 409.332 | 9.6067 | 44.0202 | 0 | 3.6235e-15 | 64.7054 | 0 | 0% | 527.6643 | 118.3324 | 527.6643 | 118.3324
488.96 | 406.1471 | 9.6088 | 43.6821 | 0 | 3.2021e-15 | 64.7051 | 0 | 0% | 524.1431 | 117.996 | 524.1431 | 117.996
488.98 | 402.5907 | 9.6108 | 43.3041 | 0 | 0 | 64.7045 | 0 | 0% | 520.2101 | 117.6194 | 520.2101 | 117.6194
489 | 399.0485 | 9.6128 | 42.9275 | 0 | 0 | 64.7037 | 0 | 0% | 516.2925 | 117.2441 | 516.2925 | 117.2441
489.02 | 395.927 | 9.6148 | 42.5962 | 0 | 0 | 64.7029 | 0 | 0% | 512.8409 | 116.914 | 512.8409 | 116.914
489.04 | 393.5517 | 9.6168 | 42.3452 | 0 | 0 | 64.702 | 0 | 0% | 510.2157 | 116.664 | 510.2157 | 116.664
489.06 | 392.0913 | 9.6187 | 42.1926 | 0 | 0 | 64.7008 | 0 | 0% | 508.6034 | 116.5121 | 508.6034 | 116.5121
489.08 | 391.522 | 9.6206 | 42.1359 | 0 | 0 | 64.6993 | 0 | 0% | 507.9778 | 116.4558 | 507.9778 | 116.4558
489.1 | 391.6352 | 9.6225 | 42.1527 | 0 | 0 | 64.6978 | 0 | 0% | 508.1082 | 116.473 | 508.1082 | 116.473
489.12 | 392.0882 | 9.6245 | 42.2059 | 0 | 0 | 64.6969 | 0 | 0% | 508.6155 | 116.5272 | 508.6155 | 116.5272
489.14 | 392.4996 | 9.6266 | 42.2545 | 0 | 0 | 64.6966 | 0 | 0% | 509.0773 | 116.5777 | 509.0773 | 116.5777
489.16 | 392.573 | 9.6287 | 42.2667 | 0 | 0 | 64.6968 | 0 | 0% | 509.1653 | 116.5923 | 509.1653 | 116.5923
489.18 | 392.2017 | 9.6309 | 42.231 | 0 | 0 | 64.6971 | 0 | 0% | 508.7608 | 116.559 | 508.7608 | 116.559
489.2 | 391.5013 | 9.6331 | 42.1598 | 0 | 3.7752e-14 | 64.6973 | 0 | 0% | 507.9915 | 116.4902 | 507.9915 | 116.4902
489.22 | 390.7546 | 9.6353 | 42.0836 | 0 | 1.628e-13 | 64.6972 | 0 | 0% | 507.1707 | 116.4161 | 507.1707 | 116.4161
489.24 | 390.3003 | 9.6374 | 42.039 | 0 | 2.2179e-13 | 64.697 | 0 | 0% | 506.6736 | 116.3733 | 506.6736 | 116.3733
489.26 | 390.4086 | 9.6394 | 42.055 | 0 | 1.7595e-13 | 64.6964 | 0 | 0% | 506.7995 | 116.3909 | 506.7995 | 116.3909
489.28 | 391.1853 | 9.6414 | 42.1431 | 0 | 2.646e-13 | 64.6957 | 0 | 0% | 507.6655 | 116.4802 | 507.6655 | 116.4802
489.3 | 392.5388 | 9.6434 | 42.2933 | 0 | 1.6044e-13 | 64.695 | 0 | 0% | 509.1705 | 116.6317 | 509.1705 | 116.6317
489.32 | 394.2212 | 9.6455 | 42.479 | 0 | 9.7581e-14 | 64.6944 | 0 | 0% | 511.0401 | 116.8188 | 511.0401 | 116.8188
489.34 | 395.9357 | 9.6476 | 42.6681 | 0 | 6.8846e-14 | 64.6941 | 0 | 0% | 512.9455 | 117.0097 | 512.9455 | 117.0097
489.36 | 397.475 | 9.6497 | 42.8384 | 0 | 2.255e-13 | 64.6938 | 0 | 0% | 514.6568 | 117.1818 | 514.6568 | 117.1818
489.38 | 398.8221 | 9.6517 | 42.9881 | 0 | 3.6909e-14 | 64.6932 | 0 | 0% | 516.1551 | 117.333 | 516.1551 | 117.333
489.4 | 400.1494 | 9.6537 | 43.1357 | 0 | 2.8988e-14 | 64.6924 | 0 | 0% | 517.6311 | 117.4818 | 517.6311 | 117.4818
489.42 | 401.7255 | 9.6556 | 43.3102 | 0 | 0 | 64.6913 | 0 | 0% | 519.3826 | 117.6571 | 519.3826 | 117.6571
489.44 | 403.8092 | 9.6576 | 43.5396 | 0 | 0 | 64.6901 | 0 | 0% | 521.6964 | 117.8872 | 521.6964 | 117.8872
489.46 | 406.5897 | 9.6595 | 43.8441 | 0 | 7.07e-14 | 64.6892 | 0 | 0% | 524.7824 | 118.1928 | 524.7824 | 118.1928
489.48 | 410.1628 | 9.6616 | 44.234 | 0 | 5.865e-14 | 64.6886 | 0 | 0% | 528.747 | 118.5842 | 528.747 | 118.5842
489.5 | 414.5045 | 9.6637 | 44.7069 | 0 | 1.4056e-13 | 64.6882 | 0 | 0% | 533.5633 | 119.0588 | 533.5633 | 119.0588
489.52 | 419.4403 | 9.6657 | 45.2439 | 0 | 1.2943e-13 | 64.6879 | 0 | 0% | 539.0379 | 119.5976 | 539.0379 | 119.5976
489.54 | 424.652 | 9.6678 | 45.8108 | 0 | 2.7572e-13 | 64.6875 | 0 | 0% | 544.8182 | 120.1661 | 544.8182 | 120.1661
489.56 | 429.7499 | 9.6699 | 46.3655 | 0 | 1.2151e-13 | 64.6869 | 0 | 0% | 550.4722 | 120.7223 | 550.4722 | 120.7223
489.58 | 434.3777 | 9.6719 | 46.8696 | 0 | 2.0679e-13 | 64.6863 | 0 | 0% | 555.6056 | 121.2278 | 555.6056 | 121.2278
489.6 | 438.3033 | 9.674 | 47.298 | 0 | 1.1538e-13 | 64.6859 | 0 | 0% | 559.9612 | 121.6579 | 559.9612 | 121.6579
489.62 | 441.4639 | 9.6761 | 47.6439 | 0 | 0 | 64.6857 | 0 | 0% | 563.4696 | 122.0057 | 563.4696 | 122.0057
489.64 | 443.9608 | 9.6782 | 47.9182 | 0 | 1.8876e-14 | 64.6857 | 0 | 0% | 566.2429 | 122.2821 | 566.2429 | 122.2821
489.66 | 446.0077 | 9.6804 | 48.1439 | 0 | 4.1291e-14 | 64.6857 | 0 | 0% | 568.5176 | 122.51 | 568.5176 | 122.51
489.68 | 447.8535 | 9.6824 | 48.3481 | 0 | 0 | 64.6854 | 0 | 0% | 570.5695 | 122.7159 | 570.5695 | 122.7159
489.7 | 449.7049 | 9.6845 | 48.553 | 0 | 0 | 64.6849 | 0 | 0% | 572.6272 | 122.9223 | 572.6272 | 122.9223
489.72 | 451.6658 | 9.6865 | 48.7697 | 0 | 0 | 64.6842 | 0 | 0% | 574.8063 | 123.1405 | 574.8063 | 123.1405
489.74 | 453.7122 | 9.6885 | 48.9958 | 0 | 1.2455e-13 | 64.6835 | 0 | 0% | 577.08 | 123.3678 | 577.08 | 123.3678
489.76 | 455.7092 | 9.6906 | 49.2165 | 0 | 1.3807e-13 | 64.6827 | 0 | 0% | 579.299 | 123.5898 | 579.299 | 123.5898
489.78 | 457.4624 | 9.6926 | 49.411 | 0 | 2.34e-13 | 64.6821 | 0 | 0% | 581.2481 | 123.7857 | 581.2481 | 123.7857
489.8 | 458.7863 | 9.6946 | 49.5591 | 0 | 1.5716e-13 | 64.6817 | 0 | 0% | 582.7217 | 123.9354 | 582.7217 | 123.9354
489.82 | 459.5682 | 9.6967 | 49.6486 | 0 | 1.3841e-13 | 64.6814 | 0 | 0% | 583.595 | 124.0267 | 583.595 | 124.0267
489.84 | 459.8029 | 9.6988 | 49.6791 | 0 | 2.1282e-13 | 64.6812 | 0 | 0% | 583.862 | 124.0591 | 583.862 | 124.0591
489.86 | 459.5845 | 9.7009 | 49.6606 | 0 | 2.0081e-13 | 64.6809 | 0 | 0% | 583.627 | 124.0425 | 583.627 | 124.0425
489.88 | 459.0698 | 9.703 | 49.6102 | 0 | 0 | 64.6806 | 0 | 0% | 583.0636 | 123.9938 | 583.0636 | 123.9938
489.9 | 458.4374 | 9.7051 | 49.5471 | 0 | 2.6898e-13 | 64.6801 | 0 | 0% | 582.3696 | 123.9322 | 582.3696 | 123.9322
489.92 | 457.8519 | 9.7071 | 49.489 | 0 | 0 | 64.6794 | 0 | 0% | 581.7274 | 123.8755 | 581.7274 | 123.8755
489.94 | 457.4371 | 9.709 | 49.4494 | 0 | 0 | 64.6787 | 0 | 0% | 581.2742 | 123.8371 | 581.2742 | 123.8371
489.96 | 457.2571 | 9.7108 | 49.4352 | 0 | 0 | 64.678 | 0 | 0% | 581.0811 | 123.824 | 581.0811 | 123.824
489.98 | 457.3113 | 9.7124 | 49.4463 | 0 | 0 | 64.6774 | 0 | 0% | 581.1474 | 123.8361 | 581.1474 | 123.8361
490 | 457.5461 | 9.7138 | 49.4768 | 0 | 0 | 64.6768 | 0 | 0% | 581.4135 | 123.8674 | 581.4135 | 123.8674
490.02 | 457.8746 | 9.7148 | 49.5174 | 0 | 0 | 64.6764 | 0 | 0% | 581.7832 | 123.9086 | 581.7832 | 123.9086
490.04 | 458.1925 | 9.7155 | 49.5569 | 0 | 1.2236e-13 | 64.6761 | 0 | 0% | 582.141 | 123.9485 | 582.141 | 123.9485
490.06 | 458.3801 | 9.7159 | 49.5823 | 0 | 2.3359e-13 | 64.6758 | 0 | 0% | 582.3541 | 123.974 | 582.3541 | 123.974
490.08 | 458.3029 | 9.7163 | 49.579 | 0 | 1.5e-13 | 64.6755 | 0 | 0% | 582.2737 | 123.9708 | 582.2737 | 123.9708
490.1 | 457.8293 | 9.7166 | 49.5328 | 0 | 1.8522e-13 | 64.6752 | 0 | 0% | 581.754 | 123.9247 | 581.754 | 123.9247
490.12 | 456.8679 | 9.7169 | 49.4338 | 0 | 1.0196e-13 | 64.6748 | 0 | 0% | 580.6935 | 123.8256 | 580.6935 | 123.8256
490.14 | 455.406 | 9.7172 | 49.2807 | 0 | 0 | 64.6744 | 0 | 0% | 579.0783 | 123.6723 | 579.0783 | 123.6723
490.16 | 453.5275 | 9.7174 | 49.0825 | 0 | 1.4966e-13 | 64.6739 | 0 | 0% | 577.0013 | 123.4738 | 577.0013 | 123.4738
490.18 | 451.3976 | 9.7177 | 48.857 | 0 | 1.264e-13 | 64.6734 | 0 | 0% | 574.6457 | 123.2481 | 574.6457 | 123.2481
490.2 | 449.2137 | 9.7179 | 48.6257 | 0 | 8.3593e-14 | 64.673 | 0 | 0% | 572.2303 | 123.0166 | 572.2303 | 123.0166
490.22 | 447.142 | 9.7182 | 48.4064 | 0 | 8.4941e-14 | 64.6726 | 0 | 0% | 569.9392 | 122.7972 | 569.9392 | 122.7972
490.24 | 445.275 | 9.7185 | 48.2092 | 0 | 2.2179e-13 | 64.6722 | 0 | 0% | 567.8749 | 122.6 | 567.8749 | 122.6
490.26 | 443.6363 | 9.7187 | 48.0368 | 0 | 2.8314e-14 | 64.6718 | 0 | 0% | 566.0637 | 122.4273 | 566.0637 | 122.4273
490.28 | 442.2208 | 9.719 | 47.8885 | 0 | 0 | 64.6712 | 0 | 0% | 564.4995 | 122.2787 | 564.4995 | 122.2787
490.3 | 441.0396 | 9.7192 | 47.7656 | 0 | 0 | 64.6705 | 0 | 0% | 563.1949 | 122.1554 | 563.1949 | 122.1554
490.32 | 440.1467 | 9.7194 | 47.6739 | 0 | 0 | 64.6698 | 0 | 0% | 562.2098 | 122.0632 | 562.2098 | 122.0632
490.34 | 439.6345 | 9.7196 | 47.6235 | 0 | 0 | 64.6691 | 0 | 0% | 561.6467 | 122.0122 | 561.6467 | 122.0122
490.36 | 439.5998 | 9.7198 | 47.6248 | 0 | 0 | 64.6685 | 0 | 0% | 561.613 | 122.0132 | 561.613 | 122.0132
490.38 | 440.0981 | 9.7201 | 47.6839 | 0 | 0 | 64.6679 | 0 | 0% | 562.17 | 122.0719 | 562.17 | 122.0719
490.4 | 441.1088 | 9.7203 | 47.7985 | 0 | 0 | 64.6673 | 0 | 0% | 563.2949 | 122.1861 | 563.2949 | 122.1861
490.42 | 442.5269 | 9.7205 | 47.9573 | 0 | 0 | 64.6665 | 0 | 0% | 564.8712 | 122.3443 | 564.8712 | 122.3443
490.44 | 444.1844 | 9.7207 | 48.142 | 0 | 0.00020119 | 64.6656 | 0 | 0% | 566.7129 | 122.5285 | 566.7129 | 122.5285
490.46 | 445.8939 | 9.7209 | 48.3324 | 0 | 0.0019066 | 64.6648 | 0 | 0% | 568.6139 | 122.7201 | 568.6139 | 122.7201
490.48 | 447.4913 | 9.7211 | 48.5107 | 0 | 0.014259 | 64.6644 | 0 | 0% | 570.4017 | 122.9104 | 570.4017 | 122.9104
490.5 | 448.858 | 9.7214 | 48.6638 | 0 | 0.084161 | 64.6641 | 0 | 0% | 571.9916 | 123.1336 | 571.9916 | 123.1336
490.52 | 449.9181 | 9.7218 | 48.7838 | 0 | 0.39205 | 64.664 | 0 | 0% | 573.4797 | 123.5616 | 573.4797 | 123.5616
490.54 | 450.6229 | 9.7221 | 48.8652 | 0 | 1.4413 | 64.6639 | 0 | 0% | 575.3153 | 124.6925 | 575.3153 | 124.6925
490.56 | 450.9367 | 9.7224 | 48.9042 | 0 | 4.1819 | 64.6637 | 0 | 0% | 578.4089 | 127.4722 | 578.4089 | 127.4722
490.58 | 450.8411 | 9.7227 | 48.8988 | 0 | 9.5761 | 64.6635 | 0 | 0% | 583.7022 | 132.8611 | 583.7022 | 132.8611
490.6 | 450.366 | 9.723 | 48.8523 | 0 | 17.306 | 64.6632 | 0 | 0% | 590.9105 | 140.5445 | 590.9105 | 140.5445
490.62 | 449.6279 | 9.7233 | 48.7773 | 0 | 24.6833 | 64.6629 | 0 | 0% | 597.4747 | 147.8467 | 597.4747 | 147.8467
490.64 | 448.833 | 9.7236 | 48.696 | 0 | 27.7846 | 64.6627 | 0 | 0% | 599.7 | 150.867 | 599.7 | 150.867
490.66 | 448.2242 | 9.7239 | 48.635 | 0 | 24.6833 | 64.6626 | 0 | 0% | 595.9289 | 147.7047 | 595.9289 | 147.7047
490.68 | 447.9983 | 9.7242 | 48.6155 | 0 | 17.306 | 64.6624 | 0 | 0% | 588.3064 | 140.3081 | 588.3064 | 140.3081
490.7 | 448.24 | 9.7245 | 48.6467 | 0 | 9.5761 | 64.6622 | 0 | 0% | 580.8494 | 132.6095 | 580.8494 | 132.6095
490.72 | 448.894 | 9.7248 | 48.7227 | 0 | 4.1819 | 64.6619 | 0 | 0% | 576.1853 | 127.2913 | 576.1853 | 127.2913
490.74 | 449.7779 | 9.7251 | 48.8237 | 0 | 1.4413 | 64.6615 | 0 | 0% | 574.4295 | 124.6516 | 574.4295 | 124.6516
490.76 | 450.6257 | 9.7253 | 48.9208 | 0 | 0.39205 | 64.6612 | 0 | 0% | 574.325 | 123.6994 | 574.325 | 123.6994
490.78 | 451.1525 | 9.7256 | 48.983 | 0 | 0.084161 | 64.6608 | 0 | 0% | 574.6061 | 123.4536 | 574.6061 | 123.4536
490.8 | 451.1256 | 9.7259 | 48.9851 | 0 | 0.014259 | 64.6605 | 0 | 0% | 574.5114 | 123.3858 | 574.5114 | 123.3858
490.82 | 450.4245 | 9.7262 | 48.914 | 0 | 0.0019066 | 64.6601 | 0 | 0% | 573.7267 | 123.3022 | 573.7267 | 123.3022
490.84 | 449.06 | 9.7264 | 48.7709 | 0 | 0.00020119 | 64.6596 | 0 | 0% | 572.2171 | 123.1571 | 572.2171 | 123.1571
490.86 | 447.1415 | 9.7267 | 48.5675 | 0 | 3.101e-14 | 64.6591 | 0 | 0% | 570.0948 | 122.9533 | 570.0948 | 122.9533
490.88 | 444.8197 | 9.7269 | 48.3203 | 0 | 1.8741e-13 | 64.6586 | 0 | 0% | 567.5256 | 122.7059 | 567.5256 | 122.7059
490.9 | 442.2458 | 9.7272 | 48.0457 | 0 | 0 | 64.6583 | 0 | 0% | 564.677 | 122.4312 | 564.677 | 122.4312
490.92 | 439.5541 | 9.7275 | 47.7582 | 0 | 0 | 64.6579 | 0 | 0% | 561.6978 | 122.1437 | 561.6978 | 122.1437
490.94 | 436.8492 | 9.7278 | 47.4693 | 0 | 9.4273e-10 | 64.6576 | 0 | 0% | 558.7039 | 121.8547 | 558.7039 | 121.8547
490.96 | 434.1837 | 9.7281 | 47.1845 | 0 | 5.7483e-05 | 64.6573 | 0 | 0% | 555.7537 | 121.5699 | 555.7537 | 121.5699
490.98 | 431.5417 | 9.7283 | 46.9023 | 0 | 0.00054471 | 64.6569 | 0 | 0% | 552.8298 | 121.2881 | 552.8298 | 121.2881
491 | 428.8519 | 9.7286 | 46.6149 | 0 | 0.0040736 | 64.6564 | 0 | 0% | 549.8558 | 121.004 | 549.8558 | 121.004
491.02 | 426.0336 | 9.7288 | 46.3135 | 0 | 0.024044 | 64.6558 | 0 | 0% | 546.7558 | 120.7222 | 546.7558 | 120.7222
491.04 | 423.055 | 9.729 | 45.9946 | 0 | 0.112 | 64.6551 | 0 | 0% | 543.5457 | 120.4907 | 543.5457 | 120.4907
491.06 | 419.9767 | 9.7292 | 45.6648 | 0 | 0.41175 | 64.6543 | 0 | 0% | 540.4368 | 120.4601 | 540.4368 | 120.4601
491.08 | 416.9623 | 9.7294 | 45.3419 | 0 | 1.1947 | 64.6535 | 0 | 0% | 537.8818 | 120.9195 | 537.8818 | 120.9195
491.1 | 414.2442 | 9.7296 | 45.0512 | 0 | 2.7356 | 64.6527 | 0 | 0% | 536.4133 | 122.1691 | 536.4133 | 122.1691
491.12 | 412.0549 | 9.7298 | 44.8179 | 0 | 4.9438 | 64.652 | 0 | 0% | 536.1985 | 124.1435 | 536.1985 | 124.1435
491.14 | 410.5547 | 9.73 | 44.6595 | 0 | 7.0513 | 64.6514 | 0 | 0% | 536.6468 | 126.0922 | 536.6468 | 126.0922
491.16 | 409.7848 | 9.7303 | 44.5804 | 0 | 7.9372 | 64.6509 | 0 | 0% | 536.6837 | 126.8989 | 536.6837 | 126.8989
491.18 | 409.6603 | 9.7306 | 44.5715 | 0 | 7.0512 | 64.6506 | 0 | 0% | 535.6643 | 126.004 | 535.6643 | 126.004
491.2 | 409.9991 | 9.7309 | 44.613 | 0 | 4.9438 | 64.6503 | 0 | 0% | 533.9371 | 123.938 | 533.9371 | 123.938
491.22 | 410.5798 | 9.7312 | 44.6808 | 0 | 2.7356 | 64.6501 | 0 | 0% | 532.3775 | 121.7977 | 532.3775 | 121.7977
491.24 | 411.209 | 9.7315 | 44.7539 | 0 | 1.1946 | 64.6499 | 0 | 0% | 531.539 | 120.3299 | 531.539 | 120.3299
491.26 | 411.7785 | 9.7318 | 44.8205 | 0 | 0.41173 | 64.6497 | 0 | 0% | 531.3922 | 119.6137 | 531.3922 | 119.6137
491.28 | 412.2944 | 9.7321 | 44.8813 | 0 | 0.11199 | 64.6494 | 0 | 0% | 531.6693 | 119.3748 | 531.6693 | 119.3748
491.3 | 412.867 | 9.7324 | 44.9483 | 0 | 0.024042 | 64.6492 | 0 | 0% | 532.2209 | 119.3539 | 532.2209 | 119.3539
491.32 | 413.6656 | 9.7327 | 45.0399 | 0 | 0.0040733 | 64.6488 | 0 | 0% | 533.0911 | 119.4255 | 533.0911 | 119.4255
491.34 | 414.8599 | 9.7329 | 45.1747 | 0 | 0.00054464 | 64.6485 | 0 | 0% | 534.4165 | 119.5566 | 534.4165 | 119.5566
491.36 | 416.5678 | 9.7332 | 45.3654 | 0 | 5.7474e-05 | 64.6481 | 0 | 0% | 536.3145 | 119.7468 | 536.3145 | 119.7468
491.38 | 418.8265 | 9.7335 | 45.6161 | 0 | 0 | 64.6478 | 0 | 0% | 538.824 | 119.9975 | 538.824 | 119.9975
491.4 | 421.5927 | 9.7338 | 45.9222 | 0 | 1.0786e-13 | 64.6477 | 0 | 0% | 541.8964 | 120.3037 | 541.8964 | 120.3037
491.42 | 424.7618 | 9.7341 | 46.2721 | 0 | 2.4269e-14 | 64.6476 | 0 | 0% | 545.4157 | 120.6539 | 545.4157 | 120.6539
491.44 | 428.1876 | 9.7345 | 46.6501 | 0 | 1.8876e-14 | 64.6475 | 0 | 0% | 549.2197 | 121.0321 | 549.2197 | 121.0321
491.46 | 431.6918 | 9.7348 | 47.0368 | 0 | 0 | 64.6474 | 0 | 0% | 553.1108 | 121.4189 | 553.1108 | 121.4189
491.48 | 435.0769 | 9.7351 | 47.4105 | 0 | 1.8876e-14 | 64.6472 | 0 | 0% | 556.8697 | 121.7928 | 556.8697 | 121.7928
491.5 | 438.1589 | 9.7354 | 47.7513 | 0 | 8.0896e-14 | 64.6469 | 0 | 0% | 560.2924 | 122.1336 | 560.2924 | 122.1336
491.52 | 440.8135 | 9.7357 | 48.0455 | 0 | 4.8538e-14 | 64.6466 | 0 | 0% | 563.2413 | 122.4279 | 563.2413 | 122.4279
491.54 | 442.9961 | 9.736 | 48.2884 | 0 | 0 | 64.6464 | 0 | 0% | 565.6668 | 122.6708 | 565.6668 | 122.6708
491.56 | 444.7106 | 9.7363 | 48.4803 | 0 | 0 | 64.6462 | 0 | 0% | 567.5734 | 122.8628 | 567.5734 | 122.8628
491.58 | 445.9547 | 9.7366 | 48.6209 | 0 | 1.0921e-13 | 64.646 | 0 | 0% | 568.9582 | 123.0035 | 568.9582 | 123.0035
491.6 | 446.685 | 9.7369 | 48.7056 | 0 | 2.0561e-13 | 64.6458 | 0 | 0% | 569.7732 | 123.0883 | 569.7732 | 123.0883
491.62 | 446.8214 | 9.7372 | 48.7255 | 0 | 6.3773e-13 | 64.6455 | 0 | 0% | 569.9296 | 123.1082 | 569.9296 | 123.1082
491.64 | 446.2739 | 9.7375 | 48.6708 | 0 | 2.3372e-12 | 64.6453 | 0 | 0% | 569.3275 | 123.0535 | 569.3275 | 123.0535
491.66 | 444.9733 | 9.7378 | 48.534 | 0 | 2.1316e-12 | 64.6449 | 0 | 0% | 567.89 | 122.9166 | 567.89 | 122.9166
491.68 | 442.9031 | 9.738 | 48.3131 | 0 | 1.657e-12 | 64.6446 | 0 | 0% | 565.5989 | 122.6958 | 565.5989 | 122.6958
491.7 | 440.1329 | 9.7383 | 48.0159 | 0 | 1.2876e-12 | 64.6442 | 0 | 0% | 562.5314 | 122.3985 | 562.5314 | 122.3985
491.72 | 436.8384 | 9.7386 | 47.6615 | 0 | 1.0422e-12 | 64.6439 | 0 | 0% | 558.8823 | 122.044 | 558.8823 | 122.044
491.74 | 433.2774 | 9.7389 | 47.2779 | 0 | 8.5076e-13 | 64.6435 | 0 | 0% | 554.9377 | 121.6603 | 554.9377 | 121.6603
491.76 | 429.7148 | 9.7392 | 46.894 | 0 | 3.2224e-13 | 64.6432 | 0 | 0% | 550.9911 | 121.2763 | 550.9911 | 121.2763
491.78 | 426.3285 | 9.7394 | 46.5293 | 0 | 0.00010056 | 64.6428 | 0 | 0% | 547.2402 | 120.9117 | 547.2402 | 120.9117
491.8 | 423.1483 | 9.7397 | 46.1871 | 0 | 0.00095292 | 64.6425 | 0 | 0% | 543.7185 | 120.5702 | 543.7185 | 120.5702
491.82 | 420.0538 | 9.74 | 45.8541 | 0 | 0.0071267 | 64.6421 | 0 | 0% | 540.2971 | 120.2433 | 540.2971 | 120.2433
491.84 | 416.8359 | 9.7403 | 45.5075 | 0 | 0.042065 | 64.6418 | 0 | 0% | 536.7675 | 119.9316 | 536.7675 | 119.9316
491.86 | 413.2995 | 9.7405 | 45.1261 | 0 | 0.19595 | 64.6414 | 0 | 0% | 533.0036 | 119.704 | 533.0036 | 119.704
491.88 | 409.3633 | 9.7408 | 44.701 | 0 | 0.72038 | 64.6411 | 0 | 0% | 529.1665 | 119.8032 | 529.1665 | 119.8032
491.9 | 405.1036 | 9.7411 | 44.2405 | 0 | 2.0902 | 64.6407 | 0 | 0% | 525.816 | 120.7124 | 525.816 | 120.7124
491.92 | 400.7309 | 9.7414 | 43.7675 | 0 | 4.7862 | 64.6404 | 0 | 0% | 523.6663 | 122.9354 | 523.6663 | 122.9354
491.94 | 396.5181 | 9.7416 | 43.3119 | 0 | 8.6497 | 64.64 | 0 | 0% | 522.8615 | 126.3433 | 522.8615 | 126.3433
491.96 | 392.7146 | 9.7419 | 42.9009 | 0 | 12.337 | 64.6397 | 0 | 0% | 522.3342 | 129.6195 | 522.3342 | 129.6195
491.98 | 389.4726 | 9.7422 | 42.5512 | 0 | 13.8871 | 64.6393 | 0 | 0% | 520.2924 | 130.8198 | 520.2924 | 130.8198
492 | 386.8108 | 9.7425 | 42.2649 | 0 | 12.337 | 64.639 | 0 | 0% | 515.7941 | 128.9833 | 515.7941 | 128.9833
492.02 | 384.6279 | 9.7428 | 42.0308 | 0 | 8.6497 | 64.6386 | 0 | 0% | 509.6897 | 125.0618 | 509.6897 | 125.0618
492.04 | 382.7668 | 9.743 | 41.8318 | 0 | 4.7862 | 64.6382 | 0 | 0% | 503.766 | 120.9993 | 503.766 | 120.9993
492.06 | 381.1139 | 9.7433 | 41.6555 | 0 | 2.0902 | 64.6379 | 0 | 0% | 499.2408 | 118.1269 | 499.2408 | 118.1269
492.08 | 379.676 | 9.7436 | 41.5027 | 0 | 0.72038 | 64.6376 | 0 | 0% | 496.2803 | 116.6043 | 496.2803 | 116.6043
492.1 | 378.5792 | 9.7439 | 41.3872 | 0 | 0.19595 | 64.6374 | 0 | 0% | 494.5437 | 115.9645 | 494.5437 | 115.9645
492.12 | 377.9913 | 9.7442 | 41.3273 | 0 | 0.042065 | 64.6372 | 0 | 0% | 493.7421 | 115.7508 | 493.7421 | 115.7508
492.14 | 378.0224 | 9.7445 | 41.3351 | 0 | 0.0071267 | 64.637 | 0 | 0% | 493.746 | 115.7237 | 493.746 | 115.7237
492.16 | 378.6644 | 9.7448 | 41.4097 | 0 | 0.00095292 | 64.6366 | 0 | 0% | 494.4564 | 115.792 | 494.4564 | 115.792
492.18 | 379.7945 | 9.745 | 41.5378 | 0 | 0.00010056 | 64.6361 | 0 | 0% | 495.7135 | 115.919 | 495.7135 | 115.919
492.2 | 381.2358 | 9.7453 | 41.6999 | 0 | 6.0672e-15 | 64.6355 | 0 | 0% | 497.3164 | 116.0806 | 497.3164 | 116.0806
492.22 | 382.8377 | 9.7455 | 41.8797 | 0 | 0 | 64.6347 | 0 | 0% | 499.0976 | 116.2598 | 499.0976 | 116.2598
492.24 | 384.513 | 9.7457 | 42.0675 | 0 | 0 | 64.6339 | 0 | 0% | 500.96 | 116.4471 | 500.96 | 116.4471
492.26 | 386.2038 | 9.7459 | 42.257 | 0 | 0 | 64.6332 | 0 | 0% | 502.8398 | 116.6361 | 502.8398 | 116.6361
492.28 | 387.8226 | 9.7461 | 42.4387 | 0 | 0 | 64.6326 | 0 | 0% | 504.64 | 116.8173 | 504.64 | 116.8173
492.3 | 389.2394 | 9.7463 | 42.5982 | 0 | 0 | 64.6321 | 0 | 0% | 506.2161 | 116.9766 | 506.2161 | 116.9766
492.32 | 390.3377 | 9.7466 | 42.7229 | 0 | 0 | 64.6318 | 0 | 0% | 507.4389 | 117.1012 | 507.4389 | 117.1012
492.34 | 391.1027 | 9.7469 | 42.8111 | 0 | 6.1639e-14 | 64.6315 | 0 | 0% | 508.2922 | 117.1894 | 508.2922 | 117.1894
492.36 | 391.6846 | 9.7472 | 42.8792 | 0 | 1.0458e-13 | 64.6312 | 0 | 0% | 508.9423 | 117.2577 | 508.9423 | 117.2577
492.38 | 392.3924 | 9.7475 | 42.9612 | 0 | 1.4157e-13 | 64.631 | 0 | 0% | 509.7321 | 117.3397 | 509.7321 | 117.3397
492.4 | 393.5966 | 9.7478 | 43.0976 | 0 | 6.4717e-14 | 64.6308 | 0 | 0% | 511.0728 | 117.4762 | 511.0728 | 117.4762
492.42 | 395.5728 | 9.7481 | 43.3185 | 0 | 1.5101e-13 | 64.6306 | 0 | 0% | 513.27 | 117.6972 | 513.27 | 117.6972
492.44 | 398.3725 | 9.7484 | 43.6297 | 0 | 2.5887e-13 | 64.6304 | 0 | 0% | 516.381 | 118.0085 | 516.381 | 118.0085
492.46 | 401.7915 | 9.7487 | 44.0088 | 0 | 1.0355e-12 | 64.6301 | 0 | 0% | 520.1791 | 118.3876 | 520.1791 | 118.3876
492.48 | 405.4373 | 9.749 | 44.4127 | 0 | 1.3806e-12 | 64.6299 | 0 | 0% | 524.2289 | 118.7917 | 524.2289 | 118.7917
492.5 | 408.8619 | 9.7493 | 44.7925 | 0 | 1.3806e-12 | 64.6297 | 0 | 0% | 528.0335 | 119.1716 | 528.0335 | 119.1716
492.52 | 411.709 | 9.7496 | 45.1091 | 0 | 1.3806e-12 | 64.6295 | 0 | 0% | 531.1973 | 119.4882 | 531.1973 | 119.4882
492.54 | 413.8126 | 9.7499 | 45.3443 | 0 | 3.4516e-12 | 64.6293 | 0 | 0% | 533.5361 | 119.7235 | 533.5361 | 119.7235
492.56 | 415.2089 | 9.7502 | 45.502 | 0 | 0 | 64.6291 | 0 | 0% | 535.0902 | 119.8813 | 535.0902 | 119.8813
492.58 | 416.0722 | 9.7505 | 45.6014 | 0 | 1.0355e-12 | 64.6288 | 0 | 0% | 536.053 | 119.9808 | 536.053 | 119.9808
492.6 | 416.6173 | 9.7508 | 45.6659 | 0 | 3.4516e-13 | 64.6286 | 0 | 0% | 536.6627 | 120.0454 | 536.6627 | 120.0454
492.62 | 417.0111 | 9.7511 | 45.7138 | 0 | 1.7258e-13 | 64.6284 | 0 | 0% | 537.1044 | 120.0934 | 537.1044 | 120.0934
492.64 | 417.3306 | 9.7514 | 45.7536 | 0 | 0 | 64.6282 | 0 | 0% | 537.4639 | 120.1333 | 537.4639 | 120.1333
492.66 | 417.5844 | 9.7517 | 45.7862 | 0 | 0 | 64.628 | 0 | 0% | 537.7504 | 120.166 | 537.7504 | 120.166
492.68 | 417.7692 | 9.752 | 45.8113 | 0 | 0 | 64.6278 | 0 | 0% | 537.9603 | 120.1911 | 537.9603 | 120.1911
492.7 | 417.9196 | 9.7523 | 45.8326 | 0 | 2.8735e-14 | 64.6276 | 0 | 0% | 538.132 | 120.2125 | 538.132 | 120.2125
492.72 | 418.1238 | 9.7527 | 45.8598 | 0 | 0 | 64.6273 | 0 | 0% | 538.3635 | 120.2398 | 538.3635 | 120.2398
492.74 | 418.5015 | 9.753 | 45.906 | 0 | 3.9268e-14 | 64.6271 | 0 | 0% | 538.7876 | 120.2861 | 538.7876 | 120.2861
492.76 | 419.1566 | 9.7533 | 45.9827 | 0 | 9.9435e-15 | 64.6269 | 0 | 0% | 539.5194 | 120.3629 | 539.5194 | 120.3629
492.78 | 420.1299 | 9.7536 | 46.0943 | 0 | 0 | 64.6267 | 0 | 0% | 540.6045 | 120.4746 | 540.6045 | 120.4746
492.8 | 421.3814 | 9.7539 | 46.2365 | 0 | 1.3483e-14 | 64.6264 | 0 | 0% | 541.9982 | 120.6168 | 541.9982 | 120.6168
492.82 | 422.8092 | 9.7542 | 46.398 | 0 | 0 | 64.6262 | 0 | 0% | 543.5876 | 120.7784 | 543.5876 | 120.7784
492.84 | 424.3004 | 9.7544 | 46.5666 | 0 | 0 | 64.6259 | 0 | 0% | 545.2473 | 120.9469 | 545.2473 | 120.9469
492.86 | 425.7899 | 9.7547 | 46.7349 | 0 | 0 | 64.6255 | 0 | 0% | 546.9051 | 121.1152 | 546.9051 | 121.1152
492.88 | 427.2941 | 9.755 | 46.905 | 0 | 5.7302e-15 | 64.6251 | 0 | 0% | 548.5792 | 121.2851 | 548.5792 | 121.2851
492.9 | 428.8908 | 9.7552 | 47.0852 | 0 | 0 | 64.6247 | 0 | 0% | 550.3559 | 121.4652 | 550.3559 | 121.4652
492.92 | 430.6529 | 9.7555 | 47.2837 | 0 | 0 | 64.6242 | 0 | 0% | 552.3163 | 121.6634 | 552.3163 | 121.6634
492.94 | 432.5844 | 9.7558 | 47.5008 | 0 | 0 | 64.6238 | 0 | 0% | 554.4647 | 121.8803 | 554.4647 | 121.8803
492.96 | 434.5967 | 9.756 | 47.7268 | 0 | 0 | 64.6233 | 0 | 0% | 556.7029 | 122.1062 | 556.7029 | 122.1062
492.98 | 436.5355 | 9.7563 | 47.9448 | 0 | 0 | 64.623 | 0 | 0% | 558.8596 | 122.324 | 558.8596 | 122.324
493 | 438.2447 | 9.7566 | 48.1375 | 0 | 0 | 64.6226 | 0 | 0% | 560.7614 | 122.5167 | 560.7614 | 122.5167
493.02 | 439.634 | 9.7568 | 48.2952 | 0 | 0 | 64.6222 | 0 | 0% | 562.3083 | 122.6743 | 562.3083 | 122.6743
493.04 | 440.7079 | 9.7571 | 48.4183 | 0 | 0 | 64.6218 | 0 | 0% | 563.505 | 122.7972 | 563.505 | 122.7972
493.06 | 441.5329 | 9.7574 | 48.5141 | 0 | 0 | 64.6213 | 0 | 0% | 564.4257 | 122.8928 | 564.4257 | 122.8928
493.08 | 442.1744 | 9.7576 | 48.5897 | 0 | 2.9005e-05 | 64.6209 | 0 | 0% | 565.1427 | 122.9683 | 565.1427 | 122.9683
493.1 | 442.6481 | 9.7579 | 48.647 | 0 | 0.00027485 | 64.6205 | 0 | 0% | 565.6737 | 123.0256 | 565.6737 | 123.0256
493.12 | 442.9081 | 9.7581 | 48.6808 | 0 | 0.0021848 | 64.62 | 0 | 0% | 565.9693 | 123.0611 | 565.9693 | 123.0611
493.14 | 442.8629 | 9.7584 | 48.681 | 0 | 0.013358 | 64.6196 | 0 | 0% | 565.9352 | 123.0723 | 565.9352 | 123.0723
493.16 | 442.4062 | 9.7586 | 48.636 | 0 | 0.065678 | 64.6191 | 0 | 0% | 565.4856 | 123.0794 | 565.4856 | 123.0794
493.18 | 441.4575 | 9.7589 | 48.537 | 0 | 0.26185 | 64.6185 | 0 | 0% | 564.6336 | 123.1762 | 564.6336 | 123.1762
493.2 | 440.0067 | 9.7591 | 48.3827 | 0 | 0.85472 | 64.6178 | 0 | 0% | 563.621 | 123.6143 | 563.621 | 123.6143
493.22 | 438.1472 | 9.7593 | 48.1835 | 0 | 2.3064 | 64.617 | 0 | 0% | 563.0134 | 124.8662 | 563.0134 | 124.8662
493.24 | 436.0682 | 9.7595 | 47.9601 | 0 | 5.1813 | 64.6163 | 0 | 0% | 563.5853 | 127.5171 | 563.5853 | 127.5171
493.26 | 434.0017 | 9.7597 | 47.7379 | 0 | 9.7099 | 64.6156 | 0 | 0% | 565.8249 | 131.8232 | 565.8249 | 131.8232
493.28 | 432.1591 | 9.76 | 47.5404 | 0 | 15.1226 | 64.6151 | 0 | 0% | 569.1971 | 137.0381 | 569.1971 | 137.0381
493.3 | 430.699 | 9.7602 | 47.3848 | 0 | 19.4146 | 64.6147 | 0 | 0% | 571.8733 | 141.1743 | 571.8733 | 141.1743
493.32 | 429.7267 | 9.7605 | 47.2829 | 0 | 20.3433 | 64.6144 | 0 | 0% | 571.7278 | 142.0011 | 571.7278 | 142.0011
493.34 | 429.2884 | 9.7608 | 47.2396 | 0 | 17.2367 | 64.6142 | 0 | 0% | 568.1397 | 138.8513 | 568.1397 | 138.8513
493.36 | 429.3427 | 9.7611 | 47.2506 | 0 | 11.72 | 64.614 | 0 | 0% | 562.6884 | 133.3457 | 562.6884 | 133.3457
493.38 | 429.742 | 9.7614 | 47.2995 | 0 | 6.3593 | 64.6138 | 0 | 0% | 557.7761 | 128.034 | 557.7761 | 128.034
493.4 | 430.2645 | 9.7617 | 47.362 | 0 | 2.7429 | 64.6135 | 0 | 0% | 554.7447 | 124.4802 | 554.7447 | 124.4802
493.42 | 430.6918 | 9.762 | 47.4141 | 0 | 0.93801 | 64.6133 | 0 | 0% | 553.4193 | 122.7274 | 553.4193 | 122.7274
493.44 | 430.875 | 9.7623 | 47.4392 | 0 | 0.2539 | 64.6131 | 0 | 0% | 552.9435 | 122.0685 | 552.9435 | 122.0685
493.46 | 430.7438 | 9.7626 | 47.4297 | 0 | 0.054339 | 64.6129 | 0 | 0% | 552.6034 | 121.8596 | 552.6034 | 121.8596
493.48 | 430.2783 | 9.7629 | 47.3835 | 0 | 0.0091887 | 64.6127 | 0 | 0% | 552.0466 | 121.7683 | 552.0466 | 121.7683
493.5 | 429.4855 | 9.7632 | 47.3011 | 0 | 0.0012248 | 64.6125 | 0 | 0% | 551.1635 | 121.678 | 551.1635 | 121.678
493.52 | 428.3968 | 9.7635 | 47.1862 | 0 | 0.00012924 | 64.6123 | 0 | 0% | 549.9589 | 121.5621 | 549.9589 | 121.5621
493.54 | 427.0712 | 9.7638 | 47.0451 | 0 | 6.1515e-14 | 64.612 | 0 | 0% | 548.4922 | 121.421 | 548.4922 | 121.421
493.56 | 425.5855 | 9.7641 | 46.8864 | 0 | 3.5055e-14 | 64.6118 | 0 | 0% | 546.8479 | 121.2623 | 546.8479 | 121.2623
493.58 | 424.0188 | 9.7644 | 46.7187 | 0 | 5.0751e-05 | 64.6115 | 0 | 0% | 545.1135 | 121.0947 | 545.1135 | 121.0947
493.6 | 422.4451 | 9.7647 | 46.5503 | 0 | 0.00048093 | 64.6112 | 0 | 0% | 543.3718 | 120.9267 | 543.3718 | 120.9267
493.62 | 420.9325 | 9.765 | 46.3885 | 0 | 0.0035968 | 64.6109 | 0 | 0% | 541.7005 | 120.768 | 541.7005 | 120.768
493.64 | 419.5358 | 9.7653 | 46.2395 | 0 | 0.021229 | 64.6106 | 0 | 0% | 540.1724 | 120.6366 | 540.1724 | 120.6366
493.66 | 418.2796 | 9.7655 | 46.1059 | 0 | 0.098893 | 64.6102 | 0 | 0% | 538.8602 | 120.5806 | 538.8602 | 120.5806
493.68 | 417.1549 | 9.7658 | 45.9868 | 0 | 0.36357 | 64.6099 | 0 | 0% | 537.881 | 120.7261 | 537.881 | 120.7261
493.7 | 416.1499 | 9.7661 | 45.8809 | 0 | 1.0549 | 64.6095 | 0 | 0% | 537.4612 | 121.3114 | 537.4612 | 121.3114
493.72 | 415.2947 | 9.7664 | 45.7915 | 0 | 2.4159 | 64.6091 | 0 | 0% | 537.8775 | 122.5828 | 537.8775 | 122.5828
493.74 | 414.6677 | 9.7666 | 45.7272 | 0 | 4.3685 | 64.6088 | 0 | 0% | 539.1388 | 124.4711 | 539.1388 | 124.4711
493.76 | 414.339 | 9.7669 | 45.6959 | 0 | 6.2492 | 64.6084 | 0 | 0% | 540.6594 | 126.3204 | 540.6594 | 126.3204
493.78 | 414.2975 | 9.7672 | 45.6961 | 0 | 7.1437 | 64.608 | 0 | 0% | 541.5126 | 127.2151 | 541.5126 | 127.2151
493.8 | 414.4315 | 9.7675 | 45.7158 | 0 | 6.8558 | 64.6077 | 0 | 0% | 541.3782 | 126.9467 | 541.3782 | 126.9467
493.82 | 414.581 | 9.7677 | 45.7371 | 0 | 6.6797 | 64.6073 | 0 | 0% | 541.3729 | 126.7919 | 541.3729 | 126.7919
493.84 | 414.6174 | 9.768 | 45.746 | 0 | 9.1304 | 64.607 | 0 | 0% | 543.8688 | 129.2514 | 543.8688 | 129.2514
493.86 | 414.503 | 9.7683 | 45.7382 | 0 | 16.4312 | 64.6066 | 0 | 0% | 551.0473 | 136.5443 | 551.0473 | 136.5443
493.88 | 414.3075 | 9.7686 | 45.7215 | 0 | 28.1518 | 64.6063 | 0 | 0% | 562.5556 | 148.2482 | 562.5556 | 148.2482
493.9 | 414.1801 | 9.7689 | 45.7123 | 0 | 39.7327 | 64.6059 | 0 | 0% | 574 | 159.8199 | 574 | 159.8199
493.92 | 414.2933 | 9.7691 | 45.7298 | 0 | 44.6349 | 64.6056 | 0 | 0% | 579.0327 | 164.7394 | 579.0327 | 164.7394
493.94 | 414.7845 | 9.7694 | 45.7889 | 0 | 39.6374 | 64.6052 | 0 | 0% | 574.5855 | 159.8009 | 574.5855 | 159.8009
493.96 | 415.7169 | 9.7696 | 45.8969 | 0 | 27.7887 | 64.6047 | 0 | 0% | 563.7768 | 148.0599 | 563.7768 | 148.0599
493.98 | 417.0601 | 9.7699 | 46.0502 | 0 | 15.3763 | 64.6041 | 0 | 0% | 552.8607 | 135.8006 | 552.8607 | 135.8006
494 | 418.6895 | 9.7701 | 46.2352 | 0 | 6.7149 | 64.6035 | 0 | 0% | 546.0132 | 127.3236 | 546.0132 | 127.3236
494.02 | 420.405 | 9.7703 | 46.4297 | 0 | 2.3143 | 64.6027 | 0 | 0% | 543.522 | 123.117 | 543.522 | 123.117
494.04 | 421.9809 | 9.7705 | 46.6089 | 0 | 0.62951 | 64.6019 | 0 | 0% | 543.5917 | 121.6108 | 543.5917 | 121.6108
494.06 | 423.2396 | 9.7707 | 46.753 | 0 | 0.13514 | 64.6011 | 0 | 0% | 544.4996 | 121.26 | 544.4996 | 121.26
494.08 | 424.1152 | 9.7709 | 46.8548 | 0 | 0.022895 | 64.6004 | 0 | 0% | 545.3643 | 121.2491 | 545.3643 | 121.2491
494.1 | 424.6689 | 9.7711 | 46.9211 | 0 | 0.0030614 | 64.5999 | 0 | 0% | 545.9641 | 121.2952 | 545.9641 | 121.2952
494.12 | 425.0541 | 9.7714 | 46.9686 | 0 | 0.00032306 | 64.5995 | 0 | 0% | 546.394 | 121.3399 | 546.394 | 121.3399
494.14 | 425.4591 | 9.7717 | 47.0184 | 0 | 0 | 64.5992 | 0 | 0% | 546.8484 | 121.3893 | 546.8484 | 121.3893
494.16 | 426.0593 | 9.772 | 47.0898 | 0 | 0 | 64.599 | 0 | 0% | 547.52 | 121.4607 | 547.52 | 121.4607
494.18 | 426.9886 | 9.7723 | 47.1975 | 0 | 0 | 64.5987 | 0 | 0% | 548.5571 | 121.5685 | 548.5571 | 121.5685
494.2 | 428.3283 | 9.7726 | 47.3506 | 0 | 0 | 64.5985 | 0 | 0% | 550.05 | 121.7217 | 550.05 | 121.7217
494.22 | 430.1089 | 9.7729 | 47.5525 | 0 | 0 | 64.5983 | 0 | 0% | 552.0327 | 121.9237 | 552.0327 | 121.9237
494.24 | 432.321 | 9.7732 | 47.8022 | 0 | 0 | 64.5981 | 0 | 0% | 554.4945 | 122.1735 | 554.4945 | 122.1735
494.26 | 434.9301 | 9.7735 | 48.0958 | 0 | 0 | 64.5979 | 0 | 0% | 557.3973 | 122.4672 | 557.3973 | 122.4672
494.28 | 437.8812 | 9.7738 | 48.4273 | 0 | 0 | 64.5977 | 0 | 0% | 560.68 | 122.7988 | 560.68 | 122.7988
494.3 | 441.081 | 9.7741 | 48.7864 | 0 | 0 | 64.5975 | 0 | 0% | 564.2389 | 123.1579 | 564.2389 | 123.1579
494.32 | 444.3717 | 9.7744 | 49.1555 | 0 | 0 | 64.5972 | 0 | 0% | 567.8989 | 123.5272 | 567.8989 | 123.5272
494.34 | 447.5285 | 9.7747 | 49.51 | 0 | 0 | 64.597 | 0 | 0% | 571.4102 | 123.8817 | 571.4102 | 123.8817
494.36 | 450.2962 | 9.775 | 49.8214 | 0 | 8.629e-14 | 64.5968 | 0 | 0% | 574.4895 | 124.1933 | 574.4895 | 124.1933
494.38 | 452.4435 | 9.7753 | 50.0643 | 0 | 4.3145e-14 | 64.5966 | 0 | 0% | 576.8797 | 124.4362 | 576.8797 | 124.4362
494.4 | 453.8033 | 9.7756 | 50.2201 | 0 | 1.0786e-14 | 64.5964 | 0 | 0% | 578.3954 | 124.592 | 578.3954 | 124.592
494.42 | 454.2937 | 9.7759 | 50.2796 | 0 | 0 | 64.5961 | 0 | 0% | 578.9453 | 124.6516 | 578.9453 | 124.6516
494.44 | 453.931 | 9.7762 | 50.2448 | 0 | 0 | 64.5958 | 0 | 0% | 578.5478 | 124.6168 | 578.5478 | 124.6168
494.46 | 452.8401 | 9.7765 | 50.1294 | 0 | 0 | 64.5955 | 0 | 0% | 577.3414 | 124.5013 | 577.3414 | 124.5013
494.48 | 451.2454 | 9.7767 | 49.9582 | 0 | 4.719e-15 | 64.5951 | 0 | 0% | 575.5755 | 124.33 | 575.5755 | 124.33
494.5 | 449.4244 | 9.777 | 49.7619 | 0 | 0 | 64.5948 | 0 | 0% | 573.558 | 124.1337 | 573.558 | 124.1337
494.52 | 447.6361 | 9.7773 | 49.5692 | 0 | 0 | 64.5944 | 0 | 0% | 571.577 | 123.9409 | 571.577 | 123.9409
494.54 | 446.0711 | 9.7776 | 49.4012 | 0 | 0 | 64.594 | 0 | 0% | 569.8439 | 123.7728 | 569.8439 | 123.7728
494.56 | 444.8513 | 9.7778 | 49.2714 | 0 | 0 | 64.5936 | 0 | 0% | 568.4942 | 123.6428 | 568.4942 | 123.6428
494.58 | 444.0561 | 9.7781 | 49.1886 | 0 | 0 | 64.5933 | 0 | 0% | 567.6161 | 123.5599 | 567.6161 | 123.5599
494.6 | 443.7298 | 9.7784 | 49.1577 | 0 | 0 | 64.5929 | 0 | 0% | 567.2588 | 123.529 | 567.2588 | 123.529
494.62 | 443.8604 | 9.7786 | 49.1775 | 0 | 0 | 64.5925 | 0 | 0% | 567.4089 | 123.5486 | 567.4089 | 123.5486
494.64 | 444.3622 | 9.7789 | 49.2383 | 0 | 0 | 64.5921 | 0 | 0% | 567.9716 | 123.6093 | 567.9716 | 123.6093
494.66 | 445.0901 | 9.7792 | 49.3243 | 0 | 0 | 64.5917 | 0 | 0% | 568.7852 | 123.6952 | 568.7852 | 123.6952
494.68 | 445.8733 | 9.7794 | 49.4164 | 0 | 8.3593e-14 | 64.5913 | 0 | 0% | 569.6605 | 123.7871 | 569.6605 | 123.7871
494.7 | 446.5469 | 9.7797 | 49.4963 | 0 | 6.0672e-14 | 64.5909 | 0 | 0% | 570.4139 | 123.867 | 570.4139 | 123.867
494.72 | 446.9681 | 9.78 | 49.5484 | 0 | 6.9936e-05 | 64.5905 | 0 | 0% | 570.8871 | 123.9189 | 570.8871 | 123.9189
494.74 | 447.0247 | 9.7803 | 49.56 | 0 | 0.00066456 | 64.5901 | 0 | 0% | 570.9557 | 123.931 | 570.9557 | 123.931
494.76 | 446.6386 | 9.7805 | 49.5225 | 0 | 0.0049738 | 64.5897 | 0 | 0% | 570.5364 | 123.8978 | 570.5364 | 123.8978
494.78 | 445.7698 | 9.7808 | 49.4315 | 0 | 0.029385 | 64.5893 | 0 | 0% | 569.6008 | 123.831 | 569.6008 | 123.831
494.8 | 444.4222 | 9.781 | 49.2875 | 0 | 0.13704 | 64.5888 | 0 | 0% | 568.2165 | 123.7944 | 568.2165 | 123.7944
494.82 | 442.6535 | 9.7813 | 49.0967 | 0 | 0.50458 | 64.5882 | 0 | 0% | 566.6243 | 123.9708 | 566.6243 | 123.9708
494.84 | 440.5899 | 9.7815 | 48.8732 | 0 | 1.4668 | 64.5875 | 0 | 0% | 565.2989 | 124.709 | 565.2989 | 124.709
494.86 | 438.4355 | 9.7817 | 48.6396 | 0 | 3.3668 | 64.5868 | 0 | 0% | 564.8103 | 126.3749 | 564.8103 | 126.3749
494.88 | 436.4613 | 9.7819 | 48.426 | 0 | 6.1029 | 64.586 | 0 | 0% | 565.3581 | 128.8968 | 565.3581 | 128.8968
494.9 | 434.9559 | 9.7821 | 48.2643 | 0 | 8.7377 | 64.5854 | 0 | 0% | 566.3253 | 131.3694 | 566.3253 | 131.3694
494.92 | 434.1478 | 9.7823 | 48.1799 | 0 | 9.883 | 64.5848 | 0 | 0% | 566.5778 | 132.43 | 566.5778 | 132.43
494.94 | 434.1434 | 9.7824 | 48.1847 | 0 | 8.8332 | 64.5844 | 0 | 0% | 565.5281 | 131.3847 | 565.5281 | 131.3847
494.96 | 434.9127 | 9.7824 | 48.2753 | 0 | 6.2406 | 64.5841 | 0 | 0% | 563.795 | 128.8823 | 563.795 | 128.8823
494.98 | 436.3144 | 9.782 | 48.4361 | 0 | 3.4864 | 64.5838 | 0 | 0% | 562.6026 | 126.2883 | 562.6026 | 126.2883
495 | 438.1333 | 9.7812 | 48.6432 | 0 | 1.5409 | 64.5836 | 0 | 0% | 562.6822 | 124.5489 | 562.6822 | 124.5489
495.02 | 440.1165 | 9.7798 | 48.8686 | 0 | 0.53911 | 64.5834 | 0 | 0% | 563.8873 | 123.7708 | 563.8873 | 123.7708
495.04 | 442.0081 | 9.7779 | 49.0839 | 0 | 0.14941 | 64.5831 | 0 | 0% | 565.6024 | 123.5943 | 565.6024 | 123.5943
495.06 | 443.5854 | 9.7756 | 49.2643 | 0 | 0.032827 | 64.5829 | 0 | 0% | 567.2411 | 123.6556 | 567.2411 | 123.6556
495.08 | 444.6871 | 9.7732 | 49.3919 | 0 | 0.0057234 | 64.5826 | 0 | 0% | 568.4406 | 123.7535 | 568.4406 | 123.7535
495.1 | 445.231 | 9.7707 | 49.4576 | 0 | 0.00079267 | 64.5823 | 0 | 0% | 569.0424 | 123.8114 | 569.0424 | 123.8114
495.12 | 445.2185 | 9.7681 | 49.4615 | 0 | 8.731e-05 | 64.5819 | 0 | 0% | 569.0301 | 123.8116 | 569.0301 | 123.8116
495.14 | 444.7277 | 9.7655 | 49.4123 | 0 | 1.8334e-06 | 64.5815 | 0 | 0% | 568.487 | 123.7593 | 568.487 | 123.7593
495.16 | 443.893 | 9.7629 | 49.3248 | 0 | 0 | 64.581 | 0 | 0% | 567.5617 | 123.6687 | 567.5617 | 123.6687
495.18 | 442.8747 | 9.7603 | 49.217 | 0 | 8.629e-14 | 64.5805 | 0 | 0% | 566.4325 | 123.5578 | 566.4325 | 123.5578
495.2 | 441.8212 | 9.7577 | 49.1052 | 0 | 0 | 64.5799 | 0 | 0% | 565.2641 | 123.4429 | 565.2641 | 123.4429
495.22 | 440.8346 | 9.7551 | 49.0009 | 0 | 0 | 64.5794 | 0 | 0% | 564.17 | 123.3354 | 564.17 | 123.3354
495.24 | 439.9594 | 9.7525 | 48.909 | 0 | 9.7076e-14 | 64.5789 | 0 | 0% | 563.1997 | 123.2403 | 563.1997 | 123.2403
495.26 | 439.2026 | 9.7499 | 48.8302 | 0 | 8.8986e-14 | 64.5783 | 0 | 0% | 562.3611 | 123.1584 | 562.3611 | 123.1584
495.28 | 438.573 | 9.7473 | 48.7656 | 0 | 0.00026549 | 64.5777 | 0 | 0% | 561.6639 | 123.0909 | 561.6639 | 123.0909
495.3 | 438.1108 | 9.7446 | 48.7196 | 0 | 0.0025158 | 64.5771 | 0 | 0% | 561.1547 | 123.0439 | 561.1547 | 123.0439
495.32 | 437.8923 | 9.742 | 48.7007 | 0 | 0.018815 | 64.5764 | 0 | 0% | 560.9303 | 123.038 | 560.9303 | 123.038
495.34 | 438.0066 | 9.7394 | 48.7189 | 0 | 0.11106 | 64.5757 | 0 | 0% | 561.1516 | 123.145 | 561.1516 | 123.145
495.36 | 438.5139 | 9.7367 | 48.7807 | 0 | 0.51733 | 64.5749 | 0 | 0% | 562.1236 | 123.6097 | 562.1236 | 123.6097
495.38 | 439.4056 | 9.7341 | 48.8854 | 0 | 1.9019 | 64.5741 | 0 | 0% | 564.5011 | 125.0955 | 564.5011 | 125.0955
495.4 | 440.5873 | 9.7314 | 49.0222 | 0 | 5.5183 | 64.5735 | 0 | 0% | 569.4328 | 128.8455 | 569.4328 | 128.8455
495.42 | 441.8901 | 9.7288 | 49.1726 | 0 | 12.6362 | 64.573 | 0 | 0% | 578.0007 | 136.1106 | 578.0007 | 136.1106
495.44 | 443.0981 | 9.7262 | 49.3123 | 0 | 22.8364 | 64.5726 | 0 | 0% | 589.5456 | 146.4475 | 589.5456 | 146.4475
495.46 | 443.9757 | 9.7237 | 49.4153 | 0 | 32.5711 | 64.5722 | 0 | 0% | 600.2581 | 156.2824 | 600.2581 | 156.2824
495.48 | 444.2838 | 9.7211 | 49.4549 | 0 | 36.6636 | 64.5719 | 0 | 0% | 604.6953 | 160.4115 | 604.6953 | 160.4115
495.5 | 443.7848 | 9.7185 | 49.4046 | 0 | 32.5711 | 64.5716 | 0 | 0% | 600.0507 | 156.2659 | 600.0507 | 156.2659
495.52 | 442.2567 | 9.716 | 49.2398 | 0 | 22.8364 | 64.5712 | 0 | 0% | 588.6201 | 146.3634 | 588.6201 | 146.3634
495.54 | 439.5357 | 9.7134 | 48.9421 | 0 | 12.6362 | 64.5708 | 0 | 0% | 575.3982 | 135.8625 | 575.3982 | 135.8625
495.56 | 435.5874 | 9.7108 | 48.5077 | 0 | 5.5183 | 64.5703 | 0 | 0% | 563.8944 | 128.307 | 563.8944 | 128.307
495.58 | 430.5759 | 9.7081 | 47.9548 | 0 | 1.9019 | 64.5696 | 0 | 0% | 554.7104 | 124.1345 | 554.7104 | 124.1345
495.6 | 424.8831 | 9.7055 | 47.326 | 0 | 0.51733 | 64.569 | 0 | 0% | 547.0009 | 122.1178 | 547.0009 | 122.1178
495.62 | 419.058 | 9.7028 | 46.6824 | 0 | 0.11106 | 64.5682 | 0 | 0% | 540.1224 | 121.0644 | 540.1224 | 121.0644
495.64 | 413.7063 | 9.7002 | 46.0914 | 0 | 0.018815 | 64.5673 | 0 | 0% | 534.084 | 120.3777 | 534.084 | 120.3777
495.66 | 409.3553 | 9.6975 | 45.6118 | 0 | 0.0025158 | 64.5664 | 0 | 0% | 529.2336 | 119.8782 | 529.2336 | 119.8782
495.68 | 406.3355 | 9.6948 | 45.2805 | 0 | 0.00026549 | 64.5655 | 0 | 0% | 525.8765 | 119.541 | 525.8765 | 119.541
495.7 | 404.717 | 9.6922 | 45.1052 | 0 | 0 | 64.5646 | 0 | 0% | 524.079 | 119.362 | 524.079 | 119.362
495.72 | 404.317 | 9.6895 | 45.0657 | 0 | 4.4493e-14 | 64.5639 | 0 | 0% | 523.6361 | 119.3191 | 523.6361 | 119.3191
495.74 | 404.7782 | 9.6869 | 45.1221 | 0 | 0 | 64.5633 | 0 | 0% | 524.1504 | 119.3723 | 524.1504 | 119.3723
495.76 | 405.6976 | 9.6843 | 45.2295 | 0 | 0 | 64.5628 | 0 | 0% | 525.1742 | 119.4766 | 525.1742 | 119.4766
495.78 | 406.7497 | 9.6817 | 45.3517 | 0 | 0 | 64.5625 | 0 | 0% | 526.3457 | 119.5959 | 526.3457 | 119.5959
495.8 | 407.747 | 9.6792 | 45.4678 | 0 | 4.0448e-15 | 64.5622 | 0 | 0% | 527.4562 | 119.7092 | 527.4562 | 119.7092
495.82 | 408.6293 | 9.6766 | 45.5711 | 0 | 0 | 64.562 | 0 | 0% | 528.439 | 119.8097 | 528.439 | 119.8097
495.84 | 409.4169 | 9.6741 | 45.6639 | 0 | 0 | 64.5617 | 0 | 0% | 529.3166 | 119.8997 | 529.3166 | 119.8997
495.86 | 410.1591 | 9.6715 | 45.7516 | 0 | 0 | 64.5615 | 0 | 0% | 530.1437 | 119.9846 | 530.1437 | 119.9846
495.88 | 410.8961 | 9.669 | 45.8387 | 0 | 0 | 64.5612 | 0 | 0% | 530.965 | 120.0689 | 530.965 | 120.0689
495.9 | 411.638 | 9.6664 | 45.9265 | 0 | 0 | 64.5609 | 0 | 0% | 531.7917 | 120.1537 | 531.7917 | 120.1537
495.92 | 412.3607 | 9.6638 | 46.0121 | 0 | 0 | 64.5604 | 0 | 0% | 532.597 | 120.2363 | 532.597 | 120.2363
495.94 | 413.0113 | 9.6612 | 46.0897 | 0 | 2.5213e-13 | 64.56 | 0 | 0% | 533.3221 | 120.3109 | 533.3221 | 120.3109
495.96 | 413.5224 | 9.6586 | 46.1517 | 0 | 0 | 64.5594 | 0 | 0% | 533.8922 | 120.3698 | 533.8922 | 120.3698
495.98 | 413.8358 | 9.656 | 46.1917 | 0 | 2.1539e-13 | 64.5589 | 0 | 0% | 534.2424 | 120.4066 | 534.2424 | 120.4066
496 | 413.9385 | 9.6534 | 46.2082 | 0 | 0 | 64.5583 | 0 | 0% | 534.3583 | 120.4199 | 534.3583 | 120.4199
496.02 | 413.9042 | 9.6507 | 46.2095 | 0 | 3.2316e-13 | 64.5577 | 0 | 0% | 534.3221 | 120.4179 | 534.3221 | 120.4179
496.04 | 413.9267 | 9.6481 | 46.2171 | 0 | 1.6196e-13 | 64.557 | 0 | 0% | 534.3489 | 120.4222 | 534.3489 | 120.4222
496.06 | 414.322 | 9.6455 | 46.2663 | 0 | 9.4548e-14 | 64.5564 | 0 | 0% | 534.7902 | 120.4682 | 534.7902 | 120.4682
496.08 | 415.4824 | 9.6429 | 46.4011 | 0 | 8.4773e-14 | 64.5557 | 0 | 0% | 536.0821 | 120.5997 | 536.0821 | 120.5997
496.1 | 417.7711 | 9.6402 | 46.662 | 0 | 7.7526e-15 | 64.5551 | 0 | 0% | 538.6283 | 120.8572 | 538.6283 | 120.8572
496.12 | 421.3843 | 9.6376 | 47.0708 | 0 | 6.4717e-14 | 64.5544 | 0 | 0% | 542.6471 | 121.2628 | 542.6471 | 121.2628
496.14 | 426.2537 | 9.635 | 47.6201 | 0 | 3.0336e-14 | 64.5537 | 0 | 0% | 548.0625 | 121.8088 | 548.0625 | 121.8088
496.16 | 432.0416 | 9.6323 | 48.2722 | 0 | 0 | 64.5531 | 0 | 0% | 554.4992 | 122.4576 | 554.4992 | 122.4576
496.18 | 438.2229 | 9.6297 | 48.9683 | 0 | 0 | 64.5524 | 0 | 0% | 561.3733 | 123.1504 | 561.3733 | 123.1504
496.2 | 444.2122 | 9.6271 | 49.6431 | 0 | 0 | 64.5517 | 0 | 0% | 568.0341 | 123.8219 | 568.0341 | 123.8219
496.22 | 449.4997 | 9.6244 | 50.2396 | 0 | 0 | 64.551 | 0 | 0% | 573.9146 | 124.415 | 573.9146 | 124.415
496.24 | 453.7451 | 9.6218 | 50.7197 | 0 | 0 | 64.5502 | 0 | 0% | 578.6368 | 124.8917 | 578.6368 | 124.8917
496.26 | 456.8049 | 9.6191 | 51.0674 | 0 | 5.0496e-05 | 64.5494 | 0 | 0% | 582.0408 | 125.2359 | 582.0408 | 125.2359
496.28 | 458.7002 | 9.6164 | 51.285 | 0 | 0.00047851 | 64.5485 | 0 | 0% | 584.1506 | 125.4504 | 584.1506 | 125.4504
496.3 | 459.5627 | 9.6138 | 51.3872 | 0 | 0.0035787 | 64.5476 | 0 | 0% | 585.1148 | 125.5521 | 585.1148 | 125.5521
496.32 | 459.5765 | 9.6111 | 51.3945 | 0 | 0.021123 | 64.5466 | 0 | 0% | 585.1498 | 125.5733 | 585.1498 | 125.5733
496.34 | 458.9234 | 9.6084 | 51.3272 | 0 | 0.098396 | 64.5457 | 0 | 0% | 584.5031 | 125.5797 | 584.5031 | 125.5797
496.36 | 457.7406 | 9.6057 | 51.2006 | 0 | 0.36174 | 64.5448 | 0 | 0% | 583.4536 | 125.7129 | 583.4536 | 125.7129
496.38 | 456.1084 | 9.6031 | 51.0237 | 0 | 1.0496 | 64.5441 | 0 | 0% | 582.3289 | 126.2205 | 582.3289 | 126.2205
496.4 | 454.0817 | 9.6005 | 50.8026 | 0 | 2.4034 | 64.5434 | 0 | 0% | 581.4316 | 127.35 | 581.4316 | 127.35
496.42 | 451.7439 | 9.5979 | 50.5466 | 0 | 4.3435 | 64.543 | 0 | 0% | 580.7748 | 129.0309 | 580.7748 | 129.0309
496.44 | 449.2357 | 9.5953 | 50.2715 | 0 | 6.195 | 64.5426 | 0 | 0% | 579.8401 | 130.6044 | 579.8401 | 130.6044
496.46 | 446.7324 | 9.5927 | 49.9968 | 0 | 6.9734 | 64.5422 | 0 | 0% | 577.8375 | 131.1051 | 577.8375 | 131.1051
496.48 | 444.3934 | 9.5901 | 49.7404 | 0 | 6.195 | 64.5418 | 0 | 0% | 574.4609 | 130.0675 | 574.4609 | 130.0675
496.5 | 442.3242 | 9.5875 | 49.5143 | 0 | 4.3435 | 64.5414 | 0 | 0% | 570.3108 | 127.9867 | 570.3108 | 127.9867
496.52 | 440.5656 | 9.5849 | 49.3228 | 0 | 2.4034 | 64.5409 | 0 | 0% | 566.4176 | 125.8521 | 566.4176 | 125.8521
496.54 | 439.1011 | 9.5823 | 49.1643 | 0 | 1.0496 | 64.5403 | 0 | 0% | 563.4376 | 124.3365 | 563.4376 | 124.3365
496.56 | 437.8692 | 9.5797 | 49.0318 | 0 | 0.36174 | 64.5396 | 0 | 0% | 561.382 | 123.5129 | 561.382 | 123.5129
496.58 | 436.7766 | 9.5771 | 48.9149 | 0 | 0.098497 | 64.5389 | 0 | 0% | 559.906 | 123.1294 | 559.906 | 123.1294
496.6 | 435.7143 | 9.5744 | 48.8014 | 0 | 0.02208 | 64.5382 | 0 | 0% | 558.6505 | 122.9361 | 558.6505 | 122.9361
496.62 | 434.5777 | 9.5718 | 48.6796 | 0 | 0.010735 | 64.5375 | 0 | 0% | 557.3773 | 122.7996 | 557.3773 | 122.7996
496.64 | 433.2883 | 9.5691 | 48.5406 | 0 | 0.042717 | 64.5368 | 0 | 0% | 555.9775 | 122.6892 | 555.9775 | 122.6892
496.66 | 431.811 | 9.5665 | 48.3805 | 0 | 0.19681 | 64.536 | 0 | 0% | 554.4908 | 122.6798 | 554.4908 | 122.6798
496.68 | 430.161 | 9.5638 | 48.2011 | 0 | 0.72336 | 64.5352 | 0 | 0% | 553.1844 | 123.0234 | 553.1844 | 123.0234
496.7 | 428.3966 | 9.5612 | 48.0087 | 0 | 2.0988 | 64.5344 | 0 | 0% | 552.5997 | 124.2031 | 552.5997 | 124.2031
496.72 | 426.5996 | 9.5585 | 47.8127 | 0 | 4.806 | 64.5337 | 0 | 0% | 553.3105 | 126.7109 | 553.3105 | 126.7109
496.74 | 424.8502 | 9.5559 | 47.6219 | 0 | 8.6855 | 64.533 | 0 | 0% | 555.2466 | 130.3964 | 555.2466 | 130.3964
496.76 | 423.2046 | 9.5533 | 47.4427 | 0 | 12.388 | 64.5325 | 0 | 0% | 557.1211 | 133.9165 | 557.1211 | 133.9165
496.78 | 421.6831 | 9.5507 | 47.2773 | 0 | 13.9445 | 64.532 | 0 | 0% | 556.9876 | 135.3046 | 556.9876 | 135.3046
496.8 | 420.2739 | 9.5481 | 47.1245 | 0 | 12.388 | 64.5316 | 0 | 0% | 553.8662 | 133.5922 | 553.8662 | 133.5922
496.82 | 418.952 | 9.5455 | 46.9814 | 0 | 8.6855 | 64.5311 | 0 | 0% | 548.6956 | 129.7436 | 548.6956 | 129.7436
496.84 | 417.7069 | 9.5429 | 46.8469 | 0 | 4.806 | 64.5306 | 0 | 0% | 543.4334 | 125.7266 | 543.4334 | 125.7266
496.86 | 416.571 | 9.5403 | 46.7247 | 0 | 2.0988 | 64.5301 | 0 | 0% | 539.465 | 122.894 | 539.465 | 122.894
496.88 | 415.6344 | 9.5377 | 46.6248 | 0 | 0.72336 | 64.5296 | 0 | 0% | 537.05 | 121.4155 | 537.05 | 121.4155
496.9 | 415.0315 | 9.5351 | 46.5624 | 0 | 0.19676 | 64.5291 | 0 | 0% | 535.8549 | 120.8233 | 535.8549 | 120.8233
496.92 | 414.9011 | 9.5325 | 46.553 | 0 | 0.042239 | 64.5285 | 0 | 0% | 535.5573 | 120.6562 | 535.5573 | 120.6562
496.94 | 415.3362 | 9.5299 | 46.607 | 0 | 0.0071562 | 64.5279 | 0 | 0% | 536.0083 | 120.672 | 536.0083 | 120.672
496.96 | 416.344 | 9.5273 | 46.7254 | 0 | 0.00095687 | 64.5273 | 0 | 0% | 537.1249 | 120.7809 | 537.1249 | 120.7809
496.98 | 417.8282 | 9.5246 | 46.8973 | 0 | 0.00010098 | 64.5266 | 0 | 0% | 538.7768 | 120.9486 | 538.7768 | 120.9486
497 | 419.6037 | 9.522 | 47.1019 | 0 | 0 | 64.5258 | 0 | 0% | 540.7534 | 121.1496 | 540.7534 | 121.1496
497.02 | 421.4395 | 9.5193 | 47.3133 | 0 | 0 | 64.525 | 0 | 0% | 542.7971 | 121.3576 | 542.7971 | 121.3576
497.04 | 423.1172 | 9.5167 | 47.5069 | 0 | 0 | 64.5243 | 0 | 0% | 544.6651 | 121.5479 | 544.6651 | 121.5479
497.06 | 424.4871 | 9.5141 | 47.6661 | 0 | 0 | 64.5236 | 0 | 0% | 546.1909 | 121.7037 | 546.1909 | 121.7037
497.08 | 425.5041 | 9.5115 | 47.7855 | 0 | 0 | 64.5231 | 0 | 0% | 547.3242 | 121.8201 | 547.3242 | 121.8201
497.1 | 426.2316 | 9.5089 | 47.8725 | 0 | 0 | 64.5226 | 0 | 0% | 548.1355 | 121.904 | 548.1355 | 121.904
497.12 | 426.8156 | 9.5063 | 47.9434 | 0 | 0 | 64.5222 | 0 | 0% | 548.7874 | 121.9718 | 548.7874 | 121.9718
497.14 | 427.442 | 9.5037 | 48.019 | 0 | 0 | 64.5216 | 0 | 0% | 549.4864 | 122.0443 | 549.4864 | 122.0443
497.16 | 428.2896 | 9.5011 | 48.1196 | 0 | 0 | 64.521 | 0 | 0% | 550.4312 | 122.1417 | 550.4312 | 122.1417
497.18 | 429.4918 | 9.4984 | 48.26 | 0 | 0 | 64.5204 | 0 | 0% | 551.7707 | 122.2788 | 551.7707 | 122.2788
497.2 | 431.1139 | 9.4958 | 48.4477 | 0 | 1.4157e-13 | 64.5197 | 0 | 0% | 553.5771 | 122.4632 | 553.5771 | 122.4632
497.22 | 433.1432 | 9.4932 | 48.6812 | 0 | 8.1571e-14 | 64.519 | 0 | 0% | 555.8365 | 122.6933 | 555.8365 | 122.6933
497.24 | 435.4918 | 9.4905 | 48.9506 | 0 | 1.1224e-13 | 64.5183 | 0 | 0% | 558.4512 | 122.9594 | 558.4512 | 122.9594
497.26 | 438.0106 | 9.4879 | 49.2393 | 0 | 2.1707e-13 | 64.5175 | 0 | 0% | 561.2553 | 123.2447 | 561.2553 | 123.2447
497.28 | 440.5156 | 9.4852 | 49.5265 | 0 | 1.0921e-13 | 64.5168 | 0 | 0% | 564.0441 | 123.5285 | 564.0441 | 123.5285
497.3 | 442.8285 | 9.4826 | 49.7921 | 0 | 1.0521e-13 | 64.516 | 0 | 0% | 566.6193 | 123.7908 | 566.6193 | 123.7908
497.32 | 444.8254 | 9.4799 | 50.0223 | 0 | 6.2779e-15 | 64.5153 | 0 | 0% | 568.843 | 124.0175 | 568.843 | 124.0175
497.34 | 446.4741 | 9.4773 | 50.2134 | 0 | 0 | 64.5145 | 0 | 0% | 570.6793 | 124.2052 | 570.6793 | 124.2052
497.36 | 447.8396 | 9.4746 | 50.3727 | 0 | 0 | 64.5137 | 0 | 0% | 572.2006 | 124.361 | 572.2006 | 124.361
497.38 | 449.0504 | 9.472 | 50.5146 | 0 | 0 | 64.5129 | 0 | 0% | 573.5499 | 124.4995 | 573.5499 | 124.4995
497.4 | 450.2307 | 9.4693 | 50.6531 | 0 | 0 | 64.5121 | 0 | 0% | 574.8653 | 124.6346 | 574.8653 | 124.6346
497.42 | 451.4292 | 9.4667 | 50.7937 | 0 | 0 | 64.5113 | 0 | 0% | 576.2009 | 124.7717 | 576.2009 | 124.7717
497.44 | 452.5907 | 9.464 | 50.9302 | 0 | 0 | 64.5104 | 0 | 0% | 577.4953 | 124.9046 | 577.4953 | 124.9046
497.46 | 453.5947 | 9.4613 | 51.049 | 0 | 4.8967e-15 | 64.5095 | 0 | 0% | 578.6145 | 125.0198 | 578.6145 | 125.0198
497.48 | 454.3281 | 9.4587 | 51.1373 | 0 | 5.0463e-05 | 64.5085 | 0 | 0% | 579.4327 | 125.1046 | 579.4327 | 125.1046
497.5 | 454.7404 | 9.456 | 51.1896 | 0 | 0.0004782 | 64.5076 | 0 | 0% | 579.894 | 125.1536 | 579.894 | 125.1536
497.52 | 454.8556 | 9.4533 | 51.2084 | 0 | 0.0035764 | 64.5066 | 0 | 0% | 580.0274 | 125.1718 | 580.0274 | 125.1718
497.54 | 454.747 | 9.4506 | 51.202 | 0 | 0.021109 | 64.5056 | 0 | 0% | 579.9263 | 125.1793 | 579.9263 | 125.1793
497.56 | 454.4948 | 9.4479 | 51.1794 | 0 | 0.098332 | 64.5046 | 0 | 0% | 579.7252 | 125.2303 | 579.7252 | 125.2303
497.58 | 454.1488 | 9.4452 | 51.1463 | 0 | 0.36151 | 64.5036 | 0 | 0% | 579.6055 | 125.4567 | 579.6055 | 125.4567
497.6 | 453.7136 | 9.4425 | 51.1031 | 0 | 1.0489 | 64.5027 | 0 | 0% | 579.8108 | 126.0972 | 579.8108 | 126.0972
497.62 | 453.1589 | 9.4399 | 51.0465 | 0 | 2.4019 | 64.5017 | 0 | 0% | 580.5488 | 127.3899 | 580.5488 | 127.3899
497.64 | 452.4422 | 9.4372 | 50.9716 | 0 | 4.3407 | 64.5007 | 0 | 0% | 581.6923 | 129.2501 | 581.6923 | 129.2501
497.66 | 451.5302 | 9.4345 | 50.8746 | 0 | 6.191 | 64.4998 | 0 | 0% | 582.5301 | 130.9999 | 582.5301 | 130.9999
497.68 | 450.4151 | 9.4318 | 50.7547 | 0 | 6.9689 | 64.4989 | 0 | 0% | 582.0695 | 131.6543 | 582.0695 | 131.6543
497.7 | 449.1224 | 9.4292 | 50.6148 | 0 | 6.1911 | 64.4981 | 0 | 0% | 579.8556 | 130.7331 | 579.8556 | 130.7331
497.72 | 447.7076 | 9.4265 | 50.461 | 0 | 4.3412 | 64.4974 | 0 | 0% | 576.4338 | 128.7262 | 576.4338 | 128.7262
497.74 | 446.2381 | 9.4239 | 50.301 | 0 | 2.4059 | 64.4969 | 0 | 0% | 572.8659 | 126.6278 | 572.8659 | 126.6278
497.76 | 444.7624 | 9.4214 | 50.1402 | 0 | 1.073 | 64.4965 | 0 | 0% | 569.8935 | 125.1311 | 569.8935 | 125.1311
497.78 | 443.2775 | 9.4188 | 49.9783 | 0 | 0.47387 | 64.4961 | 0 | 0% | 567.6446 | 124.3671 | 567.6446 | 124.3671
497.8 | 441.7145 | 9.4162 | 49.8076 | 0 | 0.51143 | 64.4957 | 0 | 0% | 565.9455 | 124.2309 | 565.9455 | 124.2309
497.82 | 439.9559 | 9.4136 | 49.6147 | 0 | 1.2197 | 64.4952 | 0 | 0% | 564.6991 | 124.7433 | 564.6991 | 124.7433
497.84 | 437.8891 | 9.411 | 49.3871 | 0 | 2.7482 | 64.4946 | 0 | 0% | 563.93 | 126.0409 | 563.93 | 126.0409
497.86 | 435.4824 | 9.4084 | 49.1212 | 0 | 4.9606 | 64.4939 | 0 | 0% | 563.4664 | 127.9841 | 563.4664 | 127.9841
497.88 | 432.8375 | 9.4057 | 48.8283 | 0 | 7.0746 | 64.4932 | 0 | 0% | 562.6393 | 129.8018 | 562.6393 | 129.8018
497.9 | 430.1738 | 9.4031 | 48.5333 | 0 | 7.9634 | 64.4924 | 0 | 0% | 560.566 | 130.3922 | 560.566 | 130.3922
497.92 | 427.7435 | 9.4004 | 48.2646 | 0 | 7.0745 | 64.4916 | 0 | 0% | 556.9746 | 129.2312 | 556.9746 | 129.2312
497.94 | 425.7274 | 9.3978 | 48.0426 | 0 | 4.9601 | 64.4908 | 0 | 0% | 552.6187 | 126.8913 | 552.6187 | 126.8913
497.96 | 424.1646 | 9.3951 | 47.8717 | 0 | 2.7446 | 64.49 | 0 | 0% | 548.6661 | 124.5015 | 548.6661 | 124.5015
497.98 | 422.9409 | 9.3925 | 47.7391 | 0 | 1.1986 | 64.4892 | 0 | 0% | 545.7602 | 122.8193 | 545.7602 | 122.8193
498 | 421.8362 | 9.3898 | 47.6198 | 0 | 0.4131 | 64.4883 | 0 | 0% | 543.7473 | 121.9111 | 543.7473 | 121.9111
498.02 | 420.6102 | 9.3871 | 47.4868 | 0 | 0.11237 | 64.4875 | 0 | 0% | 542.084 | 121.4738 | 542.084 | 121.4738
498.04 | 419.079 | 9.3845 | 47.3194 | 0 | 0.024122 | 64.4866 | 0 | 0% | 540.2936 | 121.2145 | 540.2936 | 121.2145
498.06 | 417.1509 | 9.3818 | 47.107 | 0 | 0.0040868 | 64.4857 | 0 | 0% | 538.1295 | 120.9786 | 538.1295 | 120.9786
498.08 | 414.8173 | 9.3791 | 46.8489 | 0 | 0.00054645 | 64.4847 | 0 | 0% | 535.5306 | 120.7133 | 535.5306 | 120.7133
498.1 | 412.1173 | 9.3764 | 46.5492 | 0 | 5.7665e-05 | 64.4838 | 0 | 0% | 532.5269 | 120.4096 | 532.5269 | 120.4096
498.12 | 409.104 | 9.3738 | 46.2142 | 0 | 0 | 64.4829 | 0 | 0% | 529.1748 | 120.0708 | 529.1748 | 120.0708
498.14 | 405.8393 | 9.3711 | 45.8506 | 0 | 0 | 64.482 | 0 | 0% | 525.543 | 119.7037 | 525.543 | 119.7037
498.16 | 402.4215 | 9.3684 | 45.4697 | 0 | 0 | 64.4811 | 0 | 0% | 521.7407 | 119.3192 | 521.7407 | 119.3192
498.18 | 399.0123 | 9.3657 | 45.0897 | 0 | 0 | 64.4801 | 0 | 0% | 517.9478 | 118.9355 | 517.9478 | 118.9355
498.2 | 395.8208 | 9.3631 | 44.7342 | 0 | 0 | 64.4792 | 0 | 0% | 514.3972 | 118.5764 | 514.3972 | 118.5764
498.22 | 393.04 | 9.3604 | 44.425 | 0 | 0 | 64.4782 | 0 | 0% | 511.3036 | 118.2636 | 511.3036 | 118.2636
498.24 | 390.7769 | 9.3577 | 44.1743 | 0 | 0 | 64.4772 | 0 | 0% | 508.7861 | 118.0092 | 508.7861 | 118.0092
498.26 | 389.0178 | 9.355 | 43.9805 | 0 | 0 | 64.4763 | 0 | 0% | 506.8296 | 117.8118 | 506.8296 | 117.8118
498.28 | 387.6396 | 9.3523 | 43.8298 | 0 | 0 | 64.4753 | 0 | 0% | 505.2971 | 117.6575 | 505.2971 | 117.6575
498.3 | 386.4593 | 9.3497 | 43.7013 | 0 | 7.2807e-14 | 64.4744 | 0 | 0% | 503.9848 | 117.5255 | 503.9848 | 117.5255
498.32 | 385.3001 | 9.347 | 43.5753 | 0 | 2.1572e-14 | 64.4735 | 0 | 0% | 502.6959 | 117.3958 | 502.6959 | 117.3958
498.34 | 384.0483 | 9.3443 | 43.4387 | 0 | 0 | 64.4726 | 0 | 0% | 501.3039 | 117.2556 | 501.3039 | 117.2556
498.36 | 382.6802 | 9.3417 | 43.2889 | 0 | 0 | 64.4716 | 0 | 0% | 499.7824 | 117.1022 | 499.7824 | 117.1022
498.38 | 381.2575 | 9.339 | 43.1329 | 0 | 0 | 64.4707 | 0 | 0% | 498.2001 | 116.9426 | 498.2001 | 116.9426
498.4 | 379.8998 | 9.3363 | 42.9843 | 0 | 0 | 64.4697 | 0 | 0% | 496.69 | 116.7902 | 496.69 | 116.7902
498.42 | 378.742 | 9.3336 | 42.8582 | 0 | 0 | 64.4687 | 0 | 0% | 495.4025 | 116.6605 | 495.4025 | 116.6605
498.44 | 377.8875 | 9.3309 | 42.7665 | 0 | 3.2359e-14 | 64.4677 | 0 | 0% | 494.4526 | 116.5651 | 494.4526 | 116.5651
498.46 | 377.3702 | 9.3282 | 42.7129 | 0 | 1.3483e-15 | 64.4667 | 0 | 0% | 493.878 | 116.5078 | 493.878 | 116.5078
498.48 | 377.1471 | 9.3255 | 42.6926 | 0 | 0 | 64.4657 | 0 | 0% | 493.631 | 116.4838 | 493.631 | 116.4838
498.5 | 377.1356 | 9.3229 | 42.6962 | 0 | 0 | 64.4647 | 0 | 0% | 493.6193 | 116.4838 | 493.6193 | 116.4838
498.52 | 377.2781 | 9.3202 | 42.7173 | 0 | 2.6022e-13 | 64.4637 | 0 | 0% | 493.7793 | 116.5011 | 493.7793 | 116.5011
498.54 | 377.5931 | 9.3175 | 42.7579 | 0 | 0 | 64.4627 | 0 | 0% | 494.1312 | 116.5381 | 494.1312 | 116.5381
498.56 | 378.1777 | 9.3148 | 42.829 | 0 | 0 | 64.4617 | 0 | 0% | 494.7832 | 116.6055 | 494.7832 | 116.6055
498.58 | 379.1683 | 9.3121 | 42.9462 | 0 | 0 | 64.4607 | 0 | 0% | 495.8873 | 116.719 | 495.8873 | 116.719
498.6 | 380.6839 | 9.3094 | 43.1228 | 0 | 0 | 64.4598 | 0 | 0% | 497.576 | 116.8921 | 497.576 | 116.8921
498.62 | 382.7733 | 9.3068 | 43.3646 | 0 | 0 | 64.4588 | 0 | 0% | 499.9035 | 117.1301 | 499.9035 | 117.1301
498.64 | 385.3874 | 9.3041 | 43.6658 | 0 | 6.6065e-14 | 64.4578 | 0 | 0% | 502.8151 | 117.4277 | 502.8151 | 117.4277
498.66 | 388.3883 | 9.3014 | 44.0109 | 0 | 1.2943e-13 | 64.4569 | 0 | 0% | 506.1575 | 117.7691 | 506.1575 | 117.7691
498.68 | 391.5958 | 9.2987 | 44.3795 | 0 | 8.8986e-14 | 64.4559 | 0 | 0% | 509.7298 | 118.134 | 509.7298 | 118.134
498.7 | 394.8567 | 9.296 | 44.7542 | 0 | 9.7076e-14 | 64.4549 | 0 | 0% | 513.3619 | 118.5051 | 513.3619 | 118.5051
498.72 | 398.1071 | 9.2933 | 45.1278 | 0 | 0 | 64.4539 | 0 | 0% | 516.9821 | 118.8751 | 516.9821 | 118.8751
498.74 | 401.3776 | 9.2907 | 45.5038 | 0 | 2.3595e-14 | 64.4529 | 0 | 0% | 520.6249 | 119.2474 | 520.6249 | 119.2474
498.76 | 404.73 | 9.288 | 45.8892 | 0 | 0 | 64.4519 | 0 | 0% | 524.3591 | 119.6291 | 524.3591 | 119.6291
498.78 | 408.1736 | 9.2853 | 46.2849 | 0 | 4.8538e-14 | 64.451 | 0 | 0% | 528.1948 | 120.0212 | 528.1948 | 120.0212
498.8 | 411.6314 | 9.2826 | 46.6824 | 0 | 5.6122e-14 | 64.45 | 0 | 0% | 532.0464 | 120.415 | 532.0464 | 120.415
498.82 | 414.9728 | 9.2799 | 47.0668 | 0 | 1.5054e-13 | 64.449 | 0 | 0% | 535.7685 | 120.7957 | 535.7685 | 120.7957
498.84 | 418.0675 | 9.2772 | 47.4233 | 0 | 8.0696e-14 | 64.448 | 0 | 0% | 539.216 | 121.1485 | 539.216 | 121.1485
498.86 | 420.8195 | 9.2746 | 47.7409 | 0 | 1.5323e-13 | 64.447 | 0 | 0% | 542.282 | 121.4625 | 542.282 | 121.4625
498.88 | 423.177 | 9.2719 | 48.0139 | 0 | 6.8122e-14 | 64.446 | 0 | 0% | 544.9089 | 121.7318 | 544.9089 | 121.7318
498.9 | 425.1339 | 9.2692 | 48.2415 | 0 | 0 | 64.445 | 0 | 0% | 547.0897 | 121.9558 | 547.0897 | 121.9558
498.92 | 426.7252 | 9.2665 | 48.4277 | 0 | 2.1331e-14 | 64.4441 | 0 | 0% | 548.8634 | 122.1382 | 548.8634 | 122.1382
498.94 | 428.0073 | 9.2638 | 48.5788 | 0 | 0 | 64.4431 | 0 | 0% | 550.293 | 122.2857 | 550.293 | 122.2857
498.96 | 429.0241 | 9.2612 | 48.6998 | 0 | 1.1771e-14 | 64.4421 | 0 | 0% | 551.4272 | 122.403 | 551.4272 | 122.403
498.98 | 429.79 | 9.2585 | 48.7924 | 0 | 6.8699e-14 | 64.4411 | 0 | 0% | 552.2819 | 122.492 | 552.2819 | 122.492
499 | 430.3199 | 9.2558 | 48.8581 | 0 | 0 | 64.4401 | 0 | 0% | 552.874 | 122.5541 | 552.874 | 122.5541
499.02 | 430.6818 | 9.2531 | 48.9049 | 0 | 2.9611e-13 | 64.4392 | 0 | 0% | 553.279 | 122.5972 | 553.279 | 122.5972
499.04 | 431.0025 | 9.2504 | 48.947 | 0 | 0 | 64.4382 | 0 | 0% | 553.6381 | 122.6356 | 553.6381 | 122.6356
499.06 | 431.3945 | 9.2477 | 48.9972 | 0 | 1.7123e-13 | 64.4372 | 0 | 0% | 554.0766 | 122.6821 | 554.0766 | 122.6821
499.08 | 431.8638 | 9.2451 | 49.0562 | 0 | 2.8449e-13 | 64.4362 | 0 | 0% | 554.6012 | 122.7374 | 554.6012 | 122.7374
499.1 | 432.2864 | 9.2424 | 49.1098 | 0 | 0 | 64.4352 | 0 | 0% | 555.0739 | 122.7875 | 555.0739 | 122.7875
499.12 | 432.4704 | 9.2397 | 49.1364 | 0 | 0 | 64.4342 | 0 | 0% | 555.2808 | 122.8104 | 555.2808 | 122.8104
499.14 | 432.244 | 9.237 | 49.1164 | 0 | 0 | 64.4332 | 0 | 0% | 555.0306 | 122.7866 | 555.0306 | 122.7866
499.16 | 431.5141 | 9.2343 | 49.0391 | 0 | 0 | 64.4321 | 0 | 0% | 554.2197 | 122.7056 | 554.2197 | 122.7056
499.18 | 430.2859 | 9.2316 | 48.9052 | 0 | 5.0402e-05 | 64.431 | 0 | 0% | 552.8537 | 122.5678 | 552.8537 | 122.5678
499.2 | 428.6621 | 9.2289 | 48.7263 | 0 | 0.00047762 | 64.4297 | 0 | 0% | 551.0475 | 122.3854 | 551.0475 | 122.3854
499.22 | 426.8288 | 9.2261 | 48.5236 | 0 | 0.003572 | 64.4285 | 0 | 0% | 549.0106 | 122.1818 | 549.0106 | 122.1818
499.24 | 425.02 | 9.2234 | 48.3236 | 0 | 0.021084 | 64.4273 | 0 | 0% | 547.0154 | 121.9954 | 547.0154 | 121.9954
499.26 | 423.4614 | 9.2207 | 48.152 | 0 | 0.098213 | 64.4263 | 0 | 0% | 545.3586 | 121.8972 | 545.3586 | 121.8972
499.28 | 422.3124 | 9.2181 | 48.0269 | 0 | 0.36107 | 64.4254 | 0 | 0% | 544.3439 | 122.0315 | 544.3439 | 122.0315
499.3 | 421.6343 | 9.2154 | 47.9554 | 0 | 1.0476 | 64.4247 | 0 | 0% | 544.2775 | 122.6431 | 544.2775 | 122.6431
499.32 | 421.389 | 9.2128 | 47.933 | 0 | 2.3989 | 64.424 | 0 | 0% | 545.3577 | 123.9687 | 545.3577 | 123.9687
499.34 | 421.462 | 9.2102 | 47.9469 | 0 | 4.3354 | 64.4231 | 0 | 0% | 547.3776 | 125.9156 | 547.3776 | 125.9156
499.36 | 421.702 | 9.2075 | 47.9797 | 0 | 6.1835 | 64.4222 | 0 | 0% | 549.4949 | 127.7929 | 549.4949 | 127.7929
499.38 | 421.9734 | 9.2048 | 48.0162 | 0 | 6.9604 | 64.4211 | 0 | 0% | 550.576 | 128.6026 | 550.576 | 128.6026
499.4 | 422.2163 | 9.2021 | 48.0494 | 0 | 6.1835 | 64.42 | 0 | 0% | 550.0714 | 127.8551 | 550.0714 | 127.8551
499.42 | 422.4865 | 9.1994 | 48.0858 | 0 | 4.3354 | 64.419 | 0 | 0% | 548.5261 | 126.0396 | 548.5261 | 126.0396
499.44 | 422.9348 | 9.1967 | 48.1424 | 0 | 2.3989 | 64.4181 | 0 | 0% | 547.0909 | 124.1561 | 547.0909 | 124.1561
499.46 | 423.72 | 9.1941 | 48.2374 | 0 | 1.0476 | 64.4172 | 0 | 0% | 546.6163 | 122.8963 | 546.6163 | 122.8963
499.48 | 424.9154 | 9.1914 | 48.3791 | 0 | 0.36107 | 64.4164 | 0 | 0% | 547.2634 | 122.3479 | 547.2634 | 122.3479
499.5 | 426.4835 | 9.1887 | 48.5633 | 0 | 0.098242 | 64.4154 | 0 | 0% | 548.7493 | 122.2657 | 548.7493 | 122.2657
499.52 | 428.319 | 9.1861 | 48.778 | 0 | 0.021356 | 64.4145 | 0 | 0% | 550.7188 | 122.3999 | 550.7188 | 122.3999
499.54 | 430.2926 | 9.1834 | 49.0085 | 0 | 0.0056414 | 64.4134 | 0 | 0% | 552.9035 | 122.6109 | 552.9035 | 122.6109
499.56 | 432.2513 | 9.1807 | 49.2373 | 0 | 0.012795 | 64.4123 | 0 | 0% | 555.0944 | 122.8431 | 555.0944 | 122.8431
499.58 | 434.0037 | 9.178 | 49.4426 | 0 | 0.058197 | 64.4113 | 0 | 0% | 557.0938 | 123.0901 | 557.0938 | 123.0901
499.6 | 435.3519 | 9.1753 | 49.602 | 0 | 0.21831 | 64.4102 | 0 | 0% | 558.7578 | 123.4058 | 558.7578 | 123.4058
499.62 | 436.1674 | 9.1726 | 49.7007 | 0 | 0.65459 | 64.4092 | 0 | 0% | 560.1044 | 123.937 | 560.1044 | 123.937
499.64 | 436.4465 | 9.1699 | 49.7382 | 0 | 1.5767 | 64.4081 | 0 | 0% | 561.3395 | 124.893 | 561.3395 | 124.893
499.66 | 436.2953 | 9.1672 | 49.7268 | 0 | 3.0752 | 64.407 | 0 | 0% | 562.6715 | 126.3762 | 562.6715 | 126.3762
499.68 | 435.8672 | 9.1645 | 49.6838 | 0 | 4.9029 | 64.4059 | 0 | 0% | 564.0243 | 128.1571 | 564.0243 | 128.1571
499.7 | 435.307 | 9.1618 | 49.6257 | 0 | 6.4529 | 64.4048 | 0 | 0% | 564.9523 | 129.6453 | 564.9523 | 129.6453
499.72 | 434.7216 | 9.1591 | 49.5648 | 0 | 7.0648 | 64.4037 | 0 | 0% | 564.9141 | 130.1925 | 564.9141 | 130.1925
499.74 | 434.1611 | 9.1564 | 49.5067 | 0 | 6.4529 | 64.4026 | 0 | 0% | 563.6797 | 129.5186 | 563.6797 | 129.5186
499.76 | 433.5998 | 9.1537 | 49.4485 | 0 | 4.9028 | 64.4014 | 0 | 0% | 561.5063 | 127.9064 | 561.5063 | 127.9064
499.78 | 432.9356 | 9.151 | 49.3785 | 0 | 3.0751 | 64.4004 | 0 | 0% | 558.9406 | 126.005 | 558.9406 | 126.005
499.8 | 432.0307 | 9.1483 | 49.281 | 0 | 1.5767 | 64.3994 | 0 | 0% | 556.4361 | 124.4054 | 556.4361 | 124.4054
499.82 | 430.7781 | 9.1457 | 49.1438 | 0 | 0.65457 | 64.3985 | 0 | 0% | 554.1206 | 123.3425 | 554.1206 | 123.3425
499.84 | 429.1403 | 9.143 | 48.9626 | 0 | 0.21831 | 64.3975 | 0 | 0% | 551.8618 | 122.7215 | 551.8618 | 122.7215
499.86 | 427.1303 | 9.1403 | 48.739 | 0 | 0.058145 | 64.3964 | 0 | 0% | 549.4641 | 122.3338 | 549.4641 | 122.3338
499.88 | 424.7744 | 9.1376 | 48.4758 | 0 | 0.012317 | 64.3951 | 0 | 0% | 546.7952 | 122.0209 | 546.7952 | 122.0209
499.9 | 422.1122 | 9.1348 | 48.1777 | 0 | 0.0020693 | 64.3939 | 0 | 0% | 543.8207 | 121.7085 | 543.8207 | 121.7085
499.92 | 419.2282 | 9.1322 | 47.8541 | 0 | 0.00027284 | 64.3927 | 0 | 0% | 540.6075 | 121.3793 | 540.6075 | 121.3793
499.94 | 416.2499 | 9.1296 | 47.5196 | 0 | 2.8793e-05 | 64.3918 | 0 | 0% | 537.2909 | 121.041 | 537.2909 | 121.041
499.96 | 413.2843 | 9.1272 | 47.1862 | 0 | 0 | 64.3909 | 0 | 0% | 533.9886 | 120.7043 | 533.9886 | 120.7043
499.98 | 410.3496 | 9.1251 | 46.8561 | 0 | 0 | 64.3901 | 0 | 0% | 530.7209 | 120.3713 | 530.7209 | 120.3713
500 | 407.3828 | 9.1233 | 46.5218 | 0 | 0 | 64.3893 | 0 | 0% | 527.4172 | 120.0344 | 527.4172 | 120.0344
500.02 | 404.3174 | 9.122 | 46.1757 | 0 | 2.3426e-14 | 64.3883 | 0 | 0% | 524.0034 | 119.6861 | 524.0034 | 119.6861
500.04 | 401.1442 | 9.1211 | 45.8169 | 0 | 4.9212e-14 | 64.3872 | 0 | 0% | 520.4694 | 119.3252 | 520.4694 | 119.3252
500.06 | 397.8988 | 9.1204 | 45.4496 | 0 | 7.5503e-14 | 64.3858 | 0 | 0% | 516.8546 | 118.9558 | 516.8546 | 118.9558
500.08 | 394.617 | 9.1198 | 45.0779 | 0 | 0 | 64.3843 | 0 | 0% | 513.199 | 118.582 | 513.199 | 118.582
500.1 | 391.3345 | 9.1193 | 44.706 | 0 | 0 | 64.3828 | 0 | 0% | 509.5426 | 118.2081 | 509.5426 | 118.2081
500.12 | 388.1336 | 9.1189 | 44.3433 | 0 | 0 | 64.3815 | 0 | 0% | 505.9773 | 117.8437 | 505.9773 | 117.8437
500.14 | 385.166 | 9.1185 | 44.0072 | 0 | 0 | 64.3805 | 0 | 0% | 502.6723 | 117.5063 | 502.6723 | 117.5063
500.16 | 382.6077 | 9.1182 | 43.7178 | 0 | 0 | 64.3798 | 0 | 0% | 499.8235 | 117.2158 | 499.8235 | 117.2158
500.18 | 380.5802 | 9.1179 | 43.489 | 0 | 8.629e-14 | 64.3791 | 0 | 0% | 497.5662 | 116.986 | 497.5662 | 116.986
500.2 | 379.1058 | 9.1175 | 43.3234 | 0 | 0 | 64.3782 | 0 | 0% | 495.925 | 116.8192 | 495.925 | 116.8192
500.22 | 378.1198 | 9.1172 | 43.2137 | 0 | 0 | 64.3771 | 0 | 0% | 494.8277 | 116.708 | 494.8277 | 116.708
500.24 | 377.5179 | 9.1167 | 43.1479 | 0 | 0 | 64.3758 | 0 | 0% | 494.1584 | 116.6404 | 494.1584 | 116.6404
500.26 | 377.2079 | 9.1163 | 43.1155 | 0 | 0 | 64.3743 | 0 | 0% | 493.8139 | 116.606 | 493.8139 | 116.606
500.28 | 377.1456 | 9.1158 | 43.1114 | 0 | 0 | 64.3726 | 0 | 0% | 493.7454 | 116.5998 | 493.7454 | 116.5998
500.3 | 377.3452 | 9.1153 | 43.1373 | 0 | 4.5706e-13 | 64.371 | 0 | 0% | 493.9687 | 116.6236 | 493.9687 | 116.6236
500.32 | 377.8549 | 9.1148 | 43.1986 | 0 | 5.8515e-13 | 64.3694 | 0 | 0% | 494.5378 | 116.6829 | 494.5378 | 116.6829
500.34 | 378.698 | 9.1143 | 43.2981 | 0 | 0 | 64.368 | 0 | 0% | 495.4784 | 116.7804 | 495.4784 | 116.7804
500.36 | 379.7975 | 9.1139 | 43.4268 | 0 | 0 | 64.3666 | 0 | 0% | 496.7048 | 116.9073 | 496.7048 | 116.9073
500.38 | 380.9389 | 9.1135 | 43.5603 | 0 | 4.3154e-05 | 64.3652 | 0 | 0% | 497.9779 | 117.039 | 497.9779 | 117.039
500.4 | 381.8185 | 9.113 | 43.6639 | 0 | 0.00040894 | 64.364 | 0 | 0% | 498.9598 | 117.1413 | 498.9598 | 117.1413
500.42 | 382.165 | 9.1127 | 43.7064 | 0 | 0.0030584 | 64.3631 | 0 | 0% | 499.3501 | 117.1852 | 499.3501 | 117.1852
500.44 | 381.8502 | 9.1123 | 43.6732 | 0 | 0.018052 | 64.3623 | 0 | 0% | 499.0162 | 117.166 | 499.0162 | 117.166
500.46 | 380.9232 | 9.112 | 43.57 | 0 | 0.08409 | 64.3616 | 0 | 0% | 498.0509 | 117.1278 | 498.0509 | 117.1278
500.48 | 379.5687 | 9.1117 | 43.418 | 0 | 0.30915 | 64.3608 | 0 | 0% | 496.7684 | 117.1996 | 496.7684 | 117.1996
500.5 | 378.0333 | 9.1113 | 43.2452 | 0 | 0.89698 | 64.3599 | 0 | 0% | 495.6468 | 117.6134 | 495.6468 | 117.6134
500.52 | 376.5503 | 9.1109 | 43.0784 | 0 | 2.054 | 64.3589 | 0 | 0% | 495.1526 | 118.6023 | 495.1526 | 118.6023
500.54 | 375.2874 | 9.1106 | 42.9368 | 0 | 3.712 | 64.3578 | 0 | 0% | 495.4046 | 120.1172 | 495.4046 | 120.1172
500.56 | 374.3261 | 9.1102 | 42.8297 | 0 | 5.2943 | 64.3568 | 0 | 0% | 495.9171 | 121.591 | 495.9171 | 121.591
500.58 | 373.6696 | 9.1098 | 42.7575 | 0 | 5.9595 | 64.3558 | 0 | 0% | 495.8522 | 122.1826 | 495.8522 | 122.1826
500.6 | 373.271 | 9.1094 | 42.7147 | 0 | 5.2943 | 64.3548 | 0 | 0% | 494.7443 | 121.4733 | 494.7443 | 121.4733
500.62 | 373.0684 | 9.1091 | 42.6943 | 0 | 3.712 | 64.3539 | 0 | 0% | 492.9378 | 119.8693 | 492.9378 | 119.8693
500.64 | 373.0174 | 9.1087 | 42.6913 | 0 | 2.054 | 64.353 | 0 | 0% | 491.2245 | 118.2071 | 491.2245 | 118.2071
500.66 | 373.1092 | 9.1083 | 42.7047 | 0 | 0.89698 | 64.3521 | 0 | 0% | 490.1713 | 117.0621 | 490.1713 | 117.0621
500.68 | 373.3691 | 9.108 | 42.7373 | 0 | 0.30915 | 64.351 | 0 | 0% | 489.8745 | 116.5054 | 489.8745 | 116.5054
500.7 | 373.8341 | 9.1076 | 42.7934 | 0 | 0.08409 | 64.35 | 0 | 0% | 490.1692 | 116.3351 | 490.1692 | 116.3351
500.72 | 374.5213 | 9.1072 | 42.8749 | 0 | 0.018052 | 64.3491 | 0 | 0% | 490.8705 | 116.3492 | 490.8705 | 116.3492
500.74 | 375.4074 | 9.1069 | 42.9792 | 0 | 0.0030584 | 64.3481 | 0 | 0% | 491.8446 | 116.4372 | 491.8446 | 116.4372
500.76 | 376.4321 | 9.1065 | 43.0994 | 0 | 0.00040894 | 64.3472 | 0 | 0% | 492.9855 | 116.5535 | 492.9855 | 116.5535
500.78 | 377.5157 | 9.1061 | 43.2263 | 0 | 4.3154e-05 | 64.3461 | 0 | 0% | 494.1943 | 116.6786 | 494.1943 | 116.6786
500.8 | 378.5776 | 9.1057 | 43.3508 | 0 | 2.7758e-13 | 64.345 | 0 | 0% | 495.3791 | 116.8015 | 495.3791 | 116.8015
500.82 | 379.55 | 9.1053 | 43.4651 | 0 | 6.8762e-14 | 64.3437 | 0 | 0% | 496.4642 | 116.9141 | 496.4642 | 116.9141
500.84 | 380.3943 | 9.1049 | 43.5647 | 0 | 0 | 64.3425 | 0 | 0% | 497.4065 | 117.0121 | 497.4065 | 117.0121
500.86 | 381.121 | 9.1045 | 43.6509 | 0 | 4.0111e-14 | 64.3414 | 0 | 0% | 498.2178 | 117.0968 | 498.2178 | 117.0968
500.88 | 381.807 | 9.1041 | 43.7324 | 0 | 3.7752e-14 | 64.3405 | 0 | 0% | 498.984 | 117.177 | 498.984 | 117.177
500.9 | 382.5957 | 9.1038 | 43.8256 | 0 | 1.8235e-13 | 64.3397 | 0 | 0% | 499.8648 | 117.2691 | 499.8648 | 117.2691
500.92 | 383.6649 | 9.1034 | 43.951 | 0 | 2.9527e-13 | 64.3389 | 0 | 0% | 501.0582 | 117.3933 | 501.0582 | 117.3933
500.94 | 385.1613 | 9.103 | 44.1254 | 0 | 2.892e-13 | 64.3378 | 0 | 0% | 502.7276 | 117.5662 | 502.7276 | 117.5662
500.96 | 387.1192 | 9.1026 | 44.3527 | 0 | 2.2179e-13 | 64.3363 | 0 | 0% | 504.9108 | 117.7917 | 504.9108 | 117.7917
500.98 | 389.4069 | 9.102 | 44.618 | 0 | 2.1134e-13 | 64.3344 | 0 | 0% | 507.4613 | 118.0545 | 507.4613 | 118.0545
501 | 391.7494 | 9.1015 | 44.8896 | 0 | 5.865e-14 | 64.3323 | 0 | 0% | 510.0727 | 118.3233 | 510.0727 | 118.3233
501.02 | 393.823 | 9.1009 | 45.1303 | 0 | 0 | 64.3302 | 0 | 0% | 512.3845 | 118.5615 | 512.3845 | 118.5615
501.04 | 395.3688 | 9.1005 | 45.3106 | 0 | 0 | 64.3288 | 0 | 0% | 514.1086 | 118.7398 | 514.1086 | 118.7398
501.06 | 396.2708 | 9.1001 | 45.4169 | 0 | 0 | 64.328 | 0 | 0% | 515.1159 | 118.845 | 515.1159 | 118.845
501.08 | 396.577 | 9.0998 | 45.4549 | 0 | 0 | 64.3276 | 0 | 0% | 515.4594 | 118.8824 | 515.4594 | 118.8824
501.1 | 396.4626 | 9.0996 | 45.4447 | 0 | 0 | 64.3273 | 0 | 0% | 515.3343 | 118.8716 | 515.3343 | 118.8716
501.12 | 396.1503 | 9.0993 | 45.4119 | 0 | 0 | 64.3269 | 0 | 0% | 514.9884 | 118.8381 | 514.9884 | 118.8381
501.14 | 395.8149 | 9.0991 | 45.3764 | 0 | 2.7303e-13 | 64.3265 | 0 | 0% | 514.6168 | 118.8019 | 514.6168 | 118.8019
501.16 | 395.5086 | 9.0988 | 45.3442 | 0 | 0 | 64.3261 | 0 | 0% | 514.2776 | 118.769 | 514.2776 | 118.769
501.18 | 395.1367 | 9.0985 | 45.3045 | 0 | 0 | 64.3255 | 0 | 0% | 513.8652 | 118.7285 | 513.8652 | 118.7285
501.2 | 394.501 | 9.0982 | 45.2346 | 0 | 6.4717e-14 | 64.3248 | 0 | 0% | 513.1585 | 118.6575 | 513.1585 | 118.6575
501.22 | 393.3912 | 9.0978 | 45.1104 | 0 | 0 | 64.3238 | 0 | 0% | 511.9231 | 118.5319 | 511.9231 | 118.5319
501.24 | 391.6743 | 9.0974 | 44.9165 | 0 | 0 | 64.3226 | 0 | 0% | 510.0108 | 118.3364 | 510.0108 | 118.3364
501.26 | 389.3431 | 9.0969 | 44.6522 | 0 | 0 | 64.3213 | 0 | 0% | 507.4134 | 118.0704 | 507.4134 | 118.0704
501.28 | 386.5177 | 9.0965 | 44.3312 | 0 | 0 | 64.3198 | 0 | 0% | 504.2652 | 117.7474 | 504.2652 | 117.7474
501.3 | 383.4143 | 9.096 | 43.9782 | 0 | 0 | 64.3183 | 0 | 0% | 500.8068 | 117.3925 | 500.8068 | 117.3925
501.32 | 380.2929 | 9.0955 | 43.6232 | 0 | 0 | 64.3166 | 0 | 0% | 497.3283 | 117.0354 | 497.3283 | 117.0354
501.34 | 377.4009 | 9.095 | 43.2945 | 0 | 9.1683e-14 | 64.3148 | 0 | 0% | 494.1052 | 116.7043 | 494.1052 | 116.7043
501.36 | 374.9252 | 9.0944 | 43.0136 | 0 | 1.3146e-13 | 64.3127 | 0 | 0% | 491.3459 | 116.4207 | 491.3459 | 116.4207
501.38 | 372.9645 | 9.0938 | 42.7917 | 0 | 0 | 64.3104 | 0 | 0% | 489.1604 | 116.196 | 489.1604 | 116.196
501.4 | 371.5241 | 9.0933 | 42.6295 | 0 | 0 | 64.3084 | 0 | 0% | 487.5552 | 116.0311 | 487.5552 | 116.0311
501.42 | 370.5326 | 9.0928 | 42.5186 | 0 | 0 | 64.3069 | 0 | 0% | 486.4509 | 115.9184 | 486.4509 | 115.9184
501.44 | 369.8724 | 9.0925 | 42.4457 | 0 | 0 | 64.3062 | 0 | 0% | 485.7168 | 115.8444 | 485.7168 | 115.8444
501.46 | 369.4216 | 9.0922 | 42.3967 | 0 | 0 | 64.3057 | 0 | 0% | 485.2162 | 115.7947 | 485.2162 | 115.7947
501.48 | 369.097 | 9.0919 | 42.3623 | 0 | 2.0814e-14 | 64.3051 | 0 | 0% | 484.8562 | 115.7592 | 484.8562 | 115.7592
501.5 | 368.8873 | 9.0915 | 42.341 | 0 | 0 | 64.304 | 0 | 0% | 484.6239 | 115.7366 | 484.6239 | 115.7366
501.52 | 368.8584 | 9.0911 | 42.3406 | 0 | 0 | 64.3029 | 0 | 0% | 484.593 | 115.7346 | 484.593 | 115.7346
501.54 | 369.1214 | 9.0907 | 42.3736 | 0 | 0 | 64.3019 | 0 | 0% | 484.8876 | 115.7662 | 484.8876 | 115.7662
501.56 | 369.7655 | 9.0904 | 42.4504 | 0 | 0 | 64.3012 | 0 | 0% | 485.6075 | 115.842 | 485.6075 | 115.842
501.58 | 370.7888 | 9.0901 | 42.5707 | 0 | 0 | 64.3006 | 0 | 0% | 486.7502 | 115.9614 | 486.7502 | 115.9614
501.6 | 372.0615 | 9.0898 | 42.7196 | 0 | 0 | 64.2999 | 0 | 0% | 488.1708 | 116.1093 | 488.1708 | 116.1093
501.62 | 373.3446 | 9.0894 | 42.8698 | 0 | 0 | 64.2989 | 0 | 0% | 489.6028 | 116.2581 | 489.6028 | 116.2581
501.64 | 374.3591 | 9.089 | 42.9893 | 0 | 0 | 64.2976 | 0 | 0% | 490.735 | 116.3758 | 490.735 | 116.3758
501.66 | 374.8838 | 9.0885 | 43.0524 | 0 | 0 | 64.2962 | 0 | 0% | 491.3209 | 116.4372 | 491.3209 | 116.4372
501.68 | 374.8405 | 9.0881 | 43.0504 | 0 | 0 | 64.2948 | 0 | 0% | 491.2738 | 116.4333 | 491.2738 | 116.4333
501.7 | 374.3254 | 9.0876 | 42.9942 | 0 | 0 | 64.2932 | 0 | 0% | 490.7004 | 116.375 | 490.7004 | 116.375
501.72 | 373.5726 | 9.0871 | 42.9108 | 0 | 0 | 64.2915 | 0 | 0% | 489.8621 | 116.2895 | 489.8621 | 116.2895
501.74 | 372.8717 | 9.0866 | 42.8333 | 0 | 0 | 64.2898 | 0 | 0% | 489.0815 | 116.2098 | 489.0815 | 116.2098
501.76 | 372.4708 | 9.0861 | 42.7904 | 0 | 0 | 64.288 | 0 | 0% | 488.6352 | 116.1644 | 488.6352 | 116.1644
501.78 | 372.5064 | 9.0855 | 42.7976 | 0 | 0 | 64.2857 | 0 | 0% | 488.6753 | 116.1689 | 488.6753 | 116.1689
501.8 | 372.9861 | 9.0848 | 42.856 | 0 | 0 | 64.2832 | 0 | 0% | 489.2102 | 116.224 | 489.2102 | 116.224
501.82 | 373.8167 | 9.0842 | 42.9546 | 0 | 0 | 64.281 | 0 | 0% | 490.1365 | 116.3198 | 490.1365 | 116.3198
501.84 | 374.8514 | 9.0838 | 43.0765 | 0 | 0 | 64.2796 | 0 | 0% | 491.2913 | 116.4399 | 491.2913 | 116.4399
501.86 | 375.9334 | 9.0836 | 43.2037 | 0 | 0 | 64.2794 | 0 | 0% | 492.5 | 116.5667 | 492.5 | 116.5667
501.88 | 376.9268 | 9.0835 | 43.3206 | 0 | 0 | 64.28 | 0 | 0% | 493.6109 | 116.6841 | 493.6109 | 116.6841
501.9 | 377.7373 | 9.0834 | 43.4165 | 0 | 0 | 64.2806 | 0 | 0% | 494.5178 | 116.7804 | 494.5178 | 116.7804
501.92 | 378.3192 | 9.0831 | 43.4862 | 0 | 0 | 64.2803 | 0 | 0% | 495.1689 | 116.8496 | 495.1689 | 116.8496
501.94 | 378.6627 | 9.0827 | 43.5287 | 0 | 0 | 64.2788 | 0 | 0% | 495.5528 | 116.8902 | 495.5528 | 116.8902
501.96 | 378.761 | 9.082 | 43.5432 | 0 | 4.1796e-13 | 64.2762 | 0 | 0% | 495.6623 | 116.9013 | 495.6623 | 116.9013
501.98 | 378.5824 | 9.0812 | 43.5259 | 0 | 7.3961e-13 | 64.2728 | 0 | 0% | 495.4623 | 116.88 | 495.4623 | 116.88
502 | 378.0714 | 9.0804 | 43.4705 | 0 | 0 | 64.2693 | 0 | 0% | 494.8915 | 116.8201 | 494.8915 | 116.8201
502.02 | 377.1816 | 9.0796 | 43.3714 | 0 | 0 | 64.2657 | 0 | 0% | 493.8984 | 116.7167 | 493.8984 | 116.7167
502.04 | 375.915 | 9.0788 | 43.229 | 0 | 0 | 64.2625 | 0 | 0% | 492.4853 | 116.5703 | 492.4853 | 116.5703
502.06 | 374.3457 | 9.0782 | 43.0517 | 0 | 0 | 64.26 | 0 | 0% | 490.7355 | 116.3899 | 490.7355 | 116.3899
502.08 | 372.6195 | 9.0778 | 42.856 | 0 | 0 | 64.2592 | 0 | 0% | 488.8126 | 116.1931 | 488.8126 | 116.1931
502.1 | 370.9341 | 9.0778 | 42.6648 | 0 | 8.6964e-14 | 64.2602 | 0 | 0% | 486.9368 | 116.0027 | 486.9368 | 116.0027
502.12 | 369.5095 | 9.0779 | 42.5034 | 0 | 1.8674e-13 | 64.2619 | 0 | 0% | 485.3527 | 115.8432 | 485.3527 | 115.8432
502.14 | 368.557 | 9.0779 | 42.3964 | 0 | 1.0078e-13 | 64.263 | 0 | 0% | 484.2942 | 115.7373 | 484.2942 | 115.7373
502.16 | 368.2428 | 9.0777 | 42.363 | 0 | 1.4949e-13 | 64.263 | 0 | 0% | 483.9465 | 115.7037 | 483.9465 | 115.7037
502.18 | 368.6516 | 9.0775 | 42.4128 | 0 | 4.719e-15 | 64.2628 | 0 | 0% | 484.4047 | 115.753 | 484.4047 | 115.753
502.2 | 369.7611 | 9.0773 | 42.5431 | 0 | 6.3369e-14 | 64.2631 | 0 | 0% | 485.6447 | 115.8836 | 485.6447 | 115.8836
502.22 | 371.4403 | 9.0773 | 42.7389 | 0 | 0 | 64.2641 | 0 | 0% | 487.5205 | 116.0803 | 487.5205 | 116.0803
502.24 | 373.4741 | 9.0773 | 42.9755 | 0 | 7.4155e-14 | 64.2651 | 0 | 0% | 489.792 | 116.3179 | 489.792 | 116.3179
502.26 | 375.6053 | 9.0771 | 43.2235 | 0 | 1.5707e-13 | 64.2655 | 0 | 0% | 492.1715 | 116.5661 | 492.1715 | 116.5661
502.28 | 377.5815 | 9.0769 | 43.4537 | 0 | 2.5887e-13 | 64.2652 | 0 | 0% | 494.3773 | 116.7958 | 494.3773 | 116.7958
502.3 | 379.2038 | 9.0766 | 43.6433 | 0 | 2.6965e-15 | 64.2644 | 0 | 0% | 496.1882 | 116.9843 | 496.1882 | 116.9843
502.32 | 380.3677 | 9.0762 | 43.7802 | 0 | 2.1572e-14 | 64.2635 | 0 | 0% | 497.4877 | 117.1199 | 497.4877 | 117.1199
502.34 | 381.0755 | 9.0759 | 43.8646 | 0 | 0 | 64.2628 | 0 | 0% | 498.2788 | 117.2032 | 498.2788 | 117.2032
502.36 | 381.4113 | 9.0756 | 43.9061 | 0 | 0 | 64.2622 | 0 | 0% | 498.6552 | 117.2439 | 498.6552 | 117.2439
502.38 | 381.4936 | 9.0753 | 43.9185 | 0 | 0 | 64.2616 | 0 | 0% | 498.7489 | 117.2553 | 498.7489 | 117.2553
502.4 | 381.433 | 9.0749 | 43.9145 | 0 | 0 | 64.2608 | 0 | 0% | 498.6832 | 117.2502 | 498.6832 | 117.2502
502.42 | 381.3102 | 9.0745 | 43.9033 | 0 | 0 | 64.2598 | 0 | 0% | 498.5478 | 117.2376 | 498.5478 | 117.2376
502.44 | 381.1736 | 9.0741 | 43.8905 | 0 | 0 | 64.2586 | 0 | 0% | 498.3969 | 117.2233 | 498.3969 | 117.2233
502.46 | 381.0549 | 9.0737 | 43.8799 | 0 | 2.8314e-13 | 64.2572 | 0 | 0% | 498.2657 | 117.2108 | 498.2657 | 117.2108
502.48 | 380.9846 | 9.0732 | 43.8749 | 0 | 0 | 64.2553 | 0 | 0% | 498.188 | 117.2034 | 498.188 | 117.2034
502.5 | 380.9945 | 9.0725 | 43.8793 | 0 | 0 | 64.2527 | 0 | 0% | 498.199 | 117.2045 | 498.199 | 117.2045
502.52 | 381.1059 | 9.0716 | 43.8955 | 0 | 0 | 64.2488 | 0 | 0% | 498.3218 | 117.2159 | 498.3218 | 117.2159
502.54 | 381.317 | 9.0705 | 43.9234 | 0 | 0 | 64.2435 | 0 | 0% | 498.5544 | 117.2374 | 498.5544 | 117.2374
502.56 | 381.6017 | 9.0693 | 43.9599 | 0 | 0 | 64.2379 | 0 | 0% | 498.8689 | 117.2671 | 498.8689 | 117.2671
502.58 | 381.9187 | 9.0684 | 43.9998 | 0 | 2.6965e-14 | 64.2342 | 0 | 0% | 499.2211 | 117.3024 | 499.2211 | 117.3024
502.6 | 382.228 | 9.0681 | 44.0384 | 0 | 0 | 64.2337 | 0 | 0% | 499.5682 | 117.3402 | 499.5682 | 117.3402
502.62 | 382.5116 | 9.0684 | 44.0735 | 0 | 0 | 64.2361 | 0 | 0% | 499.8896 | 117.378 | 499.8896 | 117.378
502.64 | 382.7848 | 9.0687 | 44.1073 | 0 | 0 | 64.2391 | 0 | 0% | 500.2 | 117.4152 | 500.2 | 117.4152
502.66 | 383.0891 | 9.0687 | 44.1451 | 0 | 0 | 64.24 | 0 | 0% | 500.5429 | 117.4538 | 500.5429 | 117.4538
502.68 | 383.4665 | 9.068 | 44.1918 | 0 | 2.6965e-15 | 64.2374 | 0 | 0% | 500.9638 | 117.4972 | 500.9638 | 117.4972
502.7 | 383.9334 | 9.0668 | 44.2493 | 0 | 1.1191e-13 | 64.2319 | 0 | 0% | 501.4815 | 117.5481 | 501.4815 | 117.5481
502.72 | 384.4677 | 9.0656 | 44.3147 | 0 | 1.5775e-13 | 64.2258 | 0 | 0% | 502.0737 | 117.6061 | 502.0737 | 117.6061
502.74 | 385.0119 | 9.0647 | 44.3809 | 0 | 1.4157e-13 | 64.2219 | 0 | 0% | 502.6794 | 117.6674 | 502.6794 | 117.6674
502.76 | 385.4903 | 9.0645 | 44.4389 | 0 | 2.5348e-13 | 64.2219 | 0 | 0% | 503.2156 | 117.7253 | 503.2156 | 117.7253
502.78 | 385.8355 | 9.0649 | 44.4809 | 0 | 0 | 64.2256 | 0 | 0% | 503.607 | 117.7715 | 503.607 | 117.7715
502.8 | 386.0211 | 9.0656 | 44.5044 | 0 | 2.2516e-13 | 64.2308 | 0 | 0% | 503.8219 | 117.8008 | 503.8219 | 117.8008
502.82 | 386.0866 | 9.0662 | 44.5142 | 0 | 2.4943e-13 | 64.235 | 0 | 0% | 503.9019 | 117.8154 | 503.9019 | 117.8154
502.84 | 386.1285 | 9.0664 | 44.5215 | 0 | 8.0391e-13 | 64.2372 | 0 | 0% | 503.9536 | 117.8251 | 503.9536 | 117.8251
502.86 | 386.2533 | 9.0662 | 44.5388 | 0 | 3.8156e-13 | 64.2373 | 0 | 0% | 504.0956 | 117.8423 | 504.0956 | 117.8423
502.88 | 386.5172 | 9.0657 | 44.5723 | 0 | 3.101e-13 | 64.2356 | 0 | 0% | 504.3908 | 117.8736 | 504.3908 | 117.8736
502.9 | 386.8921 | 9.0648 | 44.619 | 0 | 0 | 64.2319 | 0 | 0% | 504.8078 | 117.9157 | 504.8078 | 117.9157
502.92 | 387.2749 | 9.0635 | 44.667 | 0 | 1.2539e-13 | 64.2254 | 0 | 0% | 505.2309 | 117.9559 | 505.2309 | 117.9559
502.94 | 387.5312 | 9.0616 | 44.701 | 0 | 9.4379e-14 | 64.2155 | 0 | 0% | 505.5092 | 117.9781 | 505.5092 | 117.9781
502.96 | 387.5564 | 9.0591 | 44.7087 | 0 | 6.6065e-14 | 64.2028 | 0 | 0% | 505.527 | 117.9706 | 505.527 | 117.9706
502.98 | 387.3334 | 9.0565 | 44.688 | 0 | 1.1865e-13 | 64.1892 | 0 | 0% | 505.2671 | 117.9337 | 505.2671 | 117.9337
503 | 386.9592 | 9.0544 | 44.6494 | 0 | 7.9548e-14 | 64.1782 | 0 | 0% | 504.8411 | 117.8819 | 504.8411 | 117.8819
503.02 | 386.627 | 9.0531 | 44.6148 | 0 | 3.6403e-14 | 64.1723 | 0 | 0% | 504.4672 | 117.8403 | 504.4672 | 117.8403
503.04 | 386.5726 | 9.0529 | 44.6115 | 0 | 9.3031e-14 | 64.1718 | 0 | 0% | 504.4087 | 117.8362 | 504.4087 | 117.8362
503.06 | 387.0086 | 9.0533 | 44.664 | 0 | 1.1797e-13 | 64.1756 | 0 | 0% | 504.9016 | 117.893 | 504.9016 | 117.893
503.08 | 388.0684 | 9.0544 | 44.788 | 0 | 3.4111e-13 | 64.1829 | 0 | 0% | 506.0937 | 118.0254 | 506.0937 | 118.0254
503.1 | 389.7703 | 9.056 | 44.9857 | 0 | 2.5289e-13 | 64.1931 | 0 | 0% | 508.0051 | 118.2348 | 508.0051 | 118.2348
503.12 | 392.0129 | 9.0578 | 45.2456 | 0 | 2.7522e-13 | 64.2042 | 0 | 0% | 510.5206 | 118.5077 | 510.5206 | 118.5077
503.14 | 394.6018 | 9.0592 | 45.5458 | 0 | 3.0218e-13 | 64.2136 | 0 | 0% | 513.4205 | 118.8187 | 513.4205 | 118.8187
503.16 | 397.2942 | 9.06 | 45.8586 | 0 | 0 | 64.2191 | 0 | 0% | 516.4319 | 119.1377 | 516.4319 | 119.1377
503.18 | 399.8421 | 9.06 | 46.1553 | 0 | 4.7358e-14 | 64.2205 | 0 | 0% | 519.2779 | 119.4359 | 519.2779 | 119.4359
503.2 | 402.0383 | 9.0595 | 46.4121 | 0 | 1.5926e-14 | 64.2186 | 0 | 0% | 521.7285 | 119.6902 | 521.7285 | 119.6902
503.22 | 403.7673 | 9.0586 | 46.6152 | 0 | 0 | 64.2148 | 0 | 0% | 523.6559 | 119.8886 | 523.6559 | 119.8886
503.24 | 405.0364 | 9.0577 | 46.7654 | 0 | 0 | 64.2106 | 0 | 0% | 525.0701 | 120.0337 | 525.0701 | 120.0337
503.26 | 405.9584 | 9.057 | 46.8752 | 0 | 0 | 64.208 | 0 | 0% | 526.0987 | 120.1403 | 526.0987 | 120.1403
503.28 | 406.6852 | 9.0569 | 46.9622 | 0 | 0 | 64.2081 | 0 | 0% | 526.9124 | 120.2271 | 526.9124 | 120.2271
503.3 | 407.3274 | 9.0571 | 47.039 | 0 | 0 | 64.2104 | 0 | 0% | 527.6338 | 120.3064 | 527.6338 | 120.3064
503.32 | 407.8968 | 9.0573 | 47.1074 | 0 | 0 | 64.2129 | 0 | 0% | 528.2744 | 120.3776 | 528.2744 | 120.3776
503.34 | 408.3017 | 9.0572 | 47.157 | 0 | 0 | 64.2136 | 0 | 0% | 528.7296 | 120.4279 | 528.7296 | 120.4279
503.36 | 408.3951 | 9.0567 | 47.1712 | 0 | 4.5245e-13 | 64.2115 | 0 | 0% | 528.8346 | 120.4394 | 528.8346 | 120.4394
503.38 | 408.0498 | 9.0557 | 47.1351 | 0 | 0 | 64.2071 | 0 | 0% | 528.4476 | 120.3979 | 528.4476 | 120.3979
503.4 | 407.2245 | 9.0546 | 47.0436 | 0 | 1.264e-14 | 64.2019 | 0 | 0% | 527.5245 | 120.3 | 527.5245 | 120.3
503.42 | 405.9972 | 9.0536 | 46.9055 | 0 | 0 | 64.1976 | 0 | 0% | 526.154 | 120.1568 | 526.154 | 120.1568
503.44 | 404.5486 | 9.053 | 46.7416 | 0 | 0 | 64.1953 | 0 | 0% | 524.5385 | 119.9899 | 524.5385 | 119.9899
503.46 | 403.1017 | 9.0527 | 46.5776 | 0 | 0 | 64.1944 | 0 | 0% | 522.9263 | 119.8246 | 522.9263 | 119.8246
503.48 | 401.849 | 9.0521 | 46.4362 | 0 | 0 | 64.1922 | 0 | 0% | 521.5294 | 119.6804 | 521.5294 | 119.6804
503.5 | 400.9043 | 9.0506 | 46.3312 | 0 | 0 | 64.1848 | 0 | 0% | 520.4709 | 119.5666 | 520.4709 | 119.5666
503.52 | 400.2938 | 9.0477 | 46.2661 | 0 | 2.0435e-14 | 64.1694 | 0 | 0% | 519.777 | 119.4832 | 519.777 | 119.4832
503.54 | 399.9821 | 9.0434 | 46.2368 | 0 | 7.6525e-14 | 64.1462 | 0 | 0% | 519.4085 | 119.4264 | 519.4085 | 119.4264
503.56 | 399.9127 | 9.0386 | 46.2359 | 0 | 1.6154e-13 | 64.1204 | 0 | 0% | 519.3076 | 119.3949 | 519.3076 | 119.3949
503.58 | 400.0286 | 9.0349 | 46.2555 | 0 | 1.7692e-13 | 64.1003 | 0 | 0% | 519.4193 | 119.3907 | 519.4193 | 119.3907
503.6 | 400.2515 | 9.0332 | 46.2855 | 0 | 5.9703e-14 | 64.092 | 0 | 0% | 519.6622 | 119.4107 | 519.6622 | 119.4107
503.62 | 400.4522 | 9.0334 | 46.3113 | 0 | 1.5581e-13 | 64.0941 | 0 | 0% | 519.891 | 119.4387 | 519.891 | 119.4387
503.64 | 400.4721 | 9.0341 | 46.3156 | 0 | 3.4373e-13 | 64.0991 | 0 | 0% | 519.9209 | 119.4488 | 519.9209 | 119.4488
503.66 | 400.1943 | 9.0342 | 46.286 | 0 | 0 | 64.1012 | 0 | 0% | 519.6157 | 119.4215 | 519.6157 | 119.4215
503.68 | 399.5923 | 9.034 | 46.2193 | 0 | 0 | 64.1012 | 0 | 0% | 518.9469 | 119.3546 | 518.9469 | 119.3546
503.7 | 398.7052 | 9.0344 | 46.1191 | 0 | 0 | 64.1042 | 0 | 0% | 517.9629 | 119.2577 | 517.9629 | 119.2577
503.72 | 397.5732 | 9.0358 | 45.9896 | 0 | 0 | 64.1133 | 0 | 0% | 516.7119 | 119.1387 | 516.7119 | 119.1387
503.74 | 396.2039 | 9.038 | 45.832 | 0 | 0 | 64.127 | 0 | 0% | 515.2009 | 118.9969 | 515.2009 | 118.9969
503.76 | 394.5905 | 9.0403 | 45.6461 | 0 | 2.2348e-13 | 64.1411 | 0 | 0% | 513.4179 | 118.8274 | 513.4179 | 118.8274
503.78 | 392.7466 | 9.0419 | 45.434 | 0 | 0 | 64.1514 | 0 | 0% | 511.3739 | 118.6273 | 511.3739 | 118.6273
503.8 | 390.7221 | 9.0421 | 45.2023 | 0 | 3.8763e-14 | 64.154 | 0 | 0% | 509.1205 | 118.3984 | 509.1205 | 118.3984
503.82 | 388.5992 | 9.0404 | 44.961 | 0 | 0 | 64.1451 | 0 | 0% | 506.7457 | 118.1465 | 506.7457 | 118.1465
503.84 | 386.4835 | 9.0364 | 44.7224 | 0 | 0 | 64.1238 | 0 | 0% | 504.3661 | 117.8826 | 504.3661 | 117.8826
503.86 | 384.4837 | 9.0312 | 44.4984 | 0 | 0 | 64.095 | 0 | 0% | 502.1081 | 117.6245 | 502.1081 | 117.6245
503.88 | 382.6726 | 9.0264 | 44.2957 | 0 | 0 | 64.0689 | 0 | 0% | 500.0636 | 117.391 | 500.0636 | 117.391
503.9 | 381.0465 | 9.0239 | 44.1124 | 0 | 0 | 64.0558 | 0 | 0% | 498.2385 | 117.192 | 498.2385 | 117.192
503.92 | 379.5116 | 9.0243 | 43.937 | 0 | 0 | 64.0595 | 0 | 0% | 496.5325 | 117.0209 | 496.5325 | 117.0209
503.94 | 377.9074 | 9.0271 | 43.7516 | 0 | 0 | 64.0763 | 0 | 0% | 494.7624 | 116.855 | 494.7624 | 116.855
503.96 | 376.0562 | 9.0306 | 43.5368 | 0 | 0 | 64.0977 | 0 | 0% | 492.7214 | 116.6652 | 492.7214 | 116.6652
503.98 | 373.8232 | 9.0338 | 43.2783 | 0 | 7.82e-14 | 64.1165 | 0 | 0% | 490.2517 | 116.4285 | 490.2517 | 116.4285
504 | 371.1714 | 9.0359 | 42.972 | 0 | 1.8876e-13 | 64.1299 | 0 | 0% | 487.3092 | 116.1378 | 487.3092 | 116.1378
504.02 | 368.1891 | 9.0372 | 42.6282 | 0 | 1.9415e-13 | 64.1384 | 0 | 0% | 483.9928 | 115.8038 | 483.9928 | 115.8038
504.04 | 365.0703 | 9.0378 | 42.2692 | 0 | 2.1842e-13 | 64.1427 | 0 | 0% | 480.52 | 115.4497 | 480.52 | 115.4497
504.06 | 362.0595 | 9.0376 | 41.9232 | 0 | 2.8314e-13 | 64.1431 | 0 | 0% | 477.1634 | 115.1039 | 477.1634 | 115.1039
504.08 | 359.391 | 9.037 | 41.6172 | 0 | 2.4202e-13 | 64.1404 | 0 | 0% | 474.1856 | 114.7946 | 474.1856 | 114.7946
504.1 | 357.2427 | 9.0363 | 41.3715 | 0 | 1.0584e-13 | 64.138 | 0 | 0% | 471.7884 | 114.5458 | 471.7884 | 114.5458
504.12 | 355.7029 | 9.0363 | 41.1956 | 0 | 1.2404e-13 | 64.1391 | 0 | 0% | 470.0739 | 114.3711 | 470.0739 | 114.3711
504.14 | 354.7616 | 9.037 | 41.0885 | 0 | 4.5041e-14 | 64.1441 | 0 | 0% | 469.0313 | 114.2697 | 469.0313 | 114.2697
504.16 | 354.3448 | 9.0379 | 41.0419 | 0 | 1.1359e-13 | 64.1505 | 0 | 0% | 468.5751 | 114.2303 | 468.5751 | 114.2303
504.18 | 354.3665 | 9.0386 | 41.0463 | 0 | 6.2021e-14 | 64.1555 | 0 | 0% | 468.607 | 114.2405 | 468.607 | 114.2405
504.2 | 354.7563 | 9.0389 | 41.0937 | 0 | 0 | 64.158 | 0 | 0% | 469.0469 | 114.2906 | 469.0469 | 114.2906
504.22 | 355.4506 | 9.0385 | 41.1769 | 0 | 2.4202e-13 | 64.157 | 0 | 0% | 469.823 | 114.3724 | 469.823 | 114.3724
504.24 | 356.381 | 9.0372 | 41.2882 | 0 | 0 | 64.151 | 0 | 0% | 470.8575 | 114.4764 | 470.8575 | 114.4764
504.26 | 357.478 | 9.0351 | 41.4196 | 0 | 5.9324e-14 | 64.1398 | 0 | 0% | 472.0725 | 114.5945 | 472.0725 | 114.5945
504.28 | 358.6811 | 9.0323 | 41.5638 | 0 | 0 | 64.1252 | 0 | 0% | 473.4024 | 114.7213 | 473.4024 | 114.7213
504.3 | 359.9459 | 9.0295 | 41.7152 | 0 | 0 | 64.1106 | 0 | 0% | 474.8012 | 114.8553 | 474.8012 | 114.8553
504.32 | 361.2533 | 9.0273 | 41.8711 | 0 | 0 | 64.0993 | 0 | 0% | 476.251 | 114.9977 | 476.251 | 114.9977
504.34 | 362.6162 | 9.0261 | 42.0326 | 0 | 0 | 64.0933 | 0 | 0% | 477.7682 | 115.1521 | 477.7682 | 115.1521
504.36 | 364.0706 | 9.0256 | 42.2042 | 0 | 0 | 64.0915 | 0 | 0% | 479.3919 | 115.3213 | 479.3919 | 115.3213
504.38 | 365.6715 | 9.0249 | 42.393 | 0 | 0 | 64.0886 | 0 | 0% | 481.1779 | 115.5065 | 481.1779 | 115.5065
504.4 | 367.519 | 9.0232 | 42.6112 | 0 | 0 | 64.0801 | 0 | 0% | 483.2334 | 115.7145 | 483.2334 | 115.7145
504.42 | 369.7927 | 9.021 | 42.8793 | 0 | 0 | 64.0689 | 0 | 0% | 485.7618 | 115.9691 | 485.7618 | 115.9691
504.44 | 372.7212 | 9.02 | 43.2222 | 0 | 0 | 64.0642 | 0 | 0% | 489.0277 | 116.3064 | 489.0277 | 116.3064
504.46 | 376.4776 | 9.0211 | 43.6594 | 0 | 0 | 64.0717 | 0 | 0% | 493.2298 | 116.7522 | 493.2298 | 116.7522
504.48 | 381.0905 | 9.0234 | 44.1949 | 0 | 0 | 64.0862 | 0 | 0% | 498.3952 | 117.3046 | 498.3952 | 117.3046
504.5 | 386.4471 | 9.0253 | 44.8172 | 0 | 9.7539e-14 | 64.0978 | 0 | 0% | 504.3874 | 117.9404 | 504.3874 | 117.9404
504.52 | 392.3487 | 9.026 | 45.5038 | 0 | 0 | 64.1029 | 0 | 0% | 510.9813 | 118.6327 | 510.9813 | 118.6327
504.54 | 398.537 | 9.0265 | 46.2237 | 0 | 5.5363e-13 | 64.1069 | 0 | 0% | 517.8941 | 119.3571 | 517.8941 | 119.3571
504.56 | 404.678 | 9.028 | 46.9373 | 0 | 0 | 64.1166 | 0 | 0% | 524.7599 | 120.0819 | 524.7599 | 120.0819
504.58 | 410.3676 | 9.0305 | 47.5977 | 0 | 1.1418e-13 | 64.1321 | 0 | 0% | 531.128 | 120.7603 | 531.128 | 120.7603
504.6 | 415.1948 | 9.0332 | 48.1579 | 0 | 7.4753e-13 | 64.1486 | 0 | 0% | 536.5345 | 121.3397 | 536.5345 | 121.3397
504.62 | 418.8305 | 9.0352 | 48.5807 | 0 | 0 | 64.1608 | 0 | 0% | 540.6072 | 121.7767 | 540.6072 | 121.7767
504.64 | 421.0873 | 9.0361 | 48.8446 | 0 | 2.7964e-13 | 64.1672 | 0 | 0% | 543.1353 | 122.0479 | 543.1353 | 122.0479
504.66 | 421.9379 | 9.0362 | 48.9461 | 0 | 0 | 64.1688 | 0 | 0% | 544.089 | 122.1511 | 544.089 | 122.1511
504.68 | 421.5104 | 9.0358 | 48.8999 | 0 | 0 | 64.1677 | 0 | 0% | 543.6137 | 122.1034 | 543.6137 | 122.1034
504.7 | 420.068 | 9.0353 | 48.736 | 0 | 8.7245e-14 | 64.1661 | 0 | 0% | 542.0054 | 121.9374 | 542.0054 | 121.9374
504.72 | 417.962 | 9.035 | 48.4948 | 0 | 1.2177e-13 | 64.1657 | 0 | 0% | 539.6576 | 121.6956 | 539.6576 | 121.6956
504.74 | 415.5555 | 9.035 | 48.2185 | 0 | 6.1753e-14 | 64.1667 | 0 | 0% | 536.9757 | 121.4203 | 536.9757 | 121.4203
504.76 | 413.1397 | 9.0351 | 47.9411 | 0 | 1.6843e-14 | 64.1681 | 0 | 0% | 534.2839 | 121.1442 | 534.2839 | 121.1442
504.78 | 410.8814 | 9.0349 | 47.682 | 0 | 0 | 64.1685 | 0 | 0% | 531.7668 | 120.8854 | 531.7668 | 120.8854
504.8 | 408.8285 | 9.0345 | 47.447 | 0 | 1.0119e-14 | 64.167 | 0 | 0% | 529.477 | 120.6484 | 529.477 | 120.6484
504.82 | 406.9608 | 9.0337 | 47.2338 | 0 | 0 | 64.1635 | 0 | 0% | 527.3918 | 120.4309 | 527.3918 | 120.4309
504.84 | 405.2415 | 9.0326 | 47.038 | 0 | 0 | 64.1587 | 0 | 0% | 525.4707 | 120.2293 | 525.4707 | 120.2293
504.86 | 403.6368 | 9.0316 | 46.8555 | 0 | 0 | 64.1539 | 0 | 0% | 523.6777 | 120.0409 | 523.6777 | 120.0409
504.88 | 402.1055 | 9.0307 | 46.6813 | 0 | 0 | 64.1503 | 0 | 0% | 521.9677 | 119.8623 | 521.9677 | 119.8623
504.9 | 400.5767 | 9.0302 | 46.5071 | 0 | 0 | 64.1484 | 0 | 0% | 520.2624 | 119.6857 | 520.2624 | 119.6857
504.92 | 398.9412 | 9.0298 | 46.3204 | 0 | 1.1056e-13 | 64.1472 | 0 | 0% | 518.4385 | 119.4974 | 518.4385 | 119.4974
504.94 | 397.0645 | 9.0292 | 46.1057 | 0 | 4.6515e-14 | 64.1454 | 0 | 0% | 516.3449 | 119.2804 | 516.3449 | 119.2804
504.96 | 394.82 | 9.0285 | 45.8485 | 0 | 1.4764e-13 | 64.1428 | 0 | 0% | 513.8398 | 119.0198 | 513.8398 | 119.0198
504.98 | 392.1255 | 9.0278 | 45.5388 | 0 | 1.6078e-13 | 64.1411 | 0 | 0% | 510.8332 | 118.7077 | 510.8332 | 118.7077
505 | 388.9757 | 9.0274 | 45.1758 | 0 | 5.8102e-14 | 64.1421 | 0 | 0% | 507.321 | 118.3454 | 507.321 | 118.3454
505.02 | 385.4656 | 9.0273 | 44.7705 | 0 | 6.5728e-15 | 64.146 | 0 | 0% | 503.4095 | 117.9438 | 503.4095 | 117.9438
505.04 | 381.7907 | 9.0273 | 44.3458 | 0 | 0 | 64.151 | 0 | 0% | 499.3148 | 117.5241 | 499.3148 | 117.5241
505.06 | 378.2093 | 9.027 | 43.932 | 0 | 1.0786e-14 | 64.1551 | 0 | 0% | 495.3234 | 117.1142 | 495.3234 | 117.1142
505.08 | 374.9801 | 9.0263 | 43.5595 | 0 | 8.5615e-14 | 64.157 | 0 | 0% | 491.7228 | 116.7428 | 491.7228 | 116.7428
505.1 | 372.3078 | 9.0251 | 43.2519 | 0 | 0 | 64.1565 | 0 | 0% | 488.7413 | 116.4335 | 488.7413 | 116.4335
505.12 | 370.3185 | 9.0236 | 43.0239 | 0 | 8.0896e-14 | 64.154 | 0 | 0% | 486.52 | 116.2015 | 486.52 | 116.2015
505.14 | 369.0679 | 9.0219 | 42.8819 | 0 | 1.3752e-13 | 64.1505 | 0 | 0% | 485.1222 | 116.0543 | 485.1222 | 116.0543
505.16 | 368.5703 | 9.0203 | 42.8272 | 0 | 2.1572e-14 | 64.1477 | 0 | 0% | 484.5656 | 115.9953 | 484.5656 | 115.9953
505.18 | 368.8195 | 9.0191 | 42.859 | 0 | 0 | 64.1471 | 0 | 0% | 484.8447 | 116.0252 | 484.8447 | 116.0252
505.2 | 369.7792 | 9.0184 | 42.973 | 0 | 0 | 64.1492 | 0 | 0% | 485.9197 | 116.1405 | 485.9197 | 116.1405
505.22 | 371.3569 | 9.018 | 43.1585 | 0 | 0 | 64.1531 | 0 | 0% | 487.6865 | 116.3295 | 487.6865 | 116.3295
505.24 | 373.3977 | 9.0176 | 43.3978 | 0 | 3.2359e-14 | 64.157 | 0 | 0% | 489.9701 | 116.5724 | 489.9701 | 116.5724
505.26 | 375.7126 | 9.0169 | 43.6693 | 0 | 1.8337e-13 | 64.1594 | 0 | 0% | 492.5582 | 116.8456 | 492.5582 | 116.8456
505.28 | 378.1229 | 9.0158 | 43.9522 | 0 | 2.0494e-13 | 64.1594 | 0 | 0% | 495.2503 | 117.1275 | 495.2503 | 117.1275
505.3 | 380.4947 | 9.0142 | 44.2312 | 0 | 1.6044e-13 | 64.1563 | 0 | 0% | 497.8965 | 117.4017 | 497.8965 | 117.4017
505.32 | 382.7589 | 9.0119 | 44.4983 | 0 | 1.7359e-13 | 64.1497 | 0 | 0% | 500.4188 | 117.6599 | 500.4188 | 117.6599
505.34 | 384.9141 | 9.0092 | 44.7531 | 0 | 2.0359e-13 | 64.1403 | 0 | 0% | 502.8167 | 117.9026 | 502.8167 | 117.9026
505.36 | 387.0066 | 9.0065 | 45.0006 | 0 | 2.8899e-13 | 64.1315 | 0 | 0% | 505.1453 | 118.1387 | 505.1453 | 118.1387
505.38 | 389.0866 | 9.0047 | 45.246 | 0 | 5.5848e-13 | 64.1274 | 0 | 0% | 507.4647 | 118.3781 | 507.4647 | 118.3781
505.4 | 391.1616 | 9.0041 | 45.4897 | 0 | 2.0386e-12 | 64.13 | 0 | 0% | 509.7854 | 118.6238 | 509.7854 | 118.6238
505.42 | 393.1863 | 9.0042 | 45.727 | 0 | 1.1215e-12 | 64.1368 | 0 | 0% | 512.0543 | 118.868 | 512.0543 | 118.868
505.44 | 395.1073 | 9.0042 | 45.9524 | 0 | 7.7399e-13 | 64.143 | 0 | 0% | 514.2069 | 119.0996 | 514.2069 | 119.0996
505.46 | 396.9307 | 9.0034 | 46.1671 | 0 | 3.6985e-13 | 64.145 | 0 | 0% | 516.2462 | 119.3155 | 516.2462 | 119.3155
505.48 | 398.7586 | 9.0019 | 46.383 | 0 | 4.5555e-13 | 64.1423 | 0 | 0% | 518.2858 | 119.5272 | 518.2858 | 119.5272
505.5 | 400.7534 | 9 | 46.6187 | 0 | 3.4486e-13 | 64.138 | 0 | 0% | 520.5102 | 119.7568 | 520.5102 | 119.7568
505.52 | 403.0468 | 8.9986 | 46.8889 | 0 | 1.6384e-13 | 64.1358 | 0 | 0% | 523.0701 | 120.0232 | 523.0701 | 120.0232
505.54 | 405.652 | 8.9978 | 47.1946 | 0 | 1.2667e-13 | 64.1379 | 0 | 0% | 525.9823 | 120.3303 | 525.9823 | 120.3303
505.56 | 408.4393 | 8.9977 | 47.521 | 0 | 4.7753e-14 | 64.1432 | 0 | 0% | 529.1011 | 120.6619 | 529.1011 | 120.6619
505.58 | 411.1841 | 8.9975 | 47.8425 | 0 | 0 | 64.1488 | 0 | 0% | 532.173 | 120.9888 | 532.173 | 120.9888
505.6 | 413.6501 | 8.9971 | 48.1318 | 0 | 1.4897e-13 | 64.1526 | 0 | 0% | 534.9316 | 121.2815 | 534.9316 | 121.2815
505.62 | 415.6638 | 8.9963 | 48.369 | 0 | 3.7106e-14 | 64.1541 | 0 | 0% | 537.1831 | 121.5193 | 537.1831 | 121.5193
505.64 | 417.1544 | 8.9951 | 48.5455 | 0 | 9.542e-14 | 64.1539 | 0 | 0% | 538.8489 | 121.6945 | 538.8489 | 121.6945
505.66 | 418.1489 | 8.9938 | 48.6646 | 0 | 9.7793e-14 | 64.1525 | 0 | 0% | 539.9598 | 121.8109 | 539.9598 | 121.8109
505.68 | 418.7367 | 8.9922 | 48.7366 | 0 | 8.8986e-14 | 64.1493 | 0 | 0% | 540.6148 | 121.878 | 540.6148 | 121.878
505.7 | 419.0231 | 8.9898 | 48.7743 | 0 | 5.6627e-14 | 64.142 | 0 | 0% | 540.9292 | 121.9061 | 540.9292 | 121.9061
505.72 | 419.0992 | 8.9863 | 48.7886 | 0 | 0 | 64.1284 | 0 | 0% | 541.0025 | 121.9032 | 541.0025 | 121.9032
505.74 | 419.0437 | 8.9819 | 48.7884 | 0 | 0 | 64.1093 | 0 | 0% | 540.9233 | 121.8796 | 540.9233 | 121.8796
505.76 | 418.9376 | 8.9776 | 48.7822 | 0 | 1.4696e-13 | 64.0913 | 0 | 0% | 540.7887 | 121.8511 | 540.7887 | 121.8511
505.78 | 418.8517 | 8.975 | 48.7768 | 0 | 0 | 64.0826 | 0 | 0% | 540.686 | 121.8344 | 540.686 | 121.8344
505.8 | 418.8 | 8.9745 | 48.7733 | 0 | 0 | 64.086 | 0 | 0% | 540.6339 | 121.8339 | 540.6339 | 121.8339
505.82 | 418.7188 | 8.975 | 48.7655 | 0 | 0 | 64.0949 | 0 | 0% | 540.5541 | 121.8353 | 540.5541 | 121.8353
505.84 | 418.5152 | 8.9744 | 48.7443 | 0 | 0 | 64.0979 | 0 | 0% | 540.3319 | 121.8167 | 540.3319 | 121.8167
505.86 | 418.1534 | 8.9718 | 48.7067 | 0 | 0 | 64.0895 | 0 | 0% | 539.9215 | 121.7681 | 539.9215 | 121.7681
505.88 | 417.6981 | 8.968 | 48.6595 | 0 | 0 | 64.0739 | 0 | 0% | 539.3994 | 121.7013 | 539.3994 | 121.7013
505.9 | 417.2791 | 8.9647 | 48.6159 | 0 | 0 | 64.0612 | 0 | 0% | 538.9208 | 121.6418 | 538.9208 | 121.6418
505.92 | 417.0141 | 8.9631 | 48.5886 | 0 | 0 | 64.0585 | 0 | 0% | 538.6244 | 121.6102 | 538.6244 | 121.6102
505.94 | 416.963 | 8.9634 | 48.5844 | 0 | 0 | 64.0661 | 0 | 0% | 538.5769 | 121.6139 | 538.5769 | 121.6139
505.96 | 417.1338 | 8.9648 | 48.605 | 0 | 0 | 64.0805 | 0 | 0% | 538.784 | 121.6503 | 538.784 | 121.6503
505.98 | 417.4996 | 8.9667 | 48.6478 | 0 | 4.5841e-14 | 64.0979 | 0 | 0% | 539.212 | 121.7124 | 539.212 | 121.7124
506 | 418.0007 | 8.9686 | 48.7064 | 0 | 5.3257e-14 | 64.1145 | 0 | 0% | 539.7901 | 121.7895 | 539.7901 | 121.7895
506.02 | 418.5567 | 8.9696 | 48.7723 | 0 | 4.3145e-14 | 64.1265 | 0 | 0% | 540.425 | 121.8684 | 540.425 | 121.8684
506.04 | 419.0982 | 8.9694 | 48.8376 | 0 | 0 | 64.1317 | 0 | 0% | 541.0369 | 121.9387 | 541.0369 | 121.9387
506.06 | 419.5912 | 8.9679 | 48.8985 | 0 | 0 | 64.1298 | 0 | 0% | 541.5875 | 121.9962 | 541.5875 | 121.9962
506.08 | 420.0416 | 8.9655 | 48.9555 | 0 | 0 | 64.122 | 0 | 0% | 542.0846 | 122.043 | 542.0846 | 122.043
506.1 | 420.4879 | 8.9625 | 49.0125 | 0 | 0 | 64.1111 | 0 | 0% | 542.574 | 122.0861 | 542.574 | 122.0861
506.12 | 420.9865 | 8.9598 | 49.0753 | 0 | 0 | 64.1019 | 0 | 0% | 543.1235 | 122.137 | 543.1235 | 122.137
506.14 | 421.5811 | 8.9583 | 49.1482 | 0 | 0 | 64.0994 | 0 | 0% | 543.7869 | 122.2058 | 543.7869 | 122.2058
506.16 | 422.2635 | 8.9582 | 49.2299 | 0 | 0 | 64.1051 | 0 | 0% | 544.5567 | 122.2932 | 544.5567 | 122.2932
506.18 | 422.959 | 8.9588 | 49.3124 | 0 | 6.4717e-14 | 64.115 | 0 | 0% | 545.3453 | 122.3863 | 545.3453 | 122.3863
506.2 | 423.5562 | 8.9591 | 49.3839 | 0 | 0 | 64.1228 | 0 | 0% | 546.022 | 122.4658 | 546.022 | 122.4658
506.22 | 423.9534 | 8.9584 | 49.4329 | 0 | 0 | 64.1254 | 0 | 0% | 546.4701 | 122.5168 | 546.4701 | 122.5168
506.24 | 424.0723 | 8.9573 | 49.45 | 0 | 0 | 64.1251 | 0 | 0% | 546.6046 | 122.5323 | 546.6046 | 122.5323
506.26 | 423.8335 | 8.9564 | 49.4251 | 0 | 0 | 64.126 | 0 | 0% | 546.341 | 122.5075 | 546.341 | 122.5075
506.28 | 423.1378 | 8.956 | 49.3464 | 0 | 0 | 64.1301 | 0 | 0% | 545.5702 | 122.4325 | 545.5702 | 122.4325
506.3 | 421.8977 | 8.9559 | 49.204 | 0 | 0 | 64.1357 | 0 | 0% | 544.1933 | 122.2956 | 544.1933 | 122.2956
506.32 | 420.1072 | 8.9556 | 48.9975 | 0 | 0 | 64.1405 | 0 | 0% | 542.2007 | 122.0935 | 542.2007 | 122.0935
506.34 | 417.8858 | 8.955 | 48.741 | 0 | 0 | 64.1431 | 0 | 0% | 539.7249 | 121.8391 | 539.7249 | 121.8391
506.36 | 415.4556 | 8.9541 | 48.4605 | 0 | 0 | 64.1444 | 0 | 0% | 537.0145 | 121.5589 | 537.0145 | 121.5589
506.38 | 413.0711 | 8.9532 | 48.1853 | 0 | 0 | 64.1455 | 0 | 0% | 534.355 | 121.2839 | 534.355 | 121.2839
506.4 | 410.9495 | 8.9523 | 47.9406 | 0 | 0 | 64.1469 | 0 | 0% | 531.9894 | 121.0398 | 531.9894 | 121.0398
506.42 | 409.225 | 8.9515 | 47.7423 | 0 | 0 | 64.1484 | 0 | 0% | 530.0671 | 120.8421 | 530.0671 | 120.8421
506.44 | 407.9306 | 8.9506 | 47.5941 | 0 | 0 | 64.1495 | 0 | 0% | 528.6248 | 120.6942 | 528.6248 | 120.6942
506.46 | 407.0039 | 8.9496 | 47.489 | 0 | 0 | 64.1501 | 0 | 0% | 527.5926 | 120.5887 | 527.5926 | 120.5887
506.48 | 406.3126 | 8.9486 | 47.4113 | 0 | 0 | 64.1504 | 0 | 0% | 526.8228 | 120.5102 | 526.8228 | 120.5102
506.5 | 405.7003 | 8.9475 | 47.3429 | 0 | 0 | 64.1505 | 0 | 0% | 526.1411 | 120.4408 | 526.1411 | 120.4408
506.52 | 405.0384 | 8.9464 | 47.2687 | 0 | 0 | 64.1504 | 0 | 0% | 525.4038 | 120.3654 | 525.4038 | 120.3654
506.54 | 404.2563 | 8.9452 | 47.1805 | 0 | 0 | 64.1501 | 0 | 0% | 524.5321 | 120.2758 | 524.5321 | 120.2758
506.56 | 403.3374 | 8.9441 | 47.0763 | 0 | 0 | 64.1497 | 0 | 0% | 523.5074 | 120.17 | 523.5074 | 120.17
506.58 | 402.2927 | 8.9429 | 46.9574 | 0 | 0 | 64.1492 | 0 | 0% | 522.3422 | 120.0495 | 522.3422 | 120.0495
506.6 | 401.1411 | 8.9417 | 46.8261 | 0 | 6.3369e-14 | 64.1486 | 0 | 0% | 521.0574 | 119.9164 | 521.0574 | 119.9164
506.62 | 399.8995 | 8.9404 | 46.6843 | 0 | 4.719e-14 | 64.1475 | 0 | 0% | 519.6717 | 119.7722 | 519.6717 | 119.7722
506.64 | 398.573 | 8.9388 | 46.533 | 0 | 1.4224e-13 | 64.1444 | 0 | 0% | 518.1891 | 119.6161 | 518.1891 | 119.6161
506.66 | 397.139 | 8.9364 | 46.3697 | 0 | 0 | 64.1369 | 0 | 0% | 516.582 | 119.443 | 516.582 | 119.443
506.68 | 395.5458 | 8.9328 | 46.1889 | 0 | 0 | 64.1229 | 0 | 0% | 514.7904 | 119.2446 | 514.7904 | 119.2446
506.7 | 393.7457 | 8.9283 | 45.9848 | 0 | 0 | 64.1031 | 0 | 0% | 512.7618 | 119.0161 | 512.7618 | 119.0161
506.72 | 391.746 | 8.9237 | 45.7574 | 0 | 0 | 64.0828 | 0 | 0% | 510.5098 | 118.7639 | 510.5098 | 118.7639
506.74 | 389.6312 | 8.9203 | 45.5154 | 0 | 0 | 64.0696 | 0 | 0% | 508.1365 | 118.5053 | 508.1365 | 118.5053
506.76 | 387.5405 | 8.9187 | 45.2746 | 0 | 0 | 64.0668 | 0 | 0% | 505.8005 | 118.26 | 505.8005 | 118.26
506.78 | 385.6372 | 8.9182 | 45.0546 | 0 | 0 | 64.0701 | 0 | 0% | 503.6801 | 118.0429 | 503.6801 | 118.0429
506.8 | 384.1041 | 8.9173 | 44.8782 | 0 | 0 | 64.0716 | 0 | 0% | 501.9712 | 117.8671 | 501.9712 | 117.8671
506.82 | 383.1492 | 8.9155 | 44.7701 | 0 | 7.5503e-14 | 64.0672 | 0 | 0% | 500.902 | 117.7529 | 500.902 | 117.7529
506.84 | 382.9773 | 8.9135 | 44.7538 | 0 | 0 | 64.062 | 0 | 0% | 500.7065 | 117.7292 | 500.7065 | 117.7292
506.86 | 383.709 | 8.9129 | 44.8417 | 0 | 3.5055e-14 | 64.0647 | 0 | 0% | 501.5283 | 117.8193 | 501.5283 | 117.8193
506.88 | 385.2887 | 8.9142 | 45.027 | 0 | 0 | 64.0787 | 0 | 0% | 503.3087 | 118.02 | 503.3087 | 118.02
506.9 | 387.4685 | 8.9165 | 45.2816 | 0 | 0 | 64.0982 | 0 | 0% | 505.7648 | 118.2963 | 505.7648 | 118.2963
506.92 | 389.8935 | 8.9181 | 45.5655 | 0 | 0 | 64.1136 | 0 | 0% | 508.4907 | 118.5972 | 508.4907 | 118.5972
506.94 | 392.2217 | 8.9181 | 45.8394 | 0 | 1.0786e-14 | 64.1202 | 0 | 0% | 511.0994 | 118.8777 | 511.0994 | 118.8777
506.96 | 394.1984 | 8.9169 | 46.0735 | 0 | 0 | 64.1193 | 0 | 0% | 513.308 | 119.1097 | 513.308 | 119.1097
506.98 | 395.6731 | 8.9151 | 46.2493 | 0 | 6.4717e-14 | 64.1154 | 0 | 0% | 514.9529 | 119.2798 | 514.9529 | 119.2798
507 | 396.5894 | 8.9134 | 46.3599 | 0 | 7.011e-14 | 64.1119 | 0 | 0% | 515.9746 | 119.3851 | 515.9746 | 119.3851
507.02 | 396.9702 | 8.9121 | 46.4075 | 0 | 3.7752e-14 | 64.1104 | 0 | 0% | 516.4002 | 119.43 | 516.4002 | 119.43
507.04 | 396.8957 | 8.9112 | 46.4014 | 0 | 0 | 64.1117 | 0 | 0% | 516.32 | 119.4244 | 516.32 | 119.4244
507.06 | 396.4713 | 8.9107 | 46.3541 | 0 | 3.2359e-14 | 64.1154 | 0 | 0% | 515.8516 | 119.3803 | 515.8516 | 119.3803
507.08 | 395.7998 | 8.9104 | 46.2778 | 0 | 1.6179e-14 | 64.1199 | 0 | 0% | 515.1079 | 119.3081 | 515.1079 | 119.3081
507.1 | 394.9765 | 8.9099 | 46.1839 | 0 | 2.7235e-13 | 64.1231 | 0 | 0% | 514.1934 | 119.2169 | 514.1934 | 119.2169
507.12 | 394.1084 | 8.9089 | 46.0852 | 0 | 8.9256e-13 | 64.124 | 0 | 0% | 513.2266 | 119.1181 | 513.2266 | 119.1181
507.14 | 393.328 | 8.9078 | 45.9969 | 0 | 1.9334e-12 | 64.1237 | 0 | 0% | 512.3564 | 119.0284 | 512.3564 | 119.0284
507.16 | 392.783 | 8.9068 | 45.9361 | 0 | 0 | 64.1243 | 0 | 0% | 511.7501 | 118.9672 | 511.7501 | 118.9672
507.18 | 392.6065 | 8.9061 | 45.918 | 0 | 0 | 64.1268 | 0 | 0% | 511.5574 | 118.9509 | 511.5574 | 118.9509
507.2 | 392.8848 | 8.9056 | 45.953 | 0 | 4.0718e-13 | 64.1302 | 0 | 0% | 511.8736 | 118.9888 | 511.8736 | 118.9888
507.22 | 393.6358 | 8.9051 | 46.0433 | 0 | 0 | 64.1332 | 0 | 0% | 512.7174 | 119.0816 | 512.7174 | 119.0816
507.24 | 394.7996 | 8.9044 | 46.182 | 0 | 0 | 64.1357 | 0 | 0% | 514.0217 | 119.2222 | 514.0217 | 119.2222
507.26 | 396.2401 | 8.9037 | 46.3531 | 0 | 0 | 64.1383 | 0 | 0% | 515.6353 | 119.3952 | 515.6353 | 119.3952
507.28 | 397.7599 | 8.9031 | 46.5335 | 0 | 0 | 64.1411 | 0 | 0% | 517.3376 | 119.5777 | 517.3376 | 119.5777
507.3 | 399.1349 | 8.9024 | 46.697 | 0 | 5.7976e-14 | 64.1432 | 0 | 0% | 518.8775 | 119.7426 | 518.8775 | 119.7426
507.32 | 400.1624 | 8.9012 | 46.8203 | 0 | 0 | 64.1428 | 0 | 0% | 520.0268 | 119.8643 | 520.0268 | 119.8643
507.34 | 400.7041 | 8.8992 | 46.8875 | 0 | 8.0896e-15 | 64.1376 | 0 | 0% | 520.6284 | 119.9243 | 520.6284 | 119.9243
507.36 | 400.7094 | 8.896 | 46.8931 | 0 | 0 | 64.1254 | 0 | 0% | 520.6241 | 119.9146 | 520.6241 | 119.9146
507.38 | 400.2233 | 8.8916 | 46.8423 | 0 | 0 | 64.1064 | 0 | 0% | 520.0637 | 119.8403 | 520.0637 | 119.8403
507.4 | 399.3724 | 8.8868 | 46.7493 | 0 | 4.719e-15 | 64.085 | 0 | 0% | 519.0935 | 119.721 | 519.0935 | 119.721
507.42 | 398.3205 | 8.8832 | 46.6315 | 0 | 2.8044e-13 | 64.0702 | 0 | 0% | 517.9053 | 119.5849 | 517.9053 | 119.5849
507.44 | 397.1984 | 8.882 | 46.5033 | 0 | 3.4111e-13 | 64.0695 | 0 | 0% | 516.6532 | 119.4548 | 516.6532 | 119.4548
507.46 | 396.061 | 8.8832 | 46.371 | 0 | 1.0921e-13 | 64.0828 | 0 | 0% | 515.398 | 119.337 | 515.398 | 119.337
507.48 | 394.915 | 8.8854 | 46.2367 | 0 | 3.2898e-13 | 64.1021 | 0 | 0% | 514.1392 | 119.2243 | 514.1392 | 119.2243
507.5 | 393.7949 | 8.8873 | 46.1058 | 0 | 8.8986e-14 | 64.119 | 0 | 0% | 512.9071 | 119.1121 | 512.9071 | 119.1121
507.52 | 392.8106 | 8.8881 | 45.9918 | 0 | 1.6179e-14 | 64.1301 | 0 | 0% | 511.8206 | 119.01 | 511.8206 | 119.01
507.54 | 392.1267 | 8.8881 | 45.9137 | 0 | 1.6011e-14 | 64.1365 | 0 | 0% | 511.065 | 118.9383 | 511.065 | 118.9383
507.56 | 391.905 | 8.8877 | 45.89 | 0 | 0 | 64.1405 | 0 | 0% | 510.8232 | 118.9182 | 510.8232 | 118.9182
507.58 | 392.2525 | 8.8871 | 45.9333 | 0 | 0 | 64.1431 | 0 | 0% | 511.216 | 118.9635 | 511.216 | 118.9635
507.6 | 393.189 | 8.8863 | 46.0456 | 0 | 9.4042e-14 | 64.1449 | 0 | 0% | 512.2659 | 119.0768 | 512.2659 | 119.0768
507.62 | 394.6283 | 8.8853 | 46.217 | 0 | 2.9409e-14 | 64.1457 | 0 | 0% | 513.8763 | 119.248 | 513.8763 | 119.248
507.64 | 396.3768 | 8.8841 | 46.4248 | 0 | 0 | 64.1449 | 0 | 0% | 515.8306 | 119.4538 | 515.8306 | 119.4538
507.66 | 398.1567 | 8.8823 | 46.6368 | 0 | 0 | 64.1412 | 0 | 0% | 517.8171 | 119.6604 | 517.8171 | 119.6604
507.68 | 399.6489 | 8.8799 | 46.8158 | 0 | 0 | 64.1334 | 0 | 0% | 519.478 | 119.829 | 519.478 | 119.829
507.7 | 400.5486 | 8.8766 | 46.9262 | 0 | 0 | 64.1205 | 0 | 0% | 520.4718 | 119.9232 | 520.4718 | 119.9232
507.72 | 400.6264 | 8.8724 | 46.941 | 0 | 4.0448e-14 | 64.103 | 0 | 0% | 520.5429 | 119.9165 | 520.5429 | 119.9165
507.74 | 399.7843 | 8.868 | 46.8484 | 0 | 8.629e-14 | 64.0839 | 0 | 0% | 519.5846 | 119.8003 | 519.5846 | 119.8003
507.76 | 398.0852 | 8.8644 | 46.6546 | 0 | 1.2943e-13 | 64.0692 | 0 | 0% | 517.6735 | 119.5883 | 517.6735 | 119.5883
507.78 | 395.7345 | 8.8627 | 46.3827 | 0 | 6.4717e-14 | 64.0656 | 0 | 0% | 515.0454 | 119.311 | 515.0454 | 119.311
507.8 | 393.0111 | 8.8631 | 46.0651 | 0 | 0 | 64.0745 | 0 | 0% | 512.0138 | 119.0027 | 512.0138 | 119.0027
507.82 | 390.1934 | 8.8647 | 45.7353 | 0 | 4.3016e-05 | 64.0901 | 0 | 0% | 508.8836 | 118.6902 | 508.8836 | 118.6902
507.84 | 387.5215 | 8.866 | 45.4229 | 0 | 0.00040763 | 64.1035 | 0 | 0% | 505.9142 | 118.3928 | 505.9142 | 118.3928
507.86 | 385.1796 | 8.8661 | 45.1501 | 0 | 0.0030486 | 64.1107 | 0 | 0% | 503.3096 | 118.13 | 503.3096 | 118.13
507.88 | 383.2671 | 8.8656 | 44.9283 | 0 | 0.017994 | 64.1142 | 0 | 0% | 501.1932 | 117.9262 | 501.1932 | 117.9262
507.9 | 381.7685 | 8.8653 | 44.7549 | 0 | 0.08382 | 64.1184 | 0 | 0% | 499.5908 | 117.8224 | 499.5908 | 117.8224
507.92 | 380.5696 | 8.8651 | 44.6164 | 0 | 0.30815 | 64.1238 | 0 | 0% | 498.483 | 117.9135 | 498.483 | 117.9135
507.94 | 379.5248 | 8.8647 | 44.4962 | 0 | 0.8941 | 64.1276 | 0 | 0% | 497.9074 | 118.3826 | 497.9074 | 118.3826
507.96 | 378.5335 | 8.8634 | 44.383 | 0 | 2.0474 | 64.1268 | 0 | 0% | 497.954 | 119.4206 | 497.954 | 119.4206
507.98 | 377.5716 | 8.8612 | 44.2741 | 0 | 3.7001 | 64.1202 | 0 | 0% | 498.5272 | 120.9556 | 498.5272 | 120.9556
508 | 376.6714 | 8.8581 | 44.1732 | 0 | 5.2773 | 64.1084 | 0 | 0% | 499.0884 | 122.417 | 499.0884 | 122.417
508.02 | 375.8779 | 8.8543 | 44.0854 | 0 | 5.9404 | 64.0929 | 0 | 0% | 498.8509 | 122.973 | 498.8509 | 122.973
508.04 | 375.213 | 8.8506 | 44.0126 | 0 | 5.2773 | 64.0778 | 0 | 0% | 497.4313 | 122.2183 | 497.4313 | 122.2183
508.06 | 374.6431 | 8.848 | 43.9499 | 0 | 3.7001 | 64.0692 | 0 | 0% | 495.2102 | 120.5672 | 495.2102 | 120.5672
508.08 | 374.0507 | 8.8473 | 43.8829 | 0 | 2.0474 | 64.0716 | 0 | 0% | 492.8998 | 118.8492 | 492.8998 | 118.8492
508.1 | 373.2455 | 8.8484 | 43.7894 | 0 | 0.8941 | 64.0841 | 0 | 0% | 490.8614 | 117.6159 | 490.8614 | 117.6159
508.12 | 372.0308 | 8.8502 | 43.647 | 0 | 0.30815 | 64.1011 | 0 | 0% | 488.9373 | 116.9065 | 488.9373 | 116.9065
508.14 | 370.2894 | 8.8518 | 43.4431 | 0 | 0.08382 | 64.1167 | 0 | 0% | 486.7848 | 116.4955 | 486.7848 | 116.4955
508.16 | 368.0355 | 8.8526 | 43.1797 | 0 | 0.017994 | 64.1277 | 0 | 0% | 484.2136 | 116.1781 | 484.2136 | 116.1781
508.18 | 365.415 | 8.8527 | 42.8739 | 0 | 0.0030486 | 64.1347 | 0 | 0% | 481.2794 | 115.8644 | 481.2794 | 115.8644
508.2 | 362.6685 | 8.8524 | 42.5537 | 0 | 0.00040763 | 64.1393 | 0 | 0% | 478.2143 | 115.5458 | 478.2143 | 115.5458
508.22 | 360.0825 | 8.8519 | 42.2524 | 0 | 4.3016e-05 | 64.1427 | 0 | 0% | 475.3295 | 115.2471 | 475.3295 | 115.2471
508.24 | 357.9454 | 8.8512 | 42.004 | 0 | 6.7553e-14 | 64.1448 | 0 | 0% | 472.9454 | 115 | 472.9454 | 115
508.26 | 356.5089 | 8.8502 | 41.838 | 0 | 2.2247e-14 | 64.1456 | 0 | 0% | 471.3426 | 114.8338 | 471.3426 | 114.8338
508.28 | 355.9501 | 8.8491 | 41.7751 | 0 | 7.0784e-14 | 64.1454 | 0 | 0% | 470.7198 | 114.7696 | 470.7198 | 114.7696
508.3 | 356.3408 | 8.8479 | 41.8238 | 0 | 6.5391e-14 | 64.145 | 0 | 0% | 471.1576 | 114.8167 | 471.1576 | 114.8167
508.32 | 357.6316 | 8.8468 | 41.978 | 0 | 0 | 64.1449 | 0 | 0% | 472.6013 | 114.9697 | 472.6013 | 114.9697
508.34 | 359.6658 | 8.8458 | 42.2195 | 0 | 7.1796e-14 | 64.1453 | 0 | 0% | 474.8764 | 115.2106 | 474.8764 | 115.2106
508.36 | 362.2232 | 8.8448 | 42.5224 | 0 | 1.8707e-13 | 64.146 | 0 | 0% | 477.7364 | 115.5132 | 477.7364 | 115.5132
508.38 | 365.0729 | 8.8438 | 42.8596 | 0 | 1.6314e-13 | 64.1464 | 0 | 0% | 480.9228 | 115.8498 | 480.9228 | 115.8498
508.4 | 368.0149 | 8.8426 | 43.2079 | 0 | 1.8674e-13 | 64.1458 | 0 | 0% | 484.2113 | 116.1964 | 484.2113 | 116.1964
508.42 | 370.8993 | 8.8412 | 43.5497 | 0 | 1.7123e-13 | 64.144 | 0 | 0% | 487.4342 | 116.5349 | 487.4342 | 116.5349
508.44 | 373.6225 | 8.8395 | 43.8727 | 0 | 1.146e-13 | 64.1407 | 0 | 0% | 490.4754 | 116.8529 | 490.4754 | 116.8529
508.46 | 376.1103 | 8.8375 | 44.1686 | 0 | 1.328e-13 | 64.1351 | 0 | 0% | 493.2514 | 117.1411 | 493.2514 | 117.1411
508.48 | 378.305 | 8.835 | 44.4304 | 0 | 0 | 64.1269 | 0 | 0% | 495.6973 | 117.3922 | 495.6973 | 117.3922
508.5 | 380.1659 | 8.8323 | 44.6532 | 0 | 0 | 64.1176 | 0 | 0% | 497.769 | 117.6031 | 497.769 | 117.6031
508.52 | 381.6711 | 8.8299 | 44.8339 | 0 | 2.2247e-13 | 64.1105 | 0 | 0% | 499.4454 | 117.7743 | 499.4454 | 117.7743
508.54 | 382.8135 | 8.8285 | 44.9712 | 0 | 1.955e-13 | 64.1083 | 0 | 0% | 500.7215 | 117.908 | 500.7215 | 117.908
508.56 | 383.604 | 8.8279 | 45.0664 | 0 | 2.764e-13 | 64.1115 | 0 | 0% | 501.6098 | 118.0058 | 501.6098 | 118.0058
508.58 | 384.0906 | 8.828 | 45.1254 | 0 | 1.6853e-13 | 64.1183 | 0 | 0% | 502.1623 | 118.0717 | 502.1623 | 118.0717
508.6 | 384.3776 | 8.8284 | 45.1606 | 0 | 8.7638e-14 | 64.1269 | 0 | 0% | 502.4935 | 118.1159 | 502.4935 | 118.1159
508.62 | 384.6169 | 8.8288 | 45.1903 | 0 | 1.4494e-13 | 64.1356 | 0 | 0% | 502.7715 | 118.1546 | 502.7715 | 118.1546
508.64 | 384.9719 | 8.8289 | 45.2338 | 0 | 1.0719e-13 | 64.1426 | 0 | 0% | 503.1771 | 118.2053 | 503.1771 | 118.2053
508.66 | 385.5693 | 8.8284 | 45.3063 | 0 | 6.674e-14 | 64.1464 | 0 | 0% | 503.8505 | 118.2812 | 503.8505 | 118.2812
508.68 | 386.465 | 8.8272 | 45.4147 | 0 | 0 | 64.1457 | 0 | 0% | 504.8527 | 118.3876 | 504.8527 | 118.3876
508.7 | 387.6452 | 8.8251 | 45.5573 | 0 | 0 | 64.1398 | 0 | 0% | 506.1674 | 118.5222 | 506.1674 | 118.5222
508.72 | 389.0601 | 8.8221 | 45.7284 | 0 | 0 | 64.1286 | 0 | 0% | 507.7392 | 118.679 | 507.7392 | 118.679
508.74 | 390.6582 | 8.8184 | 45.9216 | 0 | 0 | 64.1137 | 0 | 0% | 509.512 | 118.8537 | 509.512 | 118.8537
508.76 | 392.3938 | 8.8149 | 46.1309 | 0 | 0 | 64.0993 | 0 | 0% | 511.4389 | 119.045 | 511.4389 | 119.045
508.78 | 394.2109 | 8.8123 | 46.3489 | 0 | 0 | 64.0906 | 0 | 0% | 513.4627 | 119.2518 | 513.4627 | 119.2518
508.8 | 396.0263 | 8.8114 | 46.5652 | 0 | 6.7414e-13 | 64.0916 | 0 | 0% | 515.4945 | 119.4682 | 515.4945 | 119.4682
508.82 | 397.7322 | 8.812 | 46.7672 | 0 | 2.2112e-13 | 64.1017 | 0 | 0% | 517.4131 | 119.6809 | 517.4131 | 119.6809
508.84 | 399.2143 | 8.8134 | 46.9421 | 0 | 4.2875e-13 | 64.1164 | 0 | 0% | 519.0863 | 119.872 | 519.0863 | 119.872
508.86 | 400.3741 | 8.8147 | 47.0793 | 0 | 5.8785e-13 | 64.1302 | 0 | 0% | 520.3983 | 120.0242 | 520.3983 | 120.0242
508.88 | 401.1415 | 8.8153 | 47.171 | 0 | 0 | 64.1401 | 0 | 0% | 521.268 | 120.1264 | 521.268 | 120.1264
508.9 | 401.4868 | 8.8152 | 47.2138 | 0 | 1.2943e-13 | 64.1459 | 0 | 0% | 521.6617 | 120.1748 | 521.6617 | 120.1748
508.92 | 401.4361 | 8.8146 | 47.2104 | 0 | 8.629e-14 | 64.1488 | 0 | 0% | 521.6099 | 120.1738 | 521.6099 | 120.1738
508.94 | 401.0805 | 8.8138 | 47.1714 | 0 | 0 | 64.1504 | 0 | 0% | 521.216 | 120.1355 | 521.216 | 120.1355
508.96 | 400.563 | 8.8129 | 47.1133 | 0 | 0 | 64.1515 | 0 | 0% | 520.6407 | 120.0778 | 520.6407 | 120.0778
508.98 | 400.0479 | 8.8119 | 47.0556 | 0 | 0 | 64.1525 | 0 | 0% | 520.0679 | 120.02 | 520.0679 | 120.02
509 | 399.6901 | 8.8109 | 47.0164 | 0 | 0 | 64.1531 | 0 | 0% | 519.6705 | 119.9804 | 519.6705 | 119.9804
509.02 | 399.6095 | 8.8099 | 47.0099 | 0 | 0 | 64.1533 | 0 | 0% | 519.5826 | 119.9731 | 519.5826 | 119.9731
509.04 | 399.8745 | 8.8088 | 47.0441 | 0 | 4.3023e-05 | 64.1534 | 0 | 0% | 519.8807 | 120.0063 | 519.8807 | 120.0063
509.06 | 400.4926 | 8.8077 | 47.1198 | 0 | 0.00040769 | 64.1534 | 0 | 0% | 520.5739 | 120.0813 | 520.5739 | 120.0813
509.08 | 401.4158 | 8.8066 | 47.2314 | 0 | 0.0030491 | 64.1534 | 0 | 0% | 521.6102 | 120.1944 | 521.6102 | 120.1944
509.1 | 402.557 | 8.8055 | 47.3688 | 0 | 0.017997 | 64.1531 | 0 | 0% | 522.9024 | 120.3453 | 522.9024 | 120.3453
509.12 | 403.8161 | 8.8043 | 47.5201 | 0 | 0.083834 | 64.1525 | 0 | 0% | 524.3768 | 120.5607 | 524.3768 | 120.5607
509.14 | 405.1007 | 8.8031 | 47.6744 | 0 | 0.30821 | 64.1519 | 0 | 0% | 526.0383 | 120.9376 | 526.0383 | 120.9376
509.16 | 406.3378 | 8.8019 | 47.8231 | 0 | 0.89425 | 64.1517 | 0 | 0% | 528.0087 | 121.671 | 528.0087 | 121.671
509.18 | 407.4768 | 8.8009 | 47.9603 | 0 | 2.0477 | 64.1519 | 0 | 0% | 530.4375 | 122.9607 | 530.4375 | 122.9607
509.2 | 408.4921 | 8.7999 | 48.0828 | 0 | 3.7007 | 64.1524 | 0 | 0% | 533.2278 | 124.7358 | 533.2278 | 124.7358
509.22 | 409.3839 | 8.7988 | 48.1909 | 0 | 5.2782 | 64.1528 | 0 | 0% | 535.8046 | 126.4208 | 535.8046 | 126.4208
509.24 | 410.1719 | 8.7977 | 48.2868 | 0 | 5.9414 | 64.1526 | 0 | 0% | 537.3504 | 127.1786 | 537.3504 | 127.1786
509.26 | 410.8789 | 8.7964 | 48.3735 | 0 | 5.2782 | 64.1513 | 0 | 0% | 537.4782 | 126.5993 | 537.4782 | 126.5993
509.28 | 411.5125 | 8.7948 | 48.4517 | 0 | 3.7007 | 64.1483 | 0 | 0% | 536.608 | 125.0955 | 536.608 | 125.0955
509.3 | 412.0577 | 8.7929 | 48.5199 | 0 | 2.0477 | 64.1435 | 0 | 0% | 535.5618 | 123.504 | 535.5618 | 123.504
509.32 | 412.4863 | 8.7906 | 48.5747 | 0 | 0.89425 | 64.1368 | 0 | 0% | 534.8828 | 122.3964 | 534.8828 | 122.3964
509.34 | 412.7839 | 8.7881 | 48.6143 | 0 | 0.30821 | 64.1287 | 0 | 0% | 534.6232 | 121.8393 | 534.6232 | 121.8393
509.36 | 412.9817 | 8.7857 | 48.6421 | 0 | 0.083834 | 64.1208 | 0 | 0% | 534.6141 | 121.6324 | 534.6141 | 121.6324
509.38 | 413.1672 | 8.7838 | 48.6679 | 0 | 0.017997 | 64.1164 | 0 | 0% | 534.7533 | 121.5861 | 534.7533 | 121.5861
509.4 | 413.4495 | 8.783 | 48.7041 | 0 | 0.0030491 | 64.118 | 0 | 0% | 535.0576 | 121.6081 | 535.0576 | 121.6081
509.42 | 413.8954 | 8.7831 | 48.7587 | 0 | 0.00040769 | 64.1249 | 0 | 0% | 535.5625 | 121.6671 | 535.5625 | 121.6671
509.44 | 414.484 | 8.7834 | 48.8298 | 0 | 4.3023e-05 | 64.1332 | 0 | 0% | 536.2305 | 121.7465 | 536.2305 | 121.7465
509.46 | 415.109 | 8.7832 | 48.9058 | 0 | 3.0606e-13 | 64.1382 | 0 | 0% | 536.9362 | 121.8272 | 536.9362 | 121.8272
509.48 | 415.6161 | 8.7819 | 48.9689 | 0 | 1.3887e-13 | 64.1375 | 0 | 0% | 537.5044 | 121.8883 | 537.5044 | 121.8883
509.5 | 415.8527 | 8.7798 | 49.001 | 0 | 1.4157e-13 | 64.1316 | 0 | 0% | 537.7651 | 121.9124 | 537.7651 | 121.9124
509.52 | 415.7193 | 8.7774 | 48.9898 | 0 | 1.3483e-13 | 64.1236 | 0 | 0% | 537.6101 | 121.8908 | 537.6101 | 121.8908
509.54 | 415.2012 | 8.7753 | 48.933 | 0 | 2.0561e-13 | 64.1176 | 0 | 0% | 537.0271 | 121.8259 | 537.0271 | 121.8259
509.56 | 414.3645 | 8.774 | 48.8377 | 0 | 1.7426e-13 | 64.1168 | 0 | 0% | 536.093 | 121.7285 | 536.093 | 121.7285
509.58 | 413.3178 | 8.7738 | 48.7167 | 0 | 1.0651e-13 | 64.1217 | 0 | 0% | 534.9301 | 121.6123 | 534.9301 | 121.6123
509.6 | 412.1599 | 8.7742 | 48.582 | 0 | 9.3705e-14 | 64.1304 | 0 | 0% | 533.6465 | 121.4866 | 533.6465 | 121.4866
509.62 | 410.9342 | 8.7746 | 48.4392 | 0 | 0 | 64.1393 | 0 | 0% | 532.2873 | 121.3531 | 532.2873 | 121.3531
509.64 | 409.6078 | 8.7745 | 48.285 | 0 | 0 | 64.1451 | 0 | 0% | 530.8124 | 121.2047 | 530.8124 | 121.2047
509.66 | 408.0816 | 8.7736 | 48.1081 | 0 | 0 | 64.1465 | 0 | 0% | 529.1098 | 121.0282 | 529.1098 | 121.0282
509.68 | 406.2288 | 8.772 | 47.8932 | 0 | 0 | 64.1437 | 0 | 0% | 527.0377 | 120.8089 | 527.0377 | 120.8089
509.7 | 403.9523 | 8.7701 | 47.6288 | 0 | 0 | 64.1385 | 0 | 0% | 524.4897 | 120.5374 | 524.4897 | 120.5374
509.72 | 401.2418 | 8.7682 | 47.3131 | 0 | 0 | 64.1339 | 0 | 0% | 521.457 | 120.2152 | 521.457 | 120.2152
509.74 | 398.1938 | 8.7668 | 46.957 | 0 | 0 | 64.1322 | 0 | 0% | 518.0499 | 119.8561 | 518.0499 | 119.8561
509.76 | 394.9834 | 8.766 | 46.5812 | 0 | 0 | 64.1342 | 0 | 0% | 514.4649 | 119.4814 | 514.4649 | 119.4814
509.78 | 391.8135 | 8.7657 | 46.2097 | 0 | 0 | 64.1384 | 0 | 0% | 510.9273 | 119.1138 | 510.9273 | 119.1138
509.8 | 388.868 | 8.7653 | 45.8646 | 0 | 0 | 64.1428 | 0 | 0% | 507.6408 | 118.7728 | 507.6408 | 118.7728
509.82 | 386.2775 | 8.7648 | 45.5615 | 0 | 0 | 64.1463 | 0 | 0% | 504.7501 | 118.4726 | 504.7501 | 118.4726
509.84 | 384.0972 | 8.7641 | 45.3069 | 0 | 0 | 64.1486 | 0 | 0% | 502.3169 | 118.2197 | 502.3169 | 118.2197
509.86 | 382.3053 | 8.7633 | 45.0982 | 0 | 5.3931e-15 | 64.1504 | 0 | 0% | 500.3172 | 118.0119 | 500.3172 | 118.0119
509.88 | 380.8232 | 8.7625 | 44.926 | 0 | 1.8876e-14 | 64.1519 | 0 | 0% | 498.6636 | 117.8403 | 498.6636 | 117.8403
509.9 | 379.5495 | 8.7615 | 44.7784 | 0 | 7.8874e-14 | 64.153 | 0 | 0% | 497.2424 | 117.6929 | 497.2424 | 117.6929
509.92 | 378.395 | 8.7605 | 44.645 | 0 | 1.6112e-13 | 64.1534 | 0 | 0% | 495.9539 | 117.5589 | 495.9539 | 117.5589
509.94 | 377.3065 | 8.7592 | 44.5195 | 0 | 5.9324e-14 | 64.1532 | 0 | 0% | 494.7385 | 117.432 | 494.7385 | 117.432
509.96 | 376.271 | 8.7578 | 44.4004 | 0 | 8.2919e-14 | 64.1531 | 0 | 0% | 493.5824 | 117.3114 | 493.5824 | 117.3114
509.98 | 375.3114 | 8.7563 | 44.2902 | 0 | 2.5145e-13 | 64.1544 | 0 | 0% | 492.5123 | 117.2009 | 492.5123 | 117.2009
510 | 374.4805 | 8.7548 | 44.1951 | 0 | 3.5561e-14 | 64.1583 | 0 | 0% | 491.5887 | 117.1081 | 491.5887 | 117.1081
510.02 | 373.8542 | 8.7532 | 44.124 | 0 | 4.2723e-14 | 64.1651 | 0 | 0% | 490.8965 | 117.0423 | 490.8965 | 117.0423
510.04 | 373.5089 | 8.7515 | 44.086 | 0 | 0 | 64.1738 | 0 | 0% | 490.5203 | 117.0114 | 490.5203 | 117.0114
510.06 | 373.4841 | 8.7496 | 44.086 | 0 | 4.1459e-14 | 64.183 | 0 | 0% | 490.5027 | 117.0186 | 490.5027 | 117.0186
510.08 | 373.7508 | 8.7474 | 44.1206 | 0 | 0 | 64.1916 | 0 | 0% | 490.8104 | 117.0596 | 490.8104 | 117.0596
510.1 | 374.2163 | 8.745 | 44.1788 | 0 | 5.4268e-14 | 64.1998 | 0 | 0% | 491.34 | 117.1236 | 491.34 | 117.1236
510.12 | 374.7671 | 8.7427 | 44.247 | 0 | 0 | 64.2087 | 0 | 0% | 491.9655 | 117.1984 | 491.9655 | 117.1984
510.14 | 375.3208 | 8.7407 | 44.3153 | 0 | 4.8706e-14 | 64.219 | 0 | 0% | 492.5958 | 117.2749 | 492.5958 | 117.2749
510.16 | 375.8649 | 8.7388 | 44.3823 | 0 | 1.3483e-15 | 64.2304 | 0 | 0% | 493.2164 | 117.3515 | 493.2164 | 117.3515
510.18 | 376.4667 | 8.7369 | 44.4561 | 0 | 1.3066e-13 | 64.2418 | 0 | 0% | 493.9015 | 117.4349 | 493.9015 | 117.4349
510.2 | 377.2507 | 8.7349 | 44.5516 | 0 | 0 | 64.2522 | 0 | 0% | 494.7895 | 117.5388 | 494.7895 | 117.5388
510.22 | 378.3474 | 8.7326 | 44.6843 | 0 | 2.0293e-13 | 64.2614 | 0 | 0% | 496.0258 | 117.6784 | 496.0258 | 117.6784
510.24 | 379.8363 | 8.7302 | 44.8634 | 0 | 0 | 64.2698 | 0 | 0% | 497.6997 | 117.8635 | 497.6997 | 117.8635
510.26 | 381.7114 | 8.7278 | 45.0883 | 0 | 0 | 64.2775 | 0 | 0% | 499.805 | 118.0936 | 499.805 | 118.0936
510.28 | 383.8796 | 8.7252 | 45.3479 | 0 | 0 | 64.2848 | 0 | 0% | 502.2375 | 118.3579 | 502.2375 | 118.3579
510.3 | 386.1872 | 8.7226 | 45.6241 | 0 | 0 | 64.2917 | 0 | 0% | 504.8255 | 118.6383 | 504.8255 | 118.6383
510.32 | 388.4619 | 8.7199 | 45.8964 | 0 | 0 | 64.2985 | 0 | 0% | 507.3767 | 118.9148 | 507.3767 | 118.9148
510.34 | 390.5537 | 8.7173 | 46.1471 | 0 | 0 | 64.3057 | 0 | 0% | 509.7238 | 119.1701 | 509.7238 | 119.1701
510.36 | 392.3666 | 8.7149 | 46.3647 | 0 | 0 | 64.3139 | 0 | 0% | 511.7601 | 119.3935 | 511.7601 | 119.3935
510.38 | 393.8705 | 8.7128 | 46.5455 | 0 | 0 | 64.3241 | 0 | 0% | 513.4529 | 119.5824 | 513.4529 | 119.5824
510.4 | 395.0855 | 8.7113 | 46.6917 | 0 | 4.719e-14 | 64.3371 | 0 | 0% | 514.8256 | 119.7401 | 514.8256 | 119.7401
510.42 | 396.0521 | 8.71 | 46.8083 | 0 | 8.9997e-14 | 64.3524 | 0 | 0% | 515.9227 | 119.8706 | 515.9227 | 119.8706
510.44 | 396.8114 | 8.7089 | 46.9002 | 0 | 4.4493e-14 | 64.3679 | 0 | 0% | 516.7884 | 119.977 | 516.7884 | 119.977
510.46 | 397.4033 | 8.7074 | 46.9727 | 0 | 5.2625e-14 | 64.3819 | 0 | 0% | 517.4653 | 120.062 | 517.4653 | 120.062
510.48 | 397.8609 | 8.7056 | 47.0297 | 0 | 4.5673e-14 | 64.3937 | 0 | 0% | 517.99 | 120.129 | 517.99 | 120.129
510.5 | 398.1851 | 8.7036 | 47.0711 | 0 | 0 | 64.4041 | 0 | 0% | 518.3639 | 120.1788 | 518.3639 | 120.1788
510.52 | 398.3153 | 8.7015 | 47.0897 | 0 | 9.6739e-14 | 64.4141 | 0 | 0% | 518.5206 | 120.2052 | 518.5206 | 120.2052
510.54 | 398.1348 | 8.6994 | 47.0715 | 0 | 0 | 64.4243 | 0 | 0% | 518.33 | 120.1952 | 518.33 | 120.1952
510.56 | 397.5234 | 8.6974 | 47.0022 | 0 | 0 | 64.435 | 0 | 0% | 517.6581 | 120.1347 | 517.6581 | 120.1347
510.58 | 396.4279 | 8.6955 | 46.8757 | 0 | 0 | 64.4459 | 0 | 0% | 516.445 | 120.0171 | 516.445 | 120.0171
510.6 | 394.9028 | 8.6935 | 46.6984 | 0 | 1.9405e-12 | 64.4568 | 0 | 0% | 514.7515 | 119.8486 | 514.7515 | 119.8486
510.62 | 393.1035 | 8.6915 | 46.4886 | 0 | 8.4056e-14 | 64.4675 | 0 | 0% | 512.7512 | 119.6477 | 512.7512 | 119.6477
510.64 | 391.2491 | 8.6896 | 46.2723 | 0 | 5.3978e-13 | 64.4783 | 0 | 0% | 510.6893 | 119.4402 | 510.6893 | 119.4402
510.66 | 389.5753 | 8.6876 | 46.0773 | 0 | 2.7256e-13 | 64.4893 | 0 | 0% | 508.8295 | 119.2543 | 508.8295 | 119.2543
510.68 | 388.2859 | 8.6857 | 45.9278 | 0 | 1.2299e-13 | 64.5003 | 0 | 0% | 507.3997 | 119.1138 | 507.3997 | 119.1138
510.7 | 387.5013 | 8.6837 | 45.838 | 0 | 0 | 64.5111 | 0 | 0% | 506.5341 | 119.0328 | 506.5341 | 119.0328
510.72 | 387.2156 | 8.6817 | 45.8072 | 0 | 0 | 64.5216 | 0 | 0% | 506.226 | 119.0104 | 506.226 | 119.0104
510.74 | 387.294 | 8.6796 | 45.8196 | 0 | 0 | 64.5317 | 0 | 0% | 506.3248 | 119.0308 | 506.3248 | 119.0308
510.76 | 387.5237 | 8.6774 | 45.8499 | 0 | 0 | 64.5414 | 0 | 0% | 506.5924 | 119.0687 | 506.5924 | 119.0687
510.78 | 387.686 | 8.6752 | 45.8723 | 0 | 0 | 64.5507 | 0 | 0% | 506.7843 | 119.0982 | 506.7843 | 119.0982
510.8 | 387.6052 | 8.673 | 45.866 | 0 | 3.851e-14 | 64.5598 | 0 | 0% | 506.7039 | 119.0987 | 506.7039 | 119.0987
510.82 | 387.1625 | 8.6707 | 45.8168 | 0 | 0 | 64.5688 | 0 | 0% | 506.2188 | 119.0563 | 506.2188 | 119.0563
510.84 | 386.3023 | 8.6684 | 45.7182 | 0 | 1.2404e-13 | 64.5779 | 0 | 0% | 505.2668 | 118.9645 | 505.2668 | 118.9645
510.86 | 385.0444 | 8.6662 | 45.5725 | 0 | 9.7076e-14 | 64.5872 | 0 | 0% | 503.8704 | 118.826 | 503.8704 | 118.826
510.88 | 383.4942 | 8.6641 | 45.3921 | 0 | 3.2359e-14 | 64.5972 | 0 | 0% | 502.1477 | 118.6534 | 502.1477 | 118.6534
510.9 | 381.8242 | 8.6621 | 45.1974 | 0 | 5.3931e-15 | 64.608 | 0 | 0% | 500.2917 | 118.4675 | 500.2917 | 118.4675
510.92 | 380.2269 | 8.6603 | 45.0112 | 0 | 0 | 64.6195 | 0 | 0% | 498.5178 | 118.291 | 498.5178 | 118.291
510.94 | 378.8667 | 8.6584 | 44.8529 | 0 | 0 | 64.6312 | 0 | 0% | 497.0093 | 118.1426 | 497.0093 | 118.1426
510.96 | 377.8529 | 8.6566 | 44.7357 | 0 | 4.1459e-14 | 64.6426 | 0 | 0% | 495.8877 | 118.0349 | 495.8877 | 118.0349
510.98 | 377.2336 | 8.6546 | 44.6653 | 0 | 1.7528e-13 | 64.6534 | 0 | 0% | 495.2069 | 117.9734 | 495.2069 | 117.9734
511 | 377.0023 | 8.6526 | 44.6409 | 0 | 2.5583e-13 | 64.664 | 0 | 0% | 494.9598 | 117.9574 | 494.9598 | 117.9574
511.02 | 377.1151 | 8.6505 | 44.6572 | 0 | 3.0842e-13 | 64.6742 | 0 | 0% | 495.097 | 117.982 | 495.097 | 117.982
511.04 | 377.5235 | 8.6484 | 44.7087 | 0 | 1.6213e-13 | 64.684 | 0 | 0% | 495.5645 | 118.041 | 495.5645 | 118.041
511.06 | 378.2169 | 8.6461 | 44.794 | 0 | 1.6988e-13 | 64.693 | 0 | 0% | 496.35 | 118.1331 | 496.35 | 118.1331
511.08 | 379.2406 | 8.6437 | 44.9186 | 0 | 3.519e-13 | 64.7012 | 0 | 0% | 497.5041 | 118.2635 | 497.5041 | 118.2635
511.1 | 380.6612 | 8.6412 | 45.0903 | 0 | 2.0527e-13 | 64.7087 | 0 | 0% | 499.1014 | 118.4401 | 499.1014 | 118.4401
511.12 | 382.4935 | 8.6386 | 45.3108 | 0 | 3.8291e-13 | 64.7161 | 0 | 0% | 501.1591 | 118.6656 | 501.1591 | 118.6656
511.14 | 384.6477 | 8.6363 | 45.5694 | 0 | 0 | 64.7244 | 0 | 0% | 503.5777 | 118.93 | 503.5777 | 118.93
511.16 | 386.938 | 8.634 | 45.8439 | 0 | 1.0112e-13 | 64.7338 | 0 | 0% | 506.1497 | 119.2117 | 506.1497 | 119.2117
511.18 | 389.1378 | 8.6319 | 46.1077 | 0 | 2.8314e-14 | 64.7437 | 0 | 0% | 508.6211 | 119.4833 | 508.6211 | 119.4833
511.2 | 391.044 | 8.6297 | 46.3368 | 0 | 9.1683e-14 | 64.753 | 0 | 0% | 510.7635 | 119.7195 | 510.7635 | 119.7195
511.22 | 392.5274 | 8.6274 | 46.5159 | 0 | 2.5617e-14 | 64.7615 | 0 | 0% | 512.4322 | 119.9048 | 512.4322 | 119.9048
511.24 | 393.5605 | 8.625 | 46.6417 | 0 | 0 | 64.7701 | 0 | 0% | 513.5974 | 120.0369 | 513.5974 | 120.0369
511.26 | 394.2162 | 8.6229 | 46.7226 | 0 | 2.0224e-14 | 64.7803 | 0 | 0% | 514.342 | 120.1258 | 514.342 | 120.1258
511.28 | 394.6387 | 8.6212 | 46.7755 | 0 | 0 | 64.7924 | 0 | 0% | 514.8277 | 120.189 | 514.8277 | 120.189
511.3 | 394.9962 | 8.6196 | 46.8205 | 0 | 0 | 64.8056 | 0 | 0% | 515.2419 | 120.2457 | 515.2419 | 120.2457
511.32 | 395.4324 | 8.618 | 46.875 | 0 | 0 | 64.8187 | 0 | 0% | 515.744 | 120.3116 | 515.744 | 120.3116
511.34 | 396.0386 | 8.6163 | 46.9497 | 0 | 0 | 64.8309 | 0 | 0% | 516.4354 | 120.3968 | 516.4354 | 120.3968
511.36 | 396.8584 | 8.6144 | 47.0499 | 0 | 3.3033e-14 | 64.8422 | 0 | 0% | 517.3649 | 120.5065 | 517.3649 | 120.5065
511.38 | 397.9084 | 8.6124 | 47.1776 | 0 | 3.1617e-13 | 64.8529 | 0 | 0% | 518.5514 | 120.6429 | 518.5514 | 120.6429
511.4 | 399.1868 | 8.6104 | 47.3324 | 0 | 8.1806e-13 | 64.8633 | 0 | 0% | 519.9929 | 120.8061 | 519.9929 | 120.8061
511.42 | 400.6621 | 8.6083 | 47.5107 | 0 | 1.4453e-12 | 64.8734 | 0 | 0% | 521.6544 | 120.9924 | 521.6544 | 120.9924
511.44 | 402.2633 | 8.6062 | 47.7039 | 0 | 4.7257e-13 | 64.8835 | 0 | 0% | 523.4569 | 121.1935 | 523.4569 | 121.1935
511.46 | 403.89 | 8.604 | 47.9002 | 0 | 0 | 64.8934 | 0 | 0% | 525.2876 | 121.3976 | 525.2876 | 121.3976
511.48 | 405.4351 | 8.6019 | 48.0868 | 0 | 1.0112e-13 | 64.9032 | 0 | 0% | 527.0271 | 121.5919 | 527.0271 | 121.5919
511.5 | 406.8068 | 8.5998 | 48.2529 | 0 | 5.4201e-13 | 64.9129 | 0 | 0% | 528.5723 | 121.7656 | 528.5723 | 121.7656
511.52 | 407.9406 | 8.5976 | 48.3908 | 0 | 2.4943e-13 | 64.9225 | 0 | 0% | 529.8514 | 121.9109 | 529.8514 | 121.9109
511.54 | 408.8052 | 8.5954 | 48.4967 | 0 | 0 | 64.9319 | 0 | 0% | 530.8292 | 122.024 | 530.8292 | 122.024
511.56 | 409.4041 | 8.5931 | 48.5712 | 0 | 0 | 64.9411 | 0 | 0% | 531.5096 | 122.1055 | 531.5096 | 122.1055
511.58 | 409.7755 | 8.5909 | 48.6187 | 0 | 0 | 64.9504 | 0 | 0% | 531.9355 | 122.16 | 531.9355 | 122.16
511.6 | 409.9878 | 8.5888 | 48.6473 | 0 | 3.5729e-14 | 64.9602 | 0 | 0% | 532.184 | 122.1962 | 532.184 | 122.1962
511.62 | 410.1288 | 8.5868 | 48.6672 | 0 | 5.7302e-14 | 64.9707 | 0 | 0% | 532.3534 | 122.2246 | 532.3534 | 122.2246
511.64 | 410.2889 | 8.5848 | 48.6894 | 0 | 9.4379e-14 | 64.9816 | 0 | 0% | 532.5447 | 122.2558 | 532.5447 | 122.2558
511.66 | 410.5429 | 8.5829 | 48.7227 | 0 | 1.4022e-13 | 64.9926 | 0 | 0% | 532.8411 | 122.2981 | 532.8411 | 122.2981
511.68 | 410.9354 | 8.5809 | 48.7725 | 0 | 1.0786e-13 | 65.0032 | 0 | 0% | 533.292 | 122.3566 | 533.292 | 122.3566
511.7 | 411.4744 | 8.5788 | 48.8398 | 0 | 1.8876e-13 | 65.0134 | 0 | 0% | 533.9063 | 122.432 | 533.9063 | 122.432
511.72 | 412.133 | 8.5766 | 48.9213 | 0 | 3.883e-13 | 65.0232 | 0 | 0% | 534.6542 | 122.5212 | 534.6542 | 122.5212
511.74 | 412.856 | 8.5744 | 49.0106 | 0 | 0 | 65.0326 | 0 | 0% | 535.4735 | 122.6176 | 535.4735 | 122.6176
511.76 | 413.5672 | 8.5722 | 49.0985 | 0 | 2.5887e-13 | 65.0416 | 0 | 0% | 536.2794 | 122.7123 | 536.2794 | 122.7123
511.78 | 414.1829 | 8.5699 | 49.1751 | 0 | 3.0201e-13 | 65.0505 | 0 | 0% | 536.9785 | 122.7955 | 536.9785 | 122.7955
511.8 | 414.6331 | 8.5677 | 49.232 | 0 | 0 | 65.0598 | 0 | 0% | 537.4926 | 122.8595 | 537.4926 | 122.8595
511.82 | 414.8858 | 8.5656 | 49.2654 | 0 | 0 | 65.0698 | 0 | 0% | 537.7866 | 122.9007 | 537.7866 | 122.9007
511.84 | 414.9619 | 8.5636 | 49.2777 | 0 | 0 | 65.0805 | 0 | 0% | 537.8836 | 122.9217 | 537.8836 | 122.9217
511.86 | 414.9274 | 8.5616 | 49.2768 | 0 | 0 | 65.0916 | 0 | 0% | 537.8574 | 122.93 | 537.8574 | 122.93
511.88 | 414.8696 | 8.5597 | 49.2731 | 0 | 0 | 65.1026 | 0 | 0% | 537.805 | 122.9354 | 537.805 | 122.9354
511.9 | 414.8635 | 8.5577 | 49.2756 | 0 | 0 | 65.1133 | 0 | 0% | 537.8101 | 122.9466 | 537.8101 | 122.9466
511.92 | 414.9421 | 8.5557 | 49.2883 | 0 | 0 | 65.1236 | 0 | 0% | 537.9096 | 122.9675 | 537.9096 | 122.9675
511.94 | 415.083 | 8.5535 | 49.3084 | 0 | 0 | 65.1335 | 0 | 0% | 538.0785 | 122.9954 | 538.0785 | 122.9954
511.96 | 415.2205 | 8.5514 | 49.3282 | 0 | 0 | 65.1431 | 0 | 0% | 538.2432 | 123.0226 | 538.2432 | 123.0226
511.98 | 415.2732 | 8.5492 | 49.3379 | 0 | 3.0336e-14 | 65.1525 | 0 | 0% | 538.3127 | 123.0395 | 538.3127 | 123.0395
512 | 415.1737 | 8.5469 | 49.3296 | 0 | 0 | 65.1618 | 0 | 0% | 538.212 | 123.0383 | 538.212 | 123.0383
512.02 | 414.8893 | 8.5447 | 49.2993 | 0 | 1.7797e-13 | 65.1713 | 0 | 0% | 537.9046 | 123.0153 | 537.9046 | 123.0153
512.04 | 414.4288 | 8.5426 | 49.248 | 0 | 4.8875e-14 | 65.1812 | 0 | 0% | 537.4006 | 122.9718 | 537.4006 | 122.9718
512.06 | 413.8342 | 8.5405 | 49.1808 | 0 | 0 | 65.1912 | 0 | 0% | 536.7468 | 122.9126 | 536.7468 | 122.9126
512.08 | 413.1596 | 8.5384 | 49.1041 | 0 | 0 | 65.2012 | 0 | 0% | 536.0033 | 122.8437 | 536.0033 | 122.8437
512.1 | 412.4396 | 8.5363 | 49.022 | 0 | 0 | 65.2108 | 0 | 0% | 535.2087 | 122.7691 | 535.2087 | 122.7691
512.12 | 411.661 | 8.534 | 48.933 | 0 | 4.3987e-14 | 65.22 | 0 | 0% | 534.348 | 122.6871 | 534.348 | 122.6871
512.14 | 410.7554 | 8.5317 | 48.829 | 0 | 9.1851e-14 | 65.229 | 0 | 0% | 533.3451 | 122.5897 | 533.3451 | 122.5897
512.16 | 409.6269 | 8.5295 | 48.6984 | 0 | 1.9348e-13 | 65.2381 | 0 | 0% | 532.093 | 122.466 | 532.093 | 122.466
512.18 | 408.197 | 8.5274 | 48.5318 | 0 | 7.9548e-14 | 65.2479 | 0 | 0% | 530.504 | 122.3071 | 530.504 | 122.3071
512.2 | 406.4436 | 8.5253 | 48.3266 | 0 | 0 | 65.2584 | 0 | 0% | 528.554 | 122.1104 | 528.554 | 122.1104
512.22 | 404.4192 | 8.5234 | 48.0891 | 0 | 0 | 65.2693 | 0 | 0% | 526.301 | 121.8818 | 526.301 | 121.8818
512.24 | 402.2373 | 8.5214 | 47.8328 | 0 | 4.5841e-14 | 65.2802 | 0 | 0% | 523.8717 | 121.6344 | 523.8717 | 121.6344
512.26 | 400.03 | 8.5194 | 47.5735 | 0 | 0 | 65.2908 | 0 | 0% | 521.4137 | 121.3837 | 521.4137 | 121.3837
512.28 | 397.8945 | 8.5174 | 47.3227 | 0 | 0 | 65.3011 | 0 | 0% | 519.0357 | 121.1412 | 519.0357 | 121.1412
512.3 | 395.8535 | 8.5152 | 47.0832 | 0 | 0 | 65.3111 | 0 | 0% | 516.763 | 120.9095 | 516.763 | 120.9095
512.32 | 393.8488 | 8.5131 | 46.848 | 0 | 0 | 65.3208 | 0 | 0% | 514.5306 | 120.6819 | 514.5306 | 120.6819
512.34 | 391.7714 | 8.5109 | 46.6042 | 0 | 0 | 65.3301 | 0 | 0% | 512.2166 | 120.4452 | 512.2166 | 120.4452
512.36 | 389.5194 | 8.5086 | 46.3397 | 0 | 0 | 65.3391 | 0 | 0% | 509.7068 | 120.1874 | 509.7068 | 120.1874
512.38 | 387.0535 | 8.5063 | 46.0497 | 0 | 0 | 65.348 | 0 | 0% | 506.9574 | 119.904 | 506.9574 | 119.904
512.4 | 384.4193 | 8.5041 | 45.7397 | 0 | 1.0146e-13 | 65.357 | 0 | 0% | 504.0201 | 119.6008 | 504.0201 | 119.6008
512.42 | 381.7298 | 8.5019 | 45.4229 | 0 | 0 | 65.3667 | 0 | 0% | 501.0213 | 119.2915 | 501.0213 | 119.2915
512.44 | 379.1214 | 8.4998 | 45.1157 | 0 | 0 | 65.3769 | 0 | 0% | 498.1138 | 118.9924 | 498.1138 | 118.9924
512.46 | 376.7091 | 8.4978 | 44.8318 | 0 | 0 | 65.3873 | 0 | 0% | 495.426 | 118.7169 | 495.426 | 118.7169
512.48 | 374.5552 | 8.4957 | 44.5785 | 0 | 1.3483e-15 | 65.3976 | 0 | 0% | 493.0271 | 118.4719 | 493.0271 | 118.4719
512.5 | 372.6597 | 8.4936 | 44.356 | 0 | 0 | 65.4077 | 0 | 0% | 490.9171 | 118.2574 | 490.9171 | 118.2574
512.52 | 370.9709 | 8.4915 | 44.1582 | 0 | 0 | 65.4176 | 0 | 0% | 489.0382 | 118.0673 | 489.0382 | 118.0673
512.54 | 369.4121 | 8.4894 | 43.9757 | 0 | 2.1572e-14 | 65.4275 | 0 | 0% | 487.3047 | 117.8926 | 487.3047 | 117.8926
512.56 | 367.9147 | 8.4873 | 43.8005 | 0 | 0 | 65.4374 | 0 | 0% | 485.6399 | 117.7252 | 485.6399 | 117.7252
512.58 | 366.4453 | 8.4852 | 43.6286 | 0 | 1.6179e-14 | 65.4474 | 0 | 0% | 484.0065 | 117.5612 | 484.0065 | 117.5612
512.6 | 365.0159 | 8.4831 | 43.4614 | 0 | 2.1572e-14 | 65.4575 | 0 | 0% | 482.4179 | 117.402 | 482.4179 | 117.402
512.62 | 363.6757 | 8.481 | 43.3048 | 0 | 0 | 65.4676 | 0 | 0% | 480.9291 | 117.2534 | 480.9291 | 117.2534
512.64 | 362.4981 | 8.4789 | 43.1675 | 0 | 0 | 65.4777 | 0 | 0% | 479.6222 | 117.1241 | 479.6222 | 117.1241
512.66 | 361.5663 | 8.4768 | 43.0595 | 0 | 0 | 65.4878 | 0 | 0% | 478.5904 | 117.0241 | 478.5904 | 117.0241
512.68 | 360.9547 | 8.4747 | 42.9896 | 0 | 0 | 65.4978 | 0 | 0% | 477.9168 | 116.9621 | 477.9168 | 116.9621
512.7 | 360.6961 | 8.4726 | 42.9618 | 0 | 8.629e-14 | 65.5077 | 0 | 0% | 477.6381 | 116.942 | 477.6381 | 116.942
512.72 | 360.7483 | 8.4705 | 42.971 | 0 | 9.1683e-14 | 65.5174 | 0 | 0% | 477.7072 | 116.9589 | 477.7072 | 116.9589
512.74 | 360.9903 | 8.4683 | 43.0028 | 0 | 6.4717e-14 | 65.5271 | 0 | 0% | 477.9885 | 116.9982 | 477.9885 | 116.9982
512.76 | 361.262 | 8.4662 | 43.0382 | 0 | 0 | 65.5368 | 0 | 0% | 478.3032 | 117.0412 | 478.3032 | 117.0412
512.78 | 361.4297 | 8.464 | 43.0611 | 0 | 0 | 65.5467 | 0 | 0% | 478.5015 | 117.0719 | 478.5015 | 117.0719
512.8 | 361.4396 | 8.4619 | 43.0653 | 0 | 0 | 65.5567 | 0 | 0% | 478.5234 | 117.0839 | 478.5234 | 117.0839
512.82 | 361.3409 | 8.4598 | 43.0565 | 0 | 0 | 65.5667 | 0 | 0% | 478.424 | 117.083 | 478.424 | 117.083
512.84 | 361.2707 | 8.4577 | 43.0511 | 0 | 0 | 65.5769 | 0 | 0% | 478.3563 | 117.0857 | 478.3563 | 117.0857
512.86 | 361.4052 | 8.4557 | 43.0701 | 0 | 0 | 65.5871 | 0 | 0% | 478.518 | 117.1128 | 478.518 | 117.1128
512.88 | 361.8984 | 8.4536 | 43.1318 | 0 | 1.5775e-13 | 65.5973 | 0 | 0% | 479.0811 | 117.1827 | 479.0811 | 117.1827
512.9 | 362.8278 | 8.4515 | 43.2457 | 0 | 9.0334e-14 | 65.6074 | 0 | 0% | 480.1324 | 117.3046 | 480.1324 | 117.3046
512.92 | 364.1662 | 8.4494 | 43.4083 | 0 | 1.1696e-13 | 65.6173 | 0 | 0% | 481.6412 | 117.475 | 481.6412 | 117.475
512.94 | 365.7888 | 8.4472 | 43.6048 | 0 | 1.5792e-13 | 65.627 | 0 | 0% | 483.4679 | 117.6791 | 483.4679 | 117.6791
512.96 | 367.5182 | 8.4451 | 43.8141 | 0 | 2.9291e-13 | 65.6366 | 0 | 0% | 485.414 | 117.8958 | 485.414 | 117.8958
512.98 | 369.186 | 8.4429 | 44.0162 | 0 | 1.2067e-13 | 65.6461 | 0 | 0% | 487.2912 | 118.1051 | 487.2912 | 118.1051
513 | 370.6862 | 8.4407 | 44.1982 | 0 | 1.3752e-13 | 65.6556 | 0 | 0% | 488.9807 | 118.2945 | 488.9807 | 118.2945
513.02 | 372.0012 | 8.4385 | 44.3582 | 0 | 1.9415e-13 | 65.6651 | 0 | 0% | 490.4631 | 118.4618 | 490.4631 | 118.4618
513.04 | 373.1926 | 8.4364 | 44.5035 | 0 | 6.7414e-14 | 65.6747 | 0 | 0% | 491.8071 | 118.6145 | 491.8071 | 118.6145
513.06 | 374.3569 | 8.4342 | 44.6455 | 0 | 1.0786e-14 | 65.6845 | 0 | 0% | 493.121 | 118.7641 | 493.121 | 118.7641
513.08 | 375.5678 | 8.4321 | 44.793 | 0 | 0 | 65.6943 | 0 | 0% | 494.4872 | 118.9194 | 494.4872 | 118.9194
513.1 | 376.8313 | 8.43 | 44.9468 | 0 | 0 | 65.7042 | 0 | 0% | 495.9123 | 119.081 | 495.9123 | 119.081
513.12 | 378.0684 | 8.4279 | 45.0975 | 0 | 0 | 65.7142 | 0 | 0% | 497.3079 | 119.2395 | 497.3079 | 119.2395
513.14 | 379.1318 | 8.4258 | 45.2275 | 0 | 0 | 65.7242 | 0 | 0% | 498.5092 | 119.3774 | 498.5092 | 119.3774
513.16 | 379.8511 | 8.4237 | 45.3164 | 0 | 0 | 65.7343 | 0 | 0% | 499.3255 | 119.4743 | 499.3255 | 119.4743
513.18 | 380.0935 | 8.4216 | 45.3483 | 0 | 4.8192e-13 | 65.7445 | 0 | 0% | 499.6079 | 119.5145 | 499.6079 | 119.5145
513.2 | 379.8222 | 8.4195 | 45.3191 | 0 | 0 | 65.7547 | 0 | 0% | 499.3155 | 119.4933 | 499.3155 | 119.4933
513.22 | 379.1334 | 8.4174 | 45.24 | 0 | 0 | 65.7648 | 0 | 0% | 498.5556 | 119.4222 | 498.5556 | 119.4222
513.24 | 378.2501 | 8.4153 | 45.1377 | 0 | 1.8808e-13 | 65.7748 | 0 | 0% | 497.5779 | 119.3278 | 497.5779 | 119.3278
513.26 | 377.4677 | 8.4132 | 45.0475 | 0 | 6.7414e-15 | 65.7847 | 0 | 0% | 496.7131 | 119.2454 | 496.7131 | 119.2454
513.28 | 377.0718 | 8.4111 | 45.0034 | 0 | 7.9548e-14 | 65.7945 | 0 | 0% | 496.2808 | 119.209 | 496.2808 | 119.209
513.3 | 377.2599 | 8.4089 | 45.029 | 0 | 1.6449e-13 | 65.8043 | 0 | 0% | 496.5021 | 119.2422 | 496.5021 | 119.2422
513.32 | 378.0907 | 8.4068 | 45.1313 | 0 | 1.0651e-13 | 65.8141 | 0 | 0% | 497.4429 | 119.3522 | 497.4429 | 119.3522
513.34 | 379.4792 | 8.4047 | 45.3003 | 0 | 1.3382e-13 | 65.8237 | 0 | 0% | 499.0079 | 119.5287 | 499.0079 | 119.5287
513.36 | 381.2412 | 8.4025 | 45.5138 | 0 | 1.4309e-13 | 65.8334 | 0 | 0% | 500.9909 | 119.7497 | 500.9909 | 119.7497
513.38 | 383.1596 | 8.4003 | 45.7461 | 0 | 2.5786e-13 | 65.843 | 0 | 0% | 503.149 | 119.9894 | 503.149 | 119.9894
513.4 | 385.0399 | 8.3982 | 45.9739 | 0 | 1.4212e-13 | 65.8527 | 0 | 0% | 505.2646 | 120.2247 | 505.2646 | 120.2247
513.42 | 386.7394 | 8.396 | 46.1801 | 0 | 1.5775e-13 | 65.8624 | 0 | 0% | 507.178 | 120.4385 | 507.178 | 120.4385
513.44 | 388.1719 | 8.3939 | 46.3544 | 0 | 9.4716e-14 | 65.8723 | 0 | 0% | 508.7925 | 120.6207 | 508.7925 | 120.6207
513.46 | 389.2959 | 8.3918 | 46.492 | 0 | 2.8786e-13 | 65.8823 | 0 | 0% | 510.062 | 120.7661 | 510.062 | 120.7661
513.48 | 390.095 | 8.3897 | 46.5907 | 0 | 1.955e-13 | 65.8923 | 0 | 0% | 510.9676 | 120.8727 | 510.9676 | 120.8727
513.5 | 390.5597 | 8.3876 | 46.6495 | 0 | 7.2133e-14 | 65.9022 | 0 | 0% | 511.4989 | 120.9393 | 511.4989 | 120.9393
513.52 | 390.6811 | 8.3854 | 46.6674 | 0 | 1.4022e-13 | 65.912 | 0 | 0% | 511.6459 | 120.9648 | 511.6459 | 120.9648
513.54 | 390.4597 | 8.3833 | 46.6442 | 0 | 2.764e-14 | 65.9218 | 0 | 0% | 511.409 | 120.9493 | 511.409 | 120.9493
513.56 | 389.9265 | 8.3812 | 46.5838 | 0 | 1.3061e-13 | 65.9316 | 0 | 0% | 510.8231 | 120.8966 | 510.8231 | 120.8966
513.58 | 389.1613 | 8.3791 | 46.4957 | 0 | 1.2733e-13 | 65.9415 | 0 | 0% | 509.9775 | 120.8162 | 509.9775 | 120.8162
513.6 | 388.2909 | 8.3769 | 46.3949 | 0 | 9.5896e-14 | 65.9514 | 0 | 0% | 509.0142 | 120.7233 | 509.0142 | 120.7233
513.62 | 387.464 | 8.3748 | 46.2994 | 0 | 8.7132e-14 | 65.9613 | 0 | 0% | 508.0995 | 120.6355 | 508.0995 | 120.6355
513.64 | 386.8152 | 8.3727 | 46.2251 | 0 | 5.0897e-14 | 65.9712 | 0 | 0% | 507.3842 | 120.569 | 507.3842 | 120.569
513.66 | 386.4318 | 8.3706 | 46.1825 | 0 | 6.7414e-14 | 65.981 | 0 | 0% | 506.9659 | 120.5341 | 506.9659 | 120.5341
513.68 | 386.324 | 8.3684 | 46.1728 | 0 | 0 | 65.9909 | 0 | 0% | 506.8562 | 120.5322 | 506.8562 | 120.5322
513.7 | 386.4006 | 8.3663 | 46.1853 | 0 | 0 | 66.0007 | 0 | 0% | 506.9529 | 120.5522 | 506.9529 | 120.5522
513.72 | 386.4675 | 8.3642 | 46.1965 | 0 | 1.5505e-13 | 66.0105 | 0 | 0% | 507.0386 | 120.5711 | 507.0386 | 120.5711
513.74 | 386.2764 | 8.362 | 46.1769 | 0 | 7.7526e-14 | 66.0203 | 0 | 0% | 506.8356 | 120.5592 | 506.8356 | 120.5592
513.76 | 385.6228 | 8.3599 | 46.1021 | 0 | 0 | 66.03 | 0 | 0% | 506.1147 | 120.492 | 506.1147 | 120.492
513.78 | 384.4373 | 8.3578 | 45.9637 | 0 | 0 | 66.0397 | 0 | 0% | 504.7985 | 120.3611 | 504.7985 | 120.3611
513.8 | 382.8058 | 8.3556 | 45.7719 | 0 | 0 | 66.0494 | 0 | 0% | 502.9827 | 120.1769 | 502.9827 | 120.1769
513.82 | 380.9155 | 8.3534 | 45.5492 | 0 | 5.5985e-14 | 66.0589 | 0 | 0% | 500.8771 | 119.9615 | 500.8771 | 119.9615
513.84 | 378.9846 | 8.3512 | 45.3216 | 0 | 5.9959e-14 | 66.0684 | 0 | 0% | 498.7259 | 119.7413 | 498.7259 | 119.7413
513.86 | 377.22 | 8.3491 | 45.1139 | 0 | 1.4486e-13 | 66.078 | 0 | 0% | 496.761 | 119.5409 | 496.761 | 119.5409
513.88 | 375.7947 | 8.3469 | 44.9467 | 0 | 1.6044e-13 | 66.0876 | 0 | 0% | 495.176 | 119.3812 | 495.176 | 119.3812
513.9 | 374.814 | 8.3448 | 44.8326 | 0 | 2.0494e-13 | 66.0974 | 0 | 0% | 494.0887 | 119.2748 | 494.0887 | 119.2748
513.92 | 374.2715 | 8.3427 | 44.7709 | 0 | 1.0786e-13 | 66.1073 | 0 | 0% | 493.4924 | 119.2209 | 493.4924 | 119.2209
513.94 | 374.0368 | 8.3406 | 44.7459 | 0 | 8.629e-14 | 66.1173 | 0 | 0% | 493.2406 | 119.2038 | 493.2406 | 119.2038
513.96 | 373.9001 | 8.3385 | 44.7327 | 0 | 0 | 66.1274 | 0 | 0% | 493.0986 | 119.1985 | 493.0986 | 119.1985
513.98 | 373.6519 | 8.3364 | 44.7061 | 0 | 0 | 66.1374 | 0 | 0% | 492.8318 | 119.1798 | 492.8318 | 119.1798
514 | 373.1502 | 8.3343 | 44.6492 | 0 | 0 | 66.1473 | 0 | 0% | 492.281 | 119.1308 | 492.281 | 119.1308
514.02 | 372.3469 | 8.3321 | 44.5562 | 0 | 0 | 66.1573 | 0 | 0% | 491.3925 | 119.0455 | 491.3925 | 119.0455
514.04 | 371.2697 | 8.33 | 44.4304 | 0 | 6.9032e-13 | 66.1671 | 0 | 0% | 490.1972 | 118.9275 | 490.1972 | 118.9275
514.06 | 369.973 | 8.3279 | 44.2783 | 0 | 0 | 66.1769 | 0 | 0% | 488.7561 | 118.7831 | 488.7561 | 118.7831
514.08 | 368.4941 | 8.3257 | 44.1045 | 0 | 0 | 66.1867 | 0 | 0% | 487.111 | 118.6169 | 487.111 | 118.6169
514.1 | 366.8495 | 8.3236 | 43.9108 | 0 | 0 | 66.1964 | 0 | 0% | 485.2803 | 118.4308 | 485.2803 | 118.4308
514.12 | 365.0661 | 8.3214 | 43.7005 | 0 | 0 | 66.2061 | 0 | 0% | 483.294 | 118.228 | 483.294 | 118.228
514.14 | 363.2086 | 8.3193 | 43.4813 | 0 | 0 | 66.2156 | 0 | 0% | 481.2248 | 118.0162 | 481.2248 | 118.0162
514.16 | 361.3791 | 8.3171 | 43.2654 | 0 | 0 | 66.2252 | 0 | 0% | 479.1868 | 117.8077 | 479.1868 | 117.8077
514.18 | 359.7035 | 8.3149 | 43.068 | 0 | 0 | 66.2346 | 0 | 0% | 477.3211 | 117.6176 | 477.3211 | 117.6176
514.2 | 358.3327 | 8.3127 | 42.907 | 0 | 0 | 66.2441 | 0 | 0% | 475.7966 | 117.4639 | 475.7966 | 117.4639
514.22 | 357.452 | 8.3106 | 42.8047 | 0 | 0 | 66.2537 | 0 | 0% | 474.821 | 117.3689 | 474.821 | 117.3689
514.24 | 357.265 | 8.3084 | 42.7854 | 0 | 0 | 66.2633 | 0 | 0% | 474.6222 | 117.3572 | 474.6222 | 117.3572
514.26 | 357.9375 | 8.3063 | 42.869 | 0 | 5.5616e-15 | 66.2732 | 0 | 0% | 475.386 | 117.4485 | 475.386 | 117.4485
514.28 | 359.5292 | 8.3042 | 43.0627 | 0 | 1.7494e-13 | 66.2831 | 0 | 0% | 477.1793 | 117.65 | 477.1793 | 117.65
514.3 | 361.9577 | 8.3021 | 43.3566 | 0 | 2.4235e-13 | 66.2932 | 0 | 0% | 479.9096 | 117.9519 | 479.9096 | 117.9519
514.32 | 365.0048 | 8.3 | 43.7247 | 0 | 1.0685e-13 | 66.3033 | 0 | 0% | 483.3328 | 118.3279 | 483.3328 | 118.3279
514.34 | 368.3458 | 8.2979 | 44.128 | 0 | 2.9999e-13 | 66.3134 | 0 | 0% | 487.085 | 118.7392 | 487.085 | 118.7392
514.36 | 371.5838 | 8.2958 | 44.519 | 0 | 4.7594e-13 | 66.3234 | 0 | 0% | 490.722 | 119.1382 | 490.722 | 119.1382
514.38 | 374.2982 | 8.2937 | 44.8473 | 0 | 2.7977e-13 | 66.3335 | 0 | 0% | 493.7726 | 119.4745 | 493.7726 | 119.4745
514.4 | 376.1236 | 8.2916 | 45.0691 | 0 | 3.91e-14 | 66.3435 | 0 | 0% | 495.8278 | 119.7042 | 495.8278 | 119.7042
514.42 | 376.8471 | 8.2895 | 45.1589 | 0 | 0 | 66.3534 | 0 | 0% | 496.6488 | 119.8018 | 496.6488 | 119.8018
514.44 | 376.4656 | 8.2874 | 45.1163 | 0 | 0 | 66.3633 | 0 | 0% | 496.2326 | 119.767 | 496.2326 | 119.767
514.46 | 375.1664 | 8.2853 | 44.9637 | 0 | 0 | 66.3732 | 0 | 0% | 494.7886 | 119.6222 | 494.7886 | 119.6222
514.48 | 373.2484 | 8.2831 | 44.737 | 0 | 0 | 66.3831 | 0 | 0% | 492.6516 | 119.4032 | 492.6516 | 119.4032
514.5 | 371.0372 | 8.281 | 44.475 | 0 | 0 | 66.393 | 0 | 0% | 490.1863 | 119.1491 | 490.1863 | 119.1491
514.52 | 368.824 | 8.2789 | 44.2129 | 0 | 4.1122e-14 | 66.4029 | 0 | 0% | 487.7187 | 118.8946 | 487.7187 | 118.8946
514.54 | 366.8417 | 8.2768 | 43.9783 | 0 | 1.1663e-13 | 66.4128 | 0 | 0% | 485.5096 | 118.6679 | 485.5096 | 118.6679
514.56 | 365.273 | 8.2747 | 43.7934 | 0 | 1.7089e-13 | 66.4226 | 0 | 0% | 483.7637 | 118.4907 | 483.7637 | 118.4907
514.58 | 364.2637 | 8.2725 | 43.6755 | 0 | 9.4379e-15 | 66.4325 | 0 | 0% | 482.6442 | 118.3805 | 482.6442 | 118.3805
514.6 | 363.9105 | 8.2704 | 43.6363 | 0 | 5.9324e-14 | 66.4423 | 0 | 0% | 482.2595 | 118.349 | 482.2595 | 118.349
514.62 | 364.2292 | 8.2683 | 43.6777 | 0 | 1.564e-13 | 66.4521 | 0 | 0% | 482.6273 | 118.398 | 482.6273 | 118.398
514.64 | 365.1426 | 8.2661 | 43.7904 | 0 | 1.2943e-13 | 66.4618 | 0 | 0% | 483.661 | 118.5184 | 483.661 | 118.5184
514.66 | 366.511 | 8.264 | 43.9577 | 0 | 1.8337e-13 | 66.4716 | 0 | 0% | 485.2043 | 118.6933 | 485.2043 | 118.6933
514.68 | 368.1791 | 8.2619 | 44.161 | 0 | 5.9324e-14 | 66.4813 | 0 | 0% | 487.0832 | 118.9041 | 487.0832 | 118.9041
514.7 | 369.994 | 8.2597 | 44.382 | 0 | 1.3752e-13 | 66.4909 | 0 | 0% | 489.1265 | 119.1326 | 489.1265 | 119.1326
514.72 | 371.7962 | 8.2575 | 44.6014 | 0 | 4.2471e-14 | 66.5005 | 0 | 0% | 491.1556 | 119.3594 | 491.1556 | 119.3594
514.74 | 373.4187 | 8.2553 | 44.7993 | 0 | 0 | 66.51 | 0 | 0% | 492.9834 | 119.5647 | 492.9834 | 119.5647
514.76 | 374.7167 | 8.2532 | 44.9584 | 0 | 0 | 66.5194 | 0 | 0% | 494.4476 | 119.7309 | 494.4476 | 119.7309
514.78 | 375.6071 | 8.251 | 45.0685 | 0 | 0 | 66.5288 | 0 | 0% | 495.4554 | 119.8483 | 495.4554 | 119.8483
514.8 | 376.0822 | 8.2488 | 45.1289 | 0 | 0 | 66.5382 | 0 | 0% | 495.998 | 119.9158 | 495.998 | 119.9158
514.82 | 376.1892 | 8.2466 | 45.145 | 0 | 1.3685e-13 | 66.5475 | 0 | 0% | 496.1284 | 119.9391 | 496.1284 | 119.9391
514.84 | 375.9948 | 8.2444 | 45.1251 | 0 | 8.8666e-13 | 66.5569 | 0 | 0% | 495.9211 | 119.9263 | 495.9211 | 119.9263
514.86 | 375.5595 | 8.2422 | 45.0761 | 0 | 6.17e-13 | 66.5663 | 0 | 0% | 495.4441 | 119.8846 | 495.4441 | 119.8846
514.88 | 374.9317 | 8.24 | 45.0041 | 0 | 0 | 66.5757 | 0 | 0% | 494.7515 | 119.8198 | 494.7515 | 119.8198
514.9 | 374.1617 | 8.2378 | 44.915 | 0 | 0 | 66.5852 | 0 | 0% | 493.8997 | 119.738 | 493.8997 | 119.738
514.92 | 373.3185 | 8.2357 | 44.817 | 0 | 3.2224e-13 | 66.5948 | 0 | 0% | 492.966 | 119.6475 | 492.966 | 119.6475
514.94 | 372.4913 | 8.2336 | 44.7209 | 0 | 0 | 66.6046 | 0 | 0% | 492.0504 | 119.5591 | 492.0504 | 119.5591
514.96 | 371.767 | 8.2316 | 44.6371 | 0 | 0 | 66.6145 | 0 | 0% | 491.2502 | 119.4832 | 491.2502 | 119.4832
514.98 | 371.204 | 8.2298 | 44.5727 | 0 | 0 | 66.6245 | 0 | 0% | 490.631 | 119.427 | 490.631 | 119.427
515 | 370.8253 | 8.2282 | 44.5303 | 0 | 0 | 66.6346 | 0 | 0% | 490.2184 | 119.3931 | 490.2184 | 119.3931
515.02 | 370.6296 | 8.2269 | 44.5099 | 0 | 0 | 66.6446 | 0 | 0% | 490.011 | 119.3815 | 490.011 | 119.3815
515.04 | 370.6004 | 8.2258 | 44.5095 | 0 | 0 | 66.6547 | 0 | 0% | 489.9904 | 119.39 | 489.9904 | 119.39
515.06 | 370.7022 | 8.2248 | 44.5249 | 0 | 4.2471e-14 | 66.6647 | 0 | 0% | 490.1165 | 119.4143 | 490.1165 | 119.4143
515.08 | 370.879 | 8.2239 | 44.5493 | 0 | 0 | 66.6746 | 0 | 0% | 490.3268 | 119.4477 | 490.3268 | 119.4477
515.1 | 371.0778 | 8.223 | 44.5764 | 0 | 3.3707e-14 | 66.6844 | 0 | 0% | 490.5615 | 119.4837 | 490.5615 | 119.4837
515.12 | 371.2845 | 8.2221 | 44.6044 | 0 | 9.3199e-14 | 66.6941 | 0 | 0% | 490.8051 | 119.5206 | 490.8051 | 119.5206
515.14 | 371.5334 | 8.2212 | 44.6376 | 0 | 1.6727e-14 | 66.7037 | 0 | 0% | 491.0959 | 119.5625 | 491.0959 | 119.5625
515.16 | 371.8696 | 8.2203 | 44.6813 | 0 | 4.028e-14 | 66.7132 | 0 | 0% | 491.4843 | 119.6147 | 491.4843 | 119.6147
515.18 | 372.2988 | 8.2194 | 44.7362 | 0 | 0 | 66.7226 | 0 | 0% | 491.9769 | 119.6781 | 491.9769 | 119.6781
515.2 | 372.7754 | 8.2184 | 44.7968 | 0 | 0 | 66.732 | 0 | 0% | 492.5226 | 119.7472 | 492.5226 | 119.7472
515.22 | 373.2318 | 8.2175 | 44.8549 | 0 | 4.6904e-14 | 66.7414 | 0 | 0% | 493.0456 | 119.8139 | 493.0456 | 119.8139
515.24 | 373.6074 | 8.2166 | 44.9034 | 0 | 5.8558e-14 | 66.7509 | 0 | 0% | 493.4782 | 119.8709 | 493.4782 | 119.8709
515.26 | 373.8458 | 8.2157 | 44.9353 | 0 | 0 | 66.7605 | 0 | 0% | 493.7573 | 119.9115 | 493.7573 | 119.9115
515.28 | 373.8803 | 8.2148 | 44.9427 | 0 | 0 | 66.7703 | 0 | 0% | 493.808 | 119.9277 | 493.808 | 119.9277
515.3 | 373.6435 | 8.2139 | 44.9174 | 0 | 0 | 66.7801 | 0 | 0% | 493.555 | 119.9115 | 493.555 | 119.9115
515.32 | 373.1058 | 8.2131 | 44.8559 | 0 | 0 | 66.7901 | 0 | 0% | 492.9649 | 119.8591 | 492.9649 | 119.8591
515.34 | 372.3069 | 8.2123 | 44.763 | 0 | 0 | 66.8002 | 0 | 0% | 492.0824 | 119.7755 | 492.0824 | 119.7755
515.36 | 371.3529 | 8.2115 | 44.6514 | 0 | 1.0213e-13 | 66.8103 | 0 | 0% | 491.0261 | 119.6732 | 491.0261 | 119.6732
515.38 | 370.3872 | 8.2106 | 44.5384 | 0 | 0 | 66.8204 | 0 | 0% | 489.9567 | 119.5695 | 489.9567 | 119.5695
515.4 | 369.5606 | 8.2098 | 44.4421 | 0 | 1.4696e-13 | 66.8306 | 0 | 0% | 489.0431 | 119.4825 | 489.0431 | 119.4825
515.42 | 369.0097 | 8.209 | 44.379 | 0 | 0 | 66.8407 | 0 | 0% | 488.4384 | 119.4287 | 488.4384 | 119.4287
515.44 | 368.8394 | 8.2082 | 44.3616 | 0 | 3.8426e-14 | 66.8508 | 0 | 0% | 488.26 | 119.4206 | 488.26 | 119.4206
515.46 | 369.1077 | 8.2074 | 44.397 | 0 | 0 | 66.8609 | 0 | 0% | 488.5729 | 119.4652 | 488.5729 | 119.4652
515.48 | 369.8173 | 8.2065 | 44.4855 | 0 | 0 | 66.8709 | 0 | 0% | 489.3803 | 119.5629 | 489.3803 | 119.5629
515.5 | 370.9225 | 8.2057 | 44.6216 | 0 | 0 | 66.8809 | 0 | 0% | 490.6307 | 119.7082 | 490.6307 | 119.7082
515.52 | 372.3468 | 8.2048 | 44.7961 | 0 | 0 | 66.8908 | 0 | 0% | 492.2386 | 119.8917 | 492.2386 | 119.8917
515.54 | 374.0022 | 8.204 | 44.9984 | 0 | 0 | 66.9007 | 0 | 0% | 494.1054 | 120.1031 | 494.1054 | 120.1031
515.56 | 375.8007 | 8.2031 | 45.218 | 0 | 6.2695e-14 | 66.9106 | 0 | 0% | 496.1324 | 120.3317 | 496.1324 | 120.3317
515.58 | 377.6592 | 8.2023 | 45.4449 | 0 | 7.2807e-14 | 66.9204 | 0 | 0% | 498.2268 | 120.5676 | 498.2268 | 120.5676
515.6 | 379.5057 | 8.2014 | 45.6704 | 0 | 7.82e-14 | 66.9303 | 0 | 0% | 500.3078 | 120.8021 | 500.3078 | 120.8021
515.62 | 381.286 | 8.2005 | 45.8879 | 0 | 1.7662e-13 | 66.9401 | 0 | 0% | 502.3146 | 121.0286 | 502.3146 | 121.0286
515.64 | 382.9626 | 8.1997 | 46.093 | 0 | 2.0494e-13 | 66.95 | 0 | 0% | 504.2052 | 121.2426 | 504.2052 | 121.2426
515.66 | 384.5038 | 8.1988 | 46.2819 | 0 | 1.7797e-13 | 66.9597 | 0 | 0% | 505.9442 | 121.4404 | 505.9442 | 121.4404
515.68 | 385.8761 | 8.1979 | 46.4504 | 0 | 2.373e-13 | 66.9694 | 0 | 0% | 507.4939 | 121.6178 | 507.4939 | 121.6178
515.7 | 387.0525 | 8.197 | 46.5955 | 0 | 5.7976e-14 | 66.979 | 0 | 0% | 508.824 | 121.7715 | 508.824 | 121.7715
515.72 | 388.0313 | 8.1961 | 46.7168 | 0 | 0 | 66.9885 | 0 | 0% | 509.9327 | 121.9014 | 509.9327 | 121.9014
515.74 | 388.8361 | 8.1952 | 46.8171 | 0 | 1.7528e-13 | 66.998 | 0 | 0% | 510.8465 | 122.0103 | 510.8465 | 122.0103
515.76 | 389.4881 | 8.1943 | 46.8991 | 0 | 0 | 67.0075 | 0 | 0% | 511.589 | 122.1009 | 511.589 | 122.1009
515.78 | 389.9809 | 8.1934 | 46.9619 | 0 | 0 | 67.0172 | 0 | 0% | 512.1534 | 122.1724 | 512.1534 | 122.1724
515.8 | 390.2975 | 8.1925 | 47.0034 | 0 | 0 | 67.027 | 0 | 0% | 512.5203 | 122.2228 | 512.5203 | 122.2228
515.82 | 390.459 | 8.1917 | 47.0262 | 0 | 0 | 67.0369 | 0 | 0% | 512.7137 | 122.2547 | 512.7137 | 122.2547
515.84 | 390.553 | 8.1908 | 47.0408 | 0 | 3.455e-14 | 67.0469 | 0 | 0% | 512.8315 | 122.2785 | 512.8315 | 122.2785
515.86 | 390.7057 | 8.19 | 47.0625 | 0 | 8.6795e-15 | 67.057 | 0 | 0% | 513.0152 | 122.3095 | 513.0152 | 122.3095
515.88 | 391.0264 | 8.1892 | 47.1045 | 0 | 3.6993e-14 | 67.067 | 0 | 0% | 513.387 | 122.3607 | 513.387 | 122.3607
515.9 | 391.5711 | 8.1884 | 47.1734 | 0 | 7.5503e-14 | 67.0771 | 0 | 0% | 514.01 | 122.4388 | 514.01 | 122.4388
515.92 | 392.3414 | 8.1875 | 47.2695 | 0 | 4.2134e-14 | 67.0871 | 0 | 0% | 514.8856 | 122.5441 | 514.8856 | 122.5441
515.94 | 393.2939 | 8.1867 | 47.3877 | 0 | 5.292e-14 | 67.097 | 0 | 0% | 515.9653 | 122.6713 | 515.9653 | 122.6713
515.96 | 394.3417 | 8.1858 | 47.5173 | 0 | 0 | 67.1069 | 0 | 0% | 517.1517 | 122.81 | 517.1517 | 122.81
515.98 | 395.351 | 8.185 | 47.6423 | 0 | 0 | 67.1167 | 0 | 0% | 518.2949 | 122.944 | 518.2949 | 122.944
516 | 396.1523 | 8.1841 | 47.7422 | 0 | 0 | 67.1266 | 0 | 0% | 519.2052 | 123.0529 | 519.2052 | 123.0529
516.02 | 396.5751 | 8.1832 | 47.7966 | 0 | 0 | 67.1364 | 0 | 0% | 519.6914 | 123.1162 | 519.6914 | 123.1162
516.04 | 396.4969 | 8.1824 | 47.7905 | 0 | 0 | 67.1463 | 0 | 0% | 519.6161 | 123.1192 | 519.6161 | 123.1192
516.06 | 395.8872 | 8.1815 | 47.7204 | 0 | 0 | 67.1561 | 0 | 0% | 518.9452 | 123.058 | 518.9452 | 123.058
516.08 | 394.8262 | 8.1806 | 47.5959 | 0 | 8.629e-14 | 67.166 | 0 | 0% | 517.7687 | 122.9425 | 517.7687 | 122.9425
516.1 | 393.4837 | 8.1798 | 47.4374 | 0 | 0 | 67.1759 | 0 | 0% | 516.2768 | 122.7931 | 516.2768 | 122.7931
516.12 | 392.0641 | 8.1789 | 47.2697 | 0 | 0 | 67.1857 | 0 | 0% | 514.6985 | 122.6343 | 514.6985 | 122.6343
516.14 | 390.7486 | 8.1781 | 47.1145 | 0 | 0 | 67.1956 | 0 | 0% | 513.2367 | 122.4881 | 513.2367 | 122.4881
516.16 | 389.6578 | 8.1772 | 46.9864 | 0 | 0 | 67.2054 | 0 | 0% | 512.0268 | 122.369 | 512.0268 | 122.369
516.18 | 388.8429 | 8.1764 | 46.8915 | 0 | 4.6515e-14 | 67.2153 | 0 | 0% | 511.1261 | 122.2832 | 511.1261 | 122.2832
516.2 | 388.2937 | 8.1755 | 46.8288 | 0 | 0 | 67.2251 | 0 | 0% | 510.5231 | 122.2294 | 510.5231 | 122.2294
516.22 | 387.956 | 8.1746 | 46.7915 | 0 | 0 | 67.2349 | 0 | 0% | 510.157 | 122.201 | 510.157 | 122.201
516.24 | 387.7512 | 8.1737 | 46.7702 | 0 | 2.7471e-14 | 67.2446 | 0 | 0% | 509.9398 | 122.1886 | 509.9398 | 122.1886
516.26 | 387.5937 | 8.1729 | 46.7547 | 0 | 2.3173e-13 | 67.2543 | 0 | 0% | 509.7755 | 122.1818 | 509.7755 | 122.1818
516.28 | 387.4021 | 8.172 | 46.735 | 0 | 1.087e-13 | 67.264 | 0 | 0% | 509.5731 | 122.171 | 509.5731 | 122.171
516.3 | 387.1043 | 8.1711 | 46.7025 | 0 | 1.4005e-13 | 67.2737 | 0 | 0% | 509.2516 | 122.1473 | 509.2516 | 122.1473
516.32 | 386.6374 | 8.1702 | 46.6495 | 0 | 0 | 67.2835 | 0 | 0% | 508.7407 | 122.1033 | 508.7407 | 122.1033
516.34 | 385.95 | 8.1694 | 46.5699 | 0 | 0 | 67.2934 | 0 | 0% | 507.9827 | 122.0327 | 507.9827 | 122.0327
516.36 | 385.0039 | 8.1685 | 46.459 | 0 | 0 | 67.3034 | 0 | 0% | 506.9348 | 121.9309 | 506.9348 | 121.9309
516.38 | 383.7721 | 8.1677 | 46.3137 | 0 | 0 | 67.3133 | 0 | 0% | 505.5667 | 121.7946 | 505.5667 | 121.7946
516.4 | 382.2287 | 8.1668 | 46.1307 | 0 | 0 | 67.3232 | 0 | 0% | 503.8494 | 121.6207 | 503.8494 | 121.6207
516.42 | 380.3364 | 8.166 | 45.9056 | 0 | 0 | 67.3331 | 0 | 0% | 501.741 | 121.4046 | 501.741 | 121.4046
516.44 | 378.0427 | 8.1651 | 45.632 | 0 | 0 | 67.343 | 0 | 0% | 499.1827 | 121.14 | 499.1827 | 121.14
516.46 | 375.2904 | 8.1643 | 45.303 | 0 | 0 | 67.3528 | 0 | 0% | 496.1105 | 120.8201 | 496.1105 | 120.8201
516.48 | 372.0314 | 8.1634 | 44.9128 | 0 | 0 | 67.3626 | 0 | 0% | 492.4703 | 120.4388 | 492.4703 | 120.4388
516.5 | 368.231 | 8.1625 | 44.4572 | 0 | 0 | 67.3724 | 0 | 0% | 488.2232 | 119.9922 | 488.2232 | 119.9922
516.52 | 363.8698 | 8.1617 | 43.9339 | 0 | 0 | 67.3821 | 0 | 0% | 483.3474 | 119.4777 | 483.3474 | 119.4777
516.54 | 358.9591 | 8.1608 | 43.3442 | 0 | 0 | 67.3918 | 0 | 0% | 477.8558 | 118.8967 | 477.8558 | 118.8967
516.56 | 353.5772 | 8.1598 | 42.6975 | 0 | 6.4717e-14 | 67.4013 | 0 | 0% | 471.8358 | 118.2586 | 471.8358 | 118.2586
516.58 | 347.898 | 8.1589 | 42.0148 | 0 | 0 | 67.4108 | 0 | 0% | 465.4825 | 117.5845 | 465.4825 | 117.5845
516.6 | 342.1758 | 8.158 | 41.3268 | 0 | 4.3145e-14 | 67.4202 | 0 | 0% | 459.0809 | 116.905 | 459.0809 | 116.905
516.62 | 336.6787 | 8.1571 | 40.6659 | 0 | 0 | 67.4297 | 0 | 0% | 452.9315 | 116.2528 | 452.9315 | 116.2528
516.64 | 331.601 | 8.1562 | 40.0556 | 0 | 9.0604e-13 | 67.4393 | 0 | 0% | 447.2522 | 115.6511 | 447.2522 | 115.6511
516.66 | 326.9975 | 8.1553 | 39.5024 | 0 | 0 | 67.4491 | 0 | 0% | 442.1044 | 115.1068 | 442.1044 | 115.1068
516.68 | 322.769 | 8.1545 | 38.9944 | 0 | 0 | 67.459 | 0 | 0% | 437.3769 | 114.6079 | 437.3769 | 114.6079
516.7 | 318.7147 | 8.1537 | 38.5073 | 0 | 0 | 67.469 | 0 | 0% | 432.8447 | 114.13 | 432.8447 | 114.13
516.72 | 314.6313 | 8.1528 | 38.0166 | 0 | 0 | 67.4791 | 0 | 0% | 428.2799 | 113.6486 | 428.2799 | 113.6486
516.74 | 310.4107 | 8.152 | 37.5093 | 0 | 2.6965e-14 | 67.4892 | 0 | 0% | 423.5613 | 113.1506 | 423.5613 | 113.1506
516.76 | 306.096 | 8.1512 | 36.9905 | 0 | 0 | 67.4993 | 0 | 0% | 418.7371 | 112.6411 | 418.7371 | 112.6411
516.78 | 301.8835 | 8.1504 | 36.4841 | 0 | 3.6403e-14 | 67.5094 | 0 | 0% | 414.0273 | 112.1439 | 414.0273 | 112.1439
516.8 | 298.0773 | 8.1495 | 36.0266 | 0 | 0 | 67.5195 | 0 | 0% | 409.7731 | 111.6957 | 409.7731 | 111.6957
516.82 | 295.008 | 8.1487 | 35.6582 | 0 | 0 | 67.5295 | 0 | 0% | 406.3445 | 111.3365 | 406.3445 | 111.3365
516.84 | 292.9344 | 8.1479 | 35.4102 | 0 | 0 | 67.5395 | 0 | 0% | 404.0319 | 111.0975 | 404.0319 | 111.0975
516.86 | 291.9593 | 8.147 | 35.2948 | 0 | 0 | 67.5494 | 0 | 0% | 402.9505 | 110.9912 | 402.9505 | 110.9912
516.88 | 291.986 | 8.1462 | 35.3006 | 0 | 0 | 67.5592 | 0 | 0% | 402.992 | 111.006 | 402.992 | 111.006
516.9 | 292.7393 | 8.1453 | 35.3943 | 0 | 0 | 67.569 | 0 | 0% | 403.8479 | 111.1086 | 403.8479 | 111.1086
516.92 | 293.8395 | 8.1444 | 35.5298 | 0 | 0 | 67.5788 | 0 | 0% | 405.0926 | 111.2531 | 405.0926 | 111.2531
516.94 | 294.8876 | 8.1436 | 35.6591 | 0 | 0 | 67.5887 | 0 | 0% | 406.2789 | 111.3913 | 406.2789 | 111.3913
516.96 | 295.5275 | 8.1427 | 35.7391 | 0 | 3.2864e-14 | 67.5985 | 0 | 0% | 407.0078 | 111.4802 | 407.0078 | 111.4802
516.98 | 295.4857 | 8.1418 | 35.7366 | 0 | 5.1909e-14 | 67.6083 | 0 | 0% | 406.9724 | 111.4867 | 406.9724 | 111.4867
517 | 294.6046 | 8.141 | 35.6326 | 0 | 6.32e-14 | 67.6181 | 0 | 0% | 405.9962 | 111.3916 | 405.9962 | 111.3916
517.02 | 292.8742 | 8.1401 | 35.4258 | 0 | 5.6459e-14 | 67.6279 | 0 | 0% | 404.0681 | 111.1939 | 404.0681 | 111.1939
517.04 | 290.4367 | 8.1392 | 35.1335 | 0 | 1.382e-13 | 67.6377 | 0 | 0% | 401.3472 | 110.9105 | 401.3472 | 110.9105
517.06 | 287.5462 | 8.1384 | 34.7865 | 0 | 0 | 67.6475 | 0 | 0% | 398.1186 | 110.5724 | 398.1186 | 110.5724
517.08 | 284.5003 | 8.1375 | 34.4205 | 0 | 2.2145e-13 | 67.6573 | 0 | 0% | 394.7156 | 110.2153 | 394.7156 | 110.2153
517.1 | 281.5693 | 8.1366 | 34.0684 | 0 | 4.1796e-14 | 67.6669 | 0 | 0% | 391.4412 | 109.872 | 391.4412 | 109.872
517.12 | 278.9435 | 8.1357 | 33.7533 | 0 | 1.8067e-13 | 67.6765 | 0 | 0% | 388.509 | 109.5655 | 388.509 | 109.5655
517.14 | 276.713 | 8.1348 | 33.4859 | 0 | 2.6965e-13 | 67.6862 | 0 | 0% | 386.0198 | 109.3068 | 386.0198 | 109.3068
517.16 | 274.8865 | 8.1339 | 33.2673 | 0 | 4.8538e-14 | 67.6958 | 0 | 0% | 383.9836 | 109.0971 | 383.9836 | 109.0971
517.18 | 273.4428 | 8.1331 | 33.095 | 0 | 1.2943e-13 | 67.7056 | 0 | 0% | 382.3765 | 108.9337 | 382.3765 | 108.9337
517.2 | 272.3935 | 8.1322 | 32.9704 | 0 | 3.2359e-14 | 67.7156 | 0 | 0% | 381.2117 | 108.8182 | 381.2117 | 108.8182
517.22 | 271.8273 | 8.1314 | 32.9042 | 0 | 5.6627e-14 | 67.7256 | 0 | 0% | 380.5885 | 108.7612 | 380.5885 | 108.7612
517.24 | 271.903 | 8.1306 | 32.9158 | 0 | 5.3931e-14 | 67.7357 | 0 | 0% | 380.685 | 108.782 | 380.685 | 108.782
517.26 | 272.7834 | 8.1297 | 33.0247 | 0 | 2.2921e-14 | 67.7457 | 0 | 0% | 381.6835 | 108.9002 | 381.6835 | 108.9002
517.28 | 274.5446 | 8.1289 | 33.2404 | 0 | 0 | 67.7557 | 0 | 0% | 383.6696 | 109.125 | 383.6696 | 109.125
517.3 | 277.1121 | 8.1281 | 33.5536 | 0 | 0 | 67.7657 | 0 | 0% | 386.5595 | 109.4474 | 386.5595 | 109.4474
517.32 | 280.2515 | 8.1272 | 33.9362 | 0 | 0 | 67.7756 | 0 | 0% | 390.0905 | 109.839 | 390.0905 | 109.839
517.34 | 283.6153 | 8.1264 | 34.346 | 0 | 0 | 67.7855 | 0 | 0% | 393.8731 | 110.2579 | 393.8731 | 110.2579
517.36 | 286.8271 | 8.1255 | 34.7374 | 0 | 0 | 67.7954 | 0 | 0% | 397.4854 | 110.6583 | 397.4854 | 110.6583
517.38 | 289.572 | 8.1247 | 35.0723 | 0 | 0 | 67.8053 | 0 | 0% | 400.5743 | 111.0023 | 400.5743 | 111.0023
517.4 | 291.6623 | 8.1238 | 35.328 | 0 | 0 | 67.8152 | 0 | 0% | 402.9293 | 111.267 | 402.9293 | 111.267
517.42 | 293.0689 | 8.123 | 35.5009 | 0 | 0 | 67.8251 | 0 | 0% | 404.5179 | 111.449 | 404.5179 | 111.449
517.44 | 293.9174 | 8.1221 | 35.6062 | 0 | 0 | 67.835 | 0 | 0% | 405.4808 | 111.5634 | 405.4808 | 111.5634
517.46 | 294.4512 | 8.1213 | 35.6735 | 0 | 0 | 67.8449 | 0 | 0% | 406.0908 | 111.6396 | 406.0908 | 111.6396
517.48 | 294.9746 | 8.1204 | 35.7395 | 0 | 0 | 67.8548 | 0 | 0% | 406.6893 | 111.7147 | 406.6893 | 111.7147
517.5 | 295.7914 | 8.1195 | 35.841 | 0 | 0 | 67.8646 | 0 | 0% | 407.6167 | 111.8252 | 407.6167 | 111.8252
517.52 | 297.1554 | 8.1187 | 36.009 | 0 | 0 | 67.8745 | 0 | 0% | 409.1576 | 112.0022 | 409.1576 | 112.0022
517.54 | 299.2581 | 8.1178 | 36.2665 | 0 | 0 | 67.8843 | 0 | 0% | 411.5268 | 112.2686 | 411.5268 | 112.2686
517.56 | 302.2561 | 8.117 | 36.6325 | 0 | 0 | 67.8942 | 0 | 0% | 414.8998 | 112.6437 | 414.8998 | 112.6437
517.58 | 306.2963 | 8.1161 | 37.125 | 0 | 0 | 67.9039 | 0 | 0% | 419.4413 | 113.145 | 419.4413 | 113.145
517.6 | 311.4896 | 8.1152 | 37.7573 | 0 | 0 | 67.9137 | 0 | 0% | 425.2757 | 113.7862 | 425.2757 | 113.7862
517.62 | 317.8419 | 8.1143 | 38.5302 | 0 | 0 | 67.9233 | 0 | 0% | 432.4098 | 114.5679 | 432.4098 | 114.5679
517.64 | 325.2102 | 8.1134 | 39.4264 | 0 | 1.719e-14 | 67.933 | 0 | 0% | 440.683 | 115.4728 | 440.683 | 115.4728
517.66 | 333.327 | 8.1126 | 40.4135 | 0 | 0 | 67.9426 | 0 | 0% | 449.7956 | 116.4686 | 449.7956 | 116.4686
517.68 | 341.8633 | 8.1117 | 41.4515 | 0 | 0 | 67.9523 | 0 | 0% | 459.3788 | 117.5154 | 459.3788 | 117.5154
517.7 | 350.473 | 8.1108 | 42.4985 | 0 | 0 | 67.9621 | 0 | 0% | 469.0445 | 118.5714 | 469.0445 | 118.5714
517.72 | 358.8094 | 8.11 | 43.5125 | 0 | 5.865e-14 | 67.9721 | 0 | 0% | 478.4039 | 119.5945 | 478.4039 | 119.5945
517.74 | 366.5427 | 8.1091 | 44.4535 | 0 | 0 | 67.9821 | 0 | 0% | 487.0874 | 120.5447 | 487.0874 | 120.5447
517.76 | 373.398 | 8.1083 | 45.2881 | 0 | 7.0784e-15 | 67.9921 | 0 | 0% | 494.7865 | 121.3885 | 494.7865 | 121.3885
517.78 | 379.1946 | 8.1075 | 45.9944 | 0 | 0 | 68.0022 | 0 | 0% | 501.2986 | 122.104 | 501.2986 | 122.104
517.8 | 383.861 | 8.1066 | 46.5637 | 0 | 0 | 68.0121 | 0 | 0% | 506.5435 | 122.6825 | 506.5435 | 122.6825
517.82 | 387.4201 | 8.1058 | 46.9987 | 0 | 4.3819e-14 | 68.0221 | 0 | 0% | 510.5467 | 123.1266 | 510.5467 | 123.1266
517.84 | 389.9602 | 8.1049 | 47.3103 | 0 | 1.2337e-13 | 68.0319 | 0 | 0% | 513.4073 | 123.4471 | 513.4073 | 123.4471
517.86 | 391.6082 | 8.1041 | 47.5137 | 0 | 2.2112e-13 | 68.0417 | 0 | 0% | 515.2676 | 123.6594 | 515.2676 | 123.6594
517.88 | 392.5115 | 8.1032 | 47.6268 | 0 | 2.8044e-13 | 68.0514 | 0 | 0% | 516.2929 | 123.7813 | 516.2929 | 123.7813
517.9 | 392.8279 | 8.1023 | 47.6687 | 0 | 1.7797e-13 | 68.0609 | 0 | 0% | 516.6598 | 123.8319 | 516.6598 | 123.8319
517.92 | 392.7155 | 8.1014 | 47.6587 | 0 | 1.9483e-13 | 68.0704 | 0 | 0% | 516.546 | 123.8305 | 516.546 | 123.8305
517.94 | 392.3202 | 8.1004 | 47.6143 | 0 | 1.9617e-13 | 68.0798 | 0 | 0% | 516.1147 | 123.7946 | 516.1147 | 123.7946
517.96 | 391.7584 | 8.0995 | 47.5497 | 0 | 1.2101e-13 | 68.0892 | 0 | 0% | 515.4969 | 123.7385 | 515.4969 | 123.7385
517.98 | 391.103 | 8.0986 | 47.4737 | 0 | 0 | 68.0987 | 0 | 0% | 514.774 | 123.671 | 514.774 | 123.671
518 | 390.3734 | 8.0977 | 47.3887 | 0 | 0 | 68.1082 | 0 | 0% | 513.9679 | 123.5946 | 513.9679 | 123.5946
518.02 | 389.533 | 8.0968 | 47.2902 | 0 | 0 | 68.1178 | 0 | 0% | 513.0378 | 123.5048 | 513.0378 | 123.5048
518.04 | 388.4908 | 8.0959 | 47.1672 | 0 | 4.542e-14 | 68.1275 | 0 | 0% | 511.8814 | 123.3906 | 511.8814 | 123.3906
518.06 | 387.1069 | 8.0951 | 47.0025 | 0 | 3.1558e-14 | 68.1374 | 0 | 0% | 510.3419 | 123.235 | 510.3419 | 123.235
518.08 | 385.2017 | 8.0942 | 46.7746 | 0 | 1.2015e-13 | 68.1474 | 0 | 0% | 508.218 | 123.0162 | 508.218 | 123.0162
518.1 | 382.5717 | 8.0934 | 46.4585 | 0 | 8.8962e-14 | 68.1575 | 0 | 0% | 505.2811 | 122.7094 | 505.2811 | 122.7094
518.12 | 379.0153 | 8.0926 | 46.0299 | 0 | 1.0948e-13 | 68.1676 | 0 | 0% | 501.3053 | 122.2901 | 501.3053 | 122.2901
518.14 | 374.3703 | 8.0918 | 45.469 | 0 | 2.2633e-14 | 68.1777 | 0 | 0% | 496.1087 | 121.7384 | 496.1087 | 121.7384
518.16 | 368.5544 | 8.0909 | 44.7658 | 0 | 3.594e-14 | 68.1877 | 0 | 0% | 489.5988 | 121.0444 | 489.5988 | 121.0444
518.18 | 361.6006 | 8.0901 | 43.9243 | 0 | 8.5764e-14 | 68.1976 | 0 | 0% | 481.8126 | 120.212 | 481.8126 | 120.212
518.2 | 353.676 | 8.0892 | 42.9648 | 0 | 8.4157e-14 | 68.2074 | 0 | 0% | 472.9374 | 119.2614 | 472.9374 | 119.2614
518.22 | 345.076 | 8.0883 | 41.9231 | 0 | 2.887e-16 | 68.217 | 0 | 0% | 463.3045 | 118.2285 | 463.3045 | 118.2285
518.24 | 336.1923 | 8.0874 | 40.8469 | 0 | 0 | 68.2266 | 0 | 0% | 453.3532 | 117.1609 | 453.3532 | 117.1609
518.26 | 327.4607 | 8.0865 | 39.7891 | 0 | 1.2267e-13 | 68.236 | 0 | 0% | 443.5723 | 116.1115 | 443.5723 | 116.1115
518.28 | 319.2994 | 8.0856 | 38.8004 | 0 | 3.3765e-13 | 68.2454 | 0 | 0% | 434.4307 | 115.1313 | 434.4307 | 115.1313
518.3 | 312.0493 | 8.0847 | 37.9223 | 0 | 6.7623e-13 | 68.2547 | 0 | 0% | 426.3109 | 114.2616 | 426.3109 | 114.2616
518.32 | 305.9244 | 8.0837 | 37.1808 | 0 | 2.4951e-13 | 68.2641 | 0 | 0% | 419.453 | 113.5286 | 419.453 | 113.5286
518.34 | 300.9926 | 8.0828 | 36.5842 | 0 | 6.8211e-13 | 68.2736 | 0 | 0% | 413.9332 | 112.9406 | 413.9332 | 112.9406
518.36 | 297.1969 | 8.0819 | 36.1256 | 0 | 1.2947e-12 | 68.2831 | 0 | 0% | 409.6875 | 112.4907 | 409.6875 | 112.4907
518.38 | 294.4023 | 8.081 | 35.7886 | 0 | 2.6418e-13 | 68.2929 | 0 | 0% | 406.5648 | 112.1625 | 406.5648 | 112.1625
518.4 | 292.4404 | 8.0802 | 35.5527 | 0 | 1.5551e-13 | 68.3027 | 0 | 0% | 404.376 | 111.9356 | 404.376 | 111.9356
518.42 | 291.139 | 8.0793 | 35.3971 | 0 | 0 | 68.3127 | 0 | 0% | 402.9281 | 111.7891 | 402.9281 | 111.7891
518.44 | 290.3406 | 8.0785 | 35.3026 | 0 | 0 | 68.3227 | 0 | 0% | 402.0444 | 111.7038 | 402.0444 | 111.7038
518.46 | 289.9128 | 8.0777 | 35.2531 | 0 | 0 | 68.3328 | 0 | 0% | 401.5764 | 111.6636 | 401.5764 | 111.6636
518.48 | 289.7546 | 8.0769 | 35.2364 | 0 | 9.8506e-14 | 68.3428 | 0 | 0% | 401.4107 | 111.6561 | 401.4107 | 111.6561
518.5 | 289.8001 | 8.076 | 35.2445 | 0 | 1.2953e-13 | 68.3528 | 0 | 0% | 401.4734 | 111.6733 | 401.4734 | 111.6733
518.52 | 290.0206 | 8.0752 | 35.2739 | 0 | 1.3309e-13 | 68.3627 | 0 | 0% | 401.7323 | 111.7117 | 401.7323 | 111.7117
518.54 | 290.4195 | 8.0743 | 35.3249 | 0 | 2.3626e-13 | 68.3726 | 0 | 0% | 402.1913 | 111.7719 | 402.1913 | 111.7719
518.56 | 291.0189 | 8.0735 | 35.4004 | 0 | 1.8987e-13 | 68.3825 | 0 | 0% | 402.8753 | 111.8564 | 402.8753 | 111.8564
518.58 | 291.8477 | 8.0726 | 35.5038 | 0 | 6.5391e-14 | 68.3923 | 0 | 0% | 403.8165 | 111.9688 | 403.8165 | 111.9688
518.6 | 292.9403 | 8.0718 | 35.6393 | 0 | 2.0224e-13 | 68.4022 | 0 | 0% | 405.0536 | 112.1133 | 405.0536 | 112.1133
518.62 | 294.3465 | 8.0709 | 35.813 | 0 | 4.4493e-14 | 68.4121 | 0 | 0% | 406.6425 | 112.296 | 406.6425 | 112.296
518.64 | 296.1409 | 8.0701 | 36.034 | 0 | 3.128e-13 | 68.4219 | 0 | 0% | 408.6668 | 112.526 | 408.6668 | 112.526
518.66 | 298.424 | 8.0692 | 36.3144 | 0 | 0 | 68.4318 | 0 | 0% | 411.2395 | 112.8154 | 411.2395 | 112.8154
518.68 | 301.3174 | 8.0683 | 36.6692 | 0 | 0.00025588 | 68.4416 | 0 | 0% | 414.4969 | 113.1795 | 414.4969 | 113.1795
518.7 | 304.9548 | 8.0675 | 37.1146 | 0 | 0.0024248 | 68.4515 | 0 | 0% | 418.5908 | 113.636 | 418.5908 | 113.636
518.72 | 309.4655 | 8.0666 | 37.6664 | 0 | 0.018412 | 68.4613 | 0 | 0% | 423.6783 | 114.2128 | 423.6783 | 114.2128
518.74 | 314.941 | 8.0658 | 38.3357 | 0 | 0.10966 | 68.4711 | 0 | 0% | 429.9233 | 114.9823 | 429.9233 | 114.9823
518.76 | 321.3878 | 8.0649 | 39.1234 | 0 | 0.51825 | 68.481 | 0 | 0% | 437.5754 | 116.1875 | 437.5754 | 116.1875
518.78 | 328.6873 | 8.064 | 40.015 | 0 | 1.949 | 68.4908 | 0 | 0% | 447.2062 | 118.5189 | 447.2062 | 118.5189
518.8 | 336.5882 | 8.0632 | 40.98 | 0 | 5.8587 | 68.5006 | 0 | 0% | 459.9907 | 123.4024 | 459.9907 | 123.4024
518.82 | 344.7384 | 8.0623 | 41.9754 | 0 | 14.1648 | 68.5103 | 0 | 0% | 477.4511 | 132.7128 | 477.4511 | 132.7128
518.84 | 352.7387 | 8.0614 | 42.9527 | 0 | 27.7717 | 68.52 | 0 | 0% | 500.0446 | 147.3059 | 500.0446 | 147.3059
518.86 | 360.1973 | 8.0605 | 43.8642 | 0 | 44.5862 | 68.5297 | 0 | 0% | 525.2379 | 165.0406 | 525.2379 | 165.0406
518.88 | 366.7728 | 8.0597 | 44.6683 | 0 | 59.1808 | 68.5394 | 0 | 0% | 547.2209 | 180.4481 | 547.2209 | 180.4481
518.9 | 372.2092 | 8.0588 | 45.3337 | 0 | 65.4024 | 68.5491 | 0 | 0% | 559.5533 | 187.344 | 559.5533 | 187.344
518.92 | 376.3637 | 8.0579 | 45.843 | 0 | 60.3051 | 68.559 | 0 | 0% | 559.1287 | 182.765 | 559.1287 | 182.765
518.94 | 379.2141 | 8.0571 | 46.1935 | 0 | 46.2692 | 68.569 | 0 | 0% | 548.3028 | 169.0887 | 548.3028 | 169.0887
518.96 | 380.8373 | 8.0563 | 46.3945 | 0 | 29.5468 | 68.5789 | 0 | 0% | 533.4138 | 152.5765 | 533.4138 | 152.5765
518.98 | 381.3661 | 8.0554 | 46.4623 | 0 | 16.4646 | 68.5889 | 0 | 0% | 520.9373 | 139.5712 | 520.9373 | 139.5712
519 | 380.9445 | 8.0546 | 46.4143 | 0 | 10.5615 | 68.5988 | 0 | 0% | 514.5736 | 133.629 | 514.5736 | 133.629
519.02 | 379.7007 | 8.0537 | 46.2661 | 0 | 12.387 | 68.6086 | 0 | 0% | 515.0161 | 135.3154 | 515.0161 | 135.3154
519.04 | 377.7519 | 8.0528 | 46.032 | 0 | 20.281 | 68.6184 | 0 | 0% | 520.7361 | 142.9842 | 520.7361 | 142.9842
519.06 | 375.2388 | 8.052 | 45.7291 | 0 | 30.3828 | 68.6281 | 0 | 0% | 528.0307 | 152.792 | 528.0307 | 152.792
519.08 | 372.3592 | 8.0511 | 45.3815 | 0 | 37.2306 | 68.6379 | 0 | 0% | 531.6603 | 159.3011 | 531.6603 | 159.3011
519.1 | 369.3626 | 8.0502 | 45.0197 | 0 | 36.6684 | 68.6476 | 0 | 0% | 527.7485 | 158.3859 | 527.7485 | 158.3859
519.12 | 366.5064 | 8.0493 | 44.6749 | 0 | 28.9519 | 68.6572 | 0 | 0% | 516.8398 | 150.3334 | 516.8398 | 150.3334
519.14 | 364.0153 | 8.0484 | 44.3747 | 0 | 18.3116 | 68.6668 | 0 | 0% | 503.4168 | 139.4015 | 503.4168 | 139.4015
519.16 | 362.0754 | 8.0475 | 44.1416 | 0 | 9.2706 | 68.6763 | 0 | 0% | 492.2114 | 130.136 | 492.2114 | 130.136
519.18 | 360.8413 | 8.0466 | 43.9945 | 0 | 3.753 | 68.6858 | 0 | 0% | 485.3212 | 124.4799 | 485.3212 | 124.4799
519.2 | 360.4164 | 8.0457 | 43.9461 | 0 | 1.2135 | 68.6952 | 0 | 0% | 482.3169 | 121.9005 | 482.3169 | 121.9005
519.22 | 360.8026 | 8.0448 | 43.9965 | 0 | 0.31295 | 68.7048 | 0 | 0% | 481.8617 | 121.059 | 481.8617 | 121.059
519.24 | 361.8585 | 8.0439 | 44.1286 | 0 | 0.064287 | 68.7145 | 0 | 0% | 482.8097 | 120.9512 | 482.8097 | 120.9512
519.26 | 363.3018 | 8.0431 | 44.3079 | 0 | 0.010506 | 68.7243 | 0 | 0% | 484.3875 | 121.0857 | 484.3875 | 121.0857
519.28 | 364.7551 | 8.0422 | 44.4883 | 0 | 0.0013636 | 68.7342 | 0 | 0% | 486.0212 | 121.2662 | 486.0212 | 121.2662
519.3 | 365.8156 | 8.0414 | 44.6209 | 0 | 0.00012793 | 68.7442 | 0 | 0% | 487.2223 | 121.4067 | 487.2223 | 121.4067
519.32 | 366.134 | 8.0406 | 44.663 | 0 | 0 | 68.7543 | 0 | 0% | 487.5918 | 121.4578 | 487.5918 | 121.4578
519.34 | 365.4821 | 8.0397 | 44.5866 | 0 | 0 | 68.7643 | 0 | 0% | 486.8727 | 121.3906 | 486.8727 | 121.3906
519.36 | 363.7933 | 8.0389 | 44.3838 | 0 | 0 | 68.7742 | 0 | 0% | 484.9902 | 121.1969 | 484.9902 | 121.1969
519.38 | 361.171 | 8.038 | 44.0671 | 0 | 0 | 68.7841 | 0 | 0% | 482.0602 | 120.8892 | 482.0602 | 120.8892
519.4 | 357.8671 | 8.0372 | 43.6672 | 0 | 0 | 68.7939 | 0 | 0% | 478.3654 | 120.4983 | 478.3654 | 120.4983
519.42 | 354.2346 | 8.0363 | 43.2271 | 0 | 0 | 68.8037 | 0 | 0% | 474.3017 | 120.0671 | 474.3017 | 120.0671
519.44 | 350.6618 | 8.0354 | 42.7944 | 0 | 0 | 68.8133 | 0 | 0% | 470.3049 | 119.6431 | 470.3049 | 119.6431
519.46 | 347.5031 | 8.0345 | 42.4121 | 0 | 0 | 68.8229 | 0 | 0% | 466.7726 | 119.2695 | 466.7726 | 119.2695
519.48 | 345.0229 | 8.0336 | 42.1127 | 0 | 6.1346e-14 | 68.8324 | 0 | 0% | 464.0015 | 118.9786 | 464.0015 | 118.9786
519.5 | 343.3678 | 8.0327 | 41.9139 | 0 | 0 | 68.8418 | 0 | 0% | 462.1561 | 118.7883 | 462.1561 | 118.7883
519.52 | 342.5655 | 8.0318 | 41.8192 | 0 | 9.4379e-15 | 68.8512 | 0 | 0% | 461.2676 | 118.7021 | 461.2676 | 118.7021
519.54 | 342.5466 | 8.0308 | 41.8201 | 0 | 6.438e-14 | 68.8606 | 0 | 0% | 461.2582 | 118.7115 | 461.2582 | 118.7115
519.56 | 343.1824 | 8.0299 | 41.9009 | 0 | 1.4157e-14 | 68.8701 | 0 | 0% | 461.9833 | 118.8009 | 461.9833 | 118.8009
519.58 | 344.3231 | 8.0291 | 42.0434 | 0 | 2.4943e-14 | 68.8797 | 0 | 0% | 463.2753 | 118.9521 | 463.2753 | 118.9521
519.6 | 345.8244 | 8.0282 | 42.2298 | 0 | 8.6121e-14 | 68.8895 | 0 | 0% | 464.9719 | 119.1475 | 464.9719 | 119.1475
519.62 | 347.5542 | 8.0273 | 42.4442 | 0 | 1.149e-13 | 68.8994 | 0 | 0% | 466.9252 | 119.3709 | 466.9252 | 119.3709
519.64 | 349.3856 | 8.0265 | 42.671 | 0 | 1.8234e-13 | 68.9094 | 0 | 0% | 468.9925 | 119.6069 | 468.9925 | 119.6069
519.66 | 351.1804 | 8.0257 | 42.8933 | 0 | 0 | 68.9195 | 0 | 0% | 471.0189 | 119.8385 | 471.0189 | 119.8385
519.68 | 352.7833 | 8.0249 | 43.0922 | 0 | 1.0649e-13 | 68.9296 | 0 | 0% | 472.8299 | 120.0466 | 472.8299 | 120.0466
519.7 | 354.0409 | 8.024 | 43.2489 | 0 | 1.3948e-14 | 68.9397 | 0 | 0% | 474.2535 | 120.2126 | 474.2535 | 120.2126
519.72 | 354.8444 | 8.0232 | 43.3502 | 0 | 6.8589e-14 | 68.9497 | 0 | 0% | 475.1674 | 120.3231 | 475.1674 | 120.3231
519.74 | 355.1637 | 8.0224 | 43.3923 | 0 | 0.0039836 | 68.9597 | 0 | 0% | 475.5421 | 120.3784 | 475.5421 | 120.3784
519.76 | 355.0535 | 8.0215 | 43.382 | 0 | 0.03775 | 68.9696 | 0 | 0% | 475.4644 | 120.4109 | 475.4644 | 120.4109
519.78 | 354.6371 | 8.0207 | 43.3343 | 0 | 0.28232 | 68.9794 | 0 | 0% | 475.2538 | 120.6167 | 475.2538 | 120.6167
519.8 | 354.088 | 8.0198 | 43.2704 | 0 | 1.6664 | 68.9892 | 0 | 0% | 476.0338 | 121.9458 | 476.0338 | 121.9458
519.82 | 353.6132 | 8.019 | 43.2155 | 0 | 7.7624 | 68.999 | 0 | 0% | 481.6092 | 127.996 | 481.6092 | 127.996
519.84 | 353.4299 | 8.0181 | 43.1963 | 0 | 28.5377 | 69.0088 | 0 | 0% | 502.1909 | 148.7609 | 502.1909 | 148.7609
519.86 | 353.7332 | 8.0172 | 43.2366 | 0 | 82.8012 | 69.0186 | 0 | 0% | 556.8068 | 203.0736 | 556.8068 | 203.0736
519.88 | 354.661 | 8.0164 | 43.3532 | 0 | 189.6049 | 69.0283 | 0 | 0% | 664.6639 | 310.0029 | 664.6639 | 310.0029
519.9 | 356.2687 | 8.0155 | 43.553 | 0 | 342.6566 | 69.0381 | 0 | 0% | 819.5319 | 463.2632 | 819.5319 | 463.2632
519.92 | 358.5185 | 8.0146 | 43.8313 | 0 | 488.7252 | 69.0479 | 0 | 0% | 968.1375 | 609.619 | 968.1375 | 609.619
519.94 | 361.2842 | 8.0138 | 44.1728 | 0 | 550.1316 | 69.0576 | 0 | 0% | 1032.66 | 671.3759 | 1032.66 | 671.3759
519.96 | 364.3699 | 8.0131 | 44.5534 | 0 | 488.7252 | 69.0674 | 0 | 0% | 974.7289 | 610.3591 | 974.7289 | 610.3591
519.98 | 367.5335 | 8.0125 | 44.9436 | 0 | 342.6589 | 69.0771 | 0 | 0% | 832.2256 | 464.6921 | 832.2256 | 464.6921
520 | 370.5127 | 8.0121 | 45.3113 | 0 | 189.6265 | 69.0869 | 0 | 0% | 682.5494 | 312.0368 | 682.5494 | 312.0368
520.02 | 373.0599 | 8.0119 | 45.6263 | 0 | 82.9619 | 69.0966 | 0 | 0% | 578.7566 | 205.6967 | 578.7566 | 205.6967
520.04 | 374.9954 | 8.012 | 45.8665 | 0 | 29.4857 | 69.1063 | 0 | 0% | 527.4658 | 152.4704 | 527.4658 | 152.4704
520.06 | 376.2668 | 8.0121 | 46.0255 | 0 | 12.1754 | 69.1159 | 0 | 0% | 511.5957 | 135.3289 | 511.5957 | 135.3289
520.08 | 376.9806 | 8.0124 | 46.1163 | 0 | 17.8819 | 69.1255 | 0 | 0% | 518.1166 | 141.136 | 518.1166 | 141.136
520.1 | 377.3718 | 8.0126 | 46.1677 | 0 | 47.3121 | 69.135 | 0 | 0% | 547.9992 | 170.6274 | 547.9992 | 170.6274
520.12 | 377.719 | 8.0129 | 46.2137 | 0 | 107.6965 | 69.1444 | 0 | 0% | 608.7866 | 231.0675 | 608.7866 | 231.0675
520.14 | 378.2577 | 8.0132 | 46.2832 | 0 | 194.5178 | 69.1538 | 0 | 0% | 696.2257 | 317.968 | 696.2257 | 317.968
520.16 | 379.1297 | 8.0134 | 46.3935 | 0 | 277.3771 | 69.1632 | 0 | 0% | 780.0769 | 400.9472 | 780.0769 | 400.9472
520.18 | 380.365 | 8.0137 | 46.5483 | 0 | 312.18 | 69.1725 | 0 | 0% | 816.2795 | 435.9144 | 816.2795 | 435.9144
520.2 | 381.8738 | 8.0139 | 46.7365 | 0 | 277.3 | 69.1818 | 0 | 0% | 783.1061 | 401.2323 | 783.1061 | 401.2323
520.22 | 383.452 | 8.0142 | 46.9333 | 0 | 194.4027 | 69.1912 | 0 | 0% | 701.9934 | 318.5413 | 701.9934 | 318.5413
520.24 | 384.8313 | 8.0145 | 47.1057 | 0 | 107.5629 | 69.2006 | 0 | 0% | 616.7149 | 231.8836 | 616.7149 | 231.8836
520.26 | 385.7764 | 8.0147 | 47.225 | 0 | 46.9763 | 69.2101 | 0 | 0% | 557.2026 | 171.4262 | 557.2026 | 171.4262
520.28 | 386.1754 | 8.0151 | 47.2774 | 0 | 16.2349 | 69.2198 | 0 | 0% | 526.9226 | 140.7471 | 526.9226 | 140.7471
520.3 | 386.0541 | 8.0154 | 47.266 | 0 | 4.6823 | 69.2296 | 0 | 0% | 515.2473 | 129.1933 | 515.2473 | 129.1933
520.32 | 385.5153 | 8.0157 | 47.2035 | 0 | 2.2462 | 69.2395 | 0 | 0% | 512.2203 | 126.705 | 512.2203 | 126.705
520.34 | 384.6631 | 8.0161 | 47.1026 | 0 | 4.9433 | 69.2494 | 0 | 0% | 513.9746 | 129.3115 | 513.9746 | 129.3115
520.36 | 383.5645 | 8.0164 | 46.9716 | 0 | 13.8997 | 69.2593 | 0 | 0% | 521.7115 | 138.147 | 521.7115 | 138.147
520.38 | 382.2499 | 8.0167 | 46.814 | 0 | 31.782 | 69.2691 | 0 | 0% | 538.1317 | 155.8818 | 538.1317 | 155.8818
520.4 | 380.7268 | 8.017 | 46.6309 | 0 | 57.4327 | 69.2789 | 0 | 0% | 562.0864 | 181.3595 | 562.0864 | 181.3595
520.42 | 378.9908 | 8.0173 | 46.4218 | 0 | 81.9153 | 69.2885 | 0 | 0% | 584.6337 | 205.6429 | 584.6337 | 205.6429
520.44 | 377.0353 | 8.0176 | 46.1857 | 0 | 92.2076 | 69.2982 | 0 | 0% | 592.7444 | 215.7091 | 592.7444 | 215.7091
520.46 | 374.8689 | 8.0179 | 45.9238 | 0 | 81.9153 | 69.3078 | 0 | 0% | 580.0337 | 205.1647 | 580.0337 | 205.1647
520.48 | 372.543 | 8.0182 | 45.6423 | 0 | 57.4327 | 69.3173 | 0 | 0% | 552.9536 | 180.4105 | 552.9536 | 180.4105
520.5 | 370.1802 | 8.0185 | 45.3563 | 0 | 31.7797 | 69.3269 | 0 | 0% | 524.6615 | 154.4814 | 524.6615 | 154.4814
520.52 | 367.9805 | 8.0188 | 45.0902 | 0 | 13.8783 | 69.3364 | 0 | 0% | 504.3042 | 136.3237 | 504.3042 | 136.3237
520.54 | 366.1773 | 8.0191 | 44.8728 | 0 | 4.7832 | 69.3459 | 0 | 0% | 493.1983 | 127.0209 | 493.1983 | 127.0209
520.56 | 364.9432 | 8.0193 | 44.725 | 0 | 1.3011 | 69.3553 | 0 | 0% | 488.3439 | 123.4007 | 488.3439 | 123.4007
520.58 | 364.2974 | 8.0196 | 44.6493 | 0 | 0.2793 | 69.3647 | 0 | 0% | 486.6104 | 122.313 | 486.6104 | 122.313
520.6 | 364.0796 | 8.0199 | 44.6261 | 0 | 0.04732 | 69.3741 | 0 | 0% | 486.1469 | 122.0674 | 486.1469 | 122.0674
520.62 | 364.0005 | 8.0201 | 44.6199 | 0 | 0.0063272 | 69.3834 | 0 | 0% | 486.0303 | 122.0298 | 486.0303 | 122.0298
520.64 | 363.7317 | 8.0204 | 44.5904 | 0 | 0.0006677 | 69.3927 | 0 | 0% | 485.7359 | 122.0042 | 485.7359 | 122.0042
520.66 | 362.9888 | 8.0206 | 44.5027 | 0 | 9.1683e-14 | 69.4021 | 0 | 0% | 484.9142 | 121.9254 | 484.9142 | 121.9254
520.68 | 361.5934 | 8.0209 | 44.3351 | 0 | 4.1459e-14 | 69.4114 | 0 | 0% | 483.3607 | 121.7673 | 483.3607 | 121.7673
520.7 | 359.5152 | 8.0211 | 44.0837 | 0 | 6.3706e-14 | 69.4207 | 0 | 0% | 481.0406 | 121.5254 | 481.0406 | 121.5254
520.72 | 356.8939 | 8.0214 | 43.7656 | 0 | 4.6515e-14 | 69.43 | 0 | 0% | 478.1109 | 121.217 | 478.1109 | 121.217
520.74 | 354.0305 | 8.0216 | 43.4179 | 0 | 1.9044e-14 | 69.4393 | 0 | 0% | 474.9093 | 120.8788 | 474.9093 | 120.8788
520.76 | 351.334 | 8.0219 | 43.0905 | 0 | 3.6909e-14 | 69.4487 | 0 | 0% | 471.8951 | 120.5611 | 471.8951 | 120.5611
520.78 | 349.2219 | 8.0222 | 42.8348 | 0 | 3.0505e-14 | 69.4581 | 0 | 0% | 469.5369 | 120.3151 | 469.5369 | 120.3151
520.8 | 347.9888 | 8.0224 | 42.6869 | 0 | 0 | 69.4675 | 0 | 0% | 468.1656 | 120.1768 | 468.1656 | 120.1768
520.82 | 347.6917 | 8.0227 | 42.6538 | 0 | 0.00023432 | 69.4769 | 0 | 0% | 467.8453 | 120.1537 | 467.8453 | 120.1537
520.84 | 348.1329 | 8.023 | 42.7112 | 0 | 0.0022205 | 69.4863 | 0 | 0% | 468.3556 | 120.2228 | 468.3556 | 120.2228
520.86 | 348.9756 | 8.0233 | 42.818 | 0 | 0.016607 | 69.4958 | 0 | 0% | 469.3292 | 120.3536 | 469.3292 | 120.3536
520.88 | 349.9151 | 8.0235 | 42.9366 | 0 | 0.098018 | 69.5052 | 0 | 0% | 470.4784 | 120.5633 | 470.4784 | 120.5633
520.9 | 350.7922 | 8.0238 | 43.0475 | 0 | 0.4566 | 69.5146 | 0 | 0% | 471.8347 | 121.0425 | 471.8347 | 121.0425
520.92 | 351.6106 | 8.0241 | 43.1513 | 0 | 1.6786 | 69.524 | 0 | 0% | 473.9885 | 122.3779 | 473.9885 | 122.3779
520.94 | 352.4891 | 8.0243 | 43.2624 | 0 | 4.8705 | 69.5334 | 0 | 0% | 478.1798 | 125.6906 | 478.1798 | 125.6906
520.96 | 353.5928 | 8.0246 | 43.4012 | 0 | 11.1528 | 69.543 | 0 | 0% | 485.7143 | 132.1216 | 485.7143 | 132.1216
520.98 | 355.0633 | 8.0249 | 43.585 | 0 | 20.1554 | 69.5526 | 0 | 0% | 496.3813 | 141.318 | 496.3813 | 141.318
521 | 356.9587 | 8.0252 | 43.821 | 0 | 28.7474 | 69.5624 | 0 | 0% | 507.1146 | 150.1559 | 507.1146 | 150.1559
521.02 | 359.2137 | 8.0255 | 44.1011 | 0 | 32.3593 | 69.5721 | 0 | 0% | 513.2718 | 154.0581 | 513.2718 | 154.0581
521.04 | 361.643 | 8.0259 | 44.4027 | 0 | 28.7474 | 69.5819 | 0 | 0% | 512.4008 | 150.7578 | 512.4008 | 150.7578
521.06 | 363.9954 | 8.0262 | 44.6948 | 0 | 20.1554 | 69.5915 | 0 | 0% | 506.4634 | 142.468 | 506.4634 | 142.468
521.08 | 366.0345 | 8.0265 | 44.9486 | 0 | 11.1528 | 69.6012 | 0 | 0% | 499.7635 | 133.729 | 499.7635 | 133.729
521.1 | 367.6126 | 8.0268 | 45.1457 | 0 | 4.8705 | 69.6108 | 0 | 0% | 495.2663 | 127.6537 | 495.2663 | 127.6537
521.12 | 368.7165 | 8.0271 | 45.2847 | 0 | 1.6786 | 69.6204 | 0 | 0% | 493.3272 | 124.6107 | 493.3272 | 124.6107
521.14 | 369.4768 | 8.0274 | 45.3815 | 0 | 0.4566 | 69.63 | 0 | 0% | 492.9721 | 123.4954 | 492.9721 | 123.4954
521.16 | 370.1359 | 8.0276 | 45.4659 | 0 | 0.098018 | 69.6395 | 0 | 0% | 493.367 | 123.2311 | 493.367 | 123.2311
521.18 | 370.982 | 8.0279 | 45.5733 | 0 | 0.016607 | 69.6491 | 0 | 0% | 494.2489 | 123.2669 | 494.2489 | 123.2669
521.2 | 372.2587 | 8.0282 | 45.7337 | 0 | 0.0022205 | 69.6586 | 0 | 0% | 495.6814 | 123.4228 | 495.6814 | 123.4228
521.22 | 374.077 | 8.0285 | 45.9607 | 0 | 0.00023432 | 69.6681 | 0 | 0% | 497.7345 | 123.6576 | 497.7345 | 123.6576
521.24 | 376.3704 | 8.0288 | 46.246 | 0 | 1.0323e-13 | 69.6777 | 0 | 0% | 500.3229 | 123.9525 | 500.3229 | 123.9525
521.26 | 378.9167 | 8.0291 | 46.5625 | 0 | 1.5135e-14 | 69.6872 | 0 | 0% | 503.1955 | 124.2788 | 503.1955 | 124.2788
521.28 | 381.4057 | 8.0294 | 46.872 | 0 | 1.5579e-14 | 69.6968 | 0 | 0% | 506.0038 | 124.5981 | 506.0038 | 124.5981
521.3 | 383.5163 | 8.0296 | 47.135 | 0 | 4.2976e-15 | 69.7063 | 0 | 0% | 508.3873 | 124.8709 | 508.3873 | 124.8709
521.32 | 384.9856 | 8.0299 | 47.3192 | 0 | 1.3453e-13 | 69.7158 | 0 | 0% | 510.0505 | 125.0649 | 510.0505 | 125.0649
521.34 | 385.6659 | 8.0302 | 47.4065 | 0 | 2.4408e-13 | 69.7253 | 0 | 0% | 510.8278 | 125.1619 | 510.8278 | 125.1619
521.36 | 385.5588 | 8.0305 | 47.3969 | 0 | 1.4182e-13 | 69.7347 | 0 | 0% | 510.721 | 125.1621 | 510.721 | 125.1621
521.38 | 384.8071 | 8.0308 | 47.3082 | 0 | 0 | 69.7442 | 0 | 0% | 509.8903 | 125.0831 | 509.8903 | 125.0831
521.4 | 383.6306 | 8.031 | 47.1672 | 0 | 0 | 69.7536 | 0 | 0% | 508.5824 | 124.9518 | 508.5824 | 124.9518
521.42 | 382.2322 | 8.0313 | 46.9989 | 0 | 0 | 69.763 | 0 | 0% | 507.0253 | 124.7932 | 507.0253 | 124.7932
521.44 | 380.7348 | 8.0316 | 46.8184 | 0 | 0 | 69.7723 | 0 | 0% | 505.3571 | 124.6223 | 505.3571 | 124.6223
521.46 | 379.1869 | 8.0318 | 46.6317 | 0 | 0 | 69.7817 | 0 | 0% | 503.6321 | 124.4452 | 503.6321 | 124.4452
521.48 | 377.6068 | 8.0321 | 46.441 | 0 | 3.5139e-14 | 69.791 | 0 | 0% | 501.8709 | 124.2641 | 501.8709 | 124.2641
521.5 | 376.0124 | 8.0323 | 46.2486 | 0 | 6.0757e-14 | 69.8003 | 0 | 0% | 500.0937 | 124.0812 | 500.0937 | 124.0812
521.52 | 374.4204 | 8.0326 | 46.0563 | 0 | 8.275e-14 | 69.8096 | 0 | 0% | 498.3189 | 123.8986 | 498.3189 | 123.8986
521.54 | 372.8399 | 8.0328 | 45.8655 | 0 | 7.9043e-14 | 69.819 | 0 | 0% | 496.5572 | 123.7173 | 496.5572 | 123.7173
521.56 | 371.2832 | 8.0331 | 45.6776 | 0 | 9.6402e-14 | 69.8283 | 0 | 0% | 494.8222 | 123.539 | 494.8222 | 123.539
521.58 | 369.7773 | 8.0333 | 45.4959 | 0 | 0 | 69.8376 | 0 | 0% | 493.1441 | 123.3668 | 493.1441 | 123.3668
521.6 | 368.3533 | 8.0336 | 45.3242 | 0 | 0 | 69.8469 | 0 | 0% | 491.558 | 123.2048 | 491.558 | 123.2048
521.62 | 367.0205 | 8.0339 | 45.1638 | 0 | 0 | 69.8563 | 0 | 0% | 490.0744 | 123.0539 | 490.0744 | 123.0539
521.64 | 365.7643 | 8.0341 | 45.0127 | 0 | 0 | 69.8656 | 0 | 0% | 488.6768 | 122.9125 | 488.6768 | 122.9125
521.66 | 364.5844 | 8.0344 | 44.871 | 0 | 0 | 69.875 | 0 | 0% | 487.3648 | 122.7804 | 487.3648 | 122.7804
521.68 | 363.5361 | 8.0346 | 44.7455 | 0 | 0.00019162 | 69.8843 | 0 | 0% | 486.2008 | 122.6647 | 486.2008 | 122.6647
521.7 | 362.7206 | 8.0349 | 44.6486 | 0 | 0.0018158 | 69.8937 | 0 | 0% | 485.2996 | 122.579 | 485.2996 | 122.579
521.72 | 362.2251 | 8.0352 | 44.5911 | 0 | 0.01358 | 69.903 | 0 | 0% | 484.768 | 122.5429 | 484.768 | 122.5429
521.74 | 362.0659 | 8.0354 | 44.575 | 0 | 0.080156 | 69.9123 | 0 | 0% | 484.6687 | 122.6029 | 484.6687 | 122.6029
521.76 | 362.1813 | 8.0357 | 44.5927 | 0 | 0.37339 | 69.9216 | 0 | 0% | 485.1047 | 122.9234 | 485.1047 | 122.9234
521.78 | 362.4689 | 8.0359 | 44.6316 | 0 | 1.3727 | 69.9309 | 0 | 0% | 486.4401 | 123.9712 | 486.4401 | 123.9712
521.8 | 362.8326 | 8.0362 | 44.6799 | 0 | 3.9829 | 69.9402 | 0 | 0% | 489.4718 | 126.6392 | 489.4718 | 126.6392
521.82 | 363.2171 | 8.0364 | 44.7308 | 0 | 9.1204 | 69.9495 | 0 | 0% | 495.0541 | 131.8371 | 495.0541 | 131.8371
521.84 | 363.6185 | 8.0367 | 44.7837 | 0 | 16.4825 | 69.9588 | 0 | 0% | 502.8802 | 139.2617 | 502.8802 | 139.2617
521.86 | 364.0733 | 8.0369 | 44.8433 | 0 | 23.5087 | 69.9681 | 0 | 0% | 510.4303 | 146.357 | 510.4303 | 146.357
521.88 | 364.6393 | 8.0372 | 44.9165 | 0 | 26.4625 | 69.9774 | 0 | 0% | 514.0329 | 149.3935 | 514.0329 | 149.3935
521.9 | 365.383 | 8.0374 | 45.0117 | 0 | 23.5087 | 69.9867 | 0 | 0% | 511.9274 | 146.5445 | 511.9274 | 146.5445
521.92 | 366.3716 | 8.0377 | 45.137 | 0 | 16.4825 | 69.996 | 0 | 0% | 506.0248 | 139.6531 | 506.0248 | 139.6531
521.94 | 367.6606 | 8.0379 | 45.2994 | 0 | 9.1204 | 70.0053 | 0 | 0% | 500.1236 | 132.463 | 500.1236 | 132.463
521.96 | 369.2704 | 8.0382 | 45.5013 | 0 | 3.9829 | 70.0146 | 0 | 0% | 496.8074 | 127.537 | 496.8074 | 127.537
521.98 | 371.1693 | 8.0385 | 45.7388 | 0 | 1.3727 | 70.0241 | 0 | 0% | 496.3433 | 125.1741 | 496.3433 | 125.1741
522 | 373.2807 | 8.0388 | 46.0025 | 0 | 0.37339 | 70.0336 | 0 | 0% | 497.729 | 124.4483 | 497.729 | 124.4483
522.02 | 375.5109 | 8.0391 | 46.2809 | 0 | 0.080156 | 70.0433 | 0 | 0% | 499.9543 | 124.4434 | 499.9543 | 124.4434
522.04 | 377.7747 | 8.0394 | 46.5634 | 0 | 0.01358 | 70.0531 | 0 | 0% | 502.4442 | 124.6695 | 502.4442 | 124.6695
522.06 | 380.0009 | 8.0397 | 46.8413 | 0 | 0.0018158 | 70.063 | 0 | 0% | 504.9468 | 124.9459 | 504.9468 | 124.9459
522.08 | 382.1283 | 8.0401 | 47.1071 | 0 | 0.00019162 | 70.073 | 0 | 0% | 507.3486 | 125.2203 | 507.3486 | 125.2203
522.1 | 384.1106 | 8.0404 | 47.355 | 0 | 0 | 70.0828 | 0 | 0% | 509.5889 | 125.4782 | 509.5889 | 125.4782
522.12 | 385.9315 | 8.0407 | 47.583 | 0 | 0 | 70.0926 | 0 | 0% | 511.6479 | 125.7164 | 511.6479 | 125.7164
522.14 | 387.6113 | 8.041 | 47.7938 | 0 | 0 | 70.1022 | 0 | 0% | 513.5483 | 125.937 | 513.5483 | 125.937
522.16 | 389.1892 | 8.0413 | 47.992 | 0 | 0 | 70.1117 | 0 | 0% | 515.3342 | 126.145 | 515.3342 | 126.145
522.18 | 390.6909 | 8.0416 | 48.1809 | 0 | 3.5455e-14 | 70.121 | 0 | 0% | 517.0344 | 126.3435 | 517.0344 | 126.3435
522.2 | 392.1001 | 8.0418 | 48.3585 | 0 | 0 | 70.1303 | 0 | 0% | 518.6307 | 126.5306 | 518.6307 | 126.5306
522.22 | 393.3484 | 8.0421 | 48.5163 | 0 | 7.5251e-14 | 70.1395 | 0 | 0% | 520.0463 | 126.6979 | 520.0463 | 126.6979
522.24 | 394.3277 | 8.0423 | 48.641 | 0 | 1.3398e-13 | 70.1485 | 0 | 0% | 521.1596 | 126.8318 | 521.1596 | 126.8318
522.26 | 394.9199 | 8.0425 | 48.7181 | 0 | 2.4437e-14 | 70.1574 | 0 | 0% | 521.8379 | 126.918 | 521.8379 | 126.918
522.28 | 395.0365 | 8.0427 | 48.7364 | 0 | 0 | 70.1662 | 0 | 0% | 521.9818 | 126.9453 | 521.9818 | 126.9453
522.3 | 394.653 | 8.0428 | 48.6931 | 0 | 5.1909e-14 | 70.1749 | 0 | 0% | 521.5638 | 126.9108 | 521.5638 | 126.9108
522.32 | 393.8279 | 8.043 | 48.5953 | 0 | 0 | 70.1835 | 0 | 0% | 520.6497 | 126.8218 | 520.6497 | 126.8218
522.34 | 392.6924 | 8.0431 | 48.4592 | 0 | 0 | 70.1922 | 0 | 0% | 519.387 | 126.6946 | 519.387 | 126.6946
522.36 | 391.4088 | 8.0433 | 48.3047 | 0 | 0.0006668 | 70.201 | 0 | 0% | 517.9585 | 126.5497 | 517.9585 | 126.5497
522.38 | 390.1149 | 8.0435 | 48.1489 | 0 | 0.0063188 | 70.21 | 0 | 0% | 516.5236 | 126.4088 | 516.5236 | 126.4088
522.4 | 388.8773 | 8.0438 | 48 | 0 | 0.047257 | 70.2191 | 0 | 0% | 515.1874 | 126.3101 | 515.1874 | 126.3101
522.42 | 387.6652 | 8.044 | 47.8542 | 0 | 0.27893 | 70.2283 | 0 | 0% | 514.0706 | 126.4054 | 514.0706 | 126.4054
522.44 | 386.349 | 8.0442 | 47.6955 | 0 | 1.2993 | 70.2375 | 0 | 0% | 513.6256 | 127.2766 | 513.6256 | 127.2766
522.46 | 384.7237 | 8.0445 | 47.4986 | 0 | 4.7768 | 70.2468 | 0 | 0% | 515.2903 | 130.5667 | 515.2903 | 130.5667
522.48 | 382.5563 | 8.0447 | 47.2347 | 0 | 13.8597 | 70.2561 | 0 | 0% | 521.9515 | 139.3953 | 521.9515 | 139.3953
522.5 | 379.6539 | 8.045 | 46.88 | 0 | 31.7372 | 70.2654 | 0 | 0% | 536.5814 | 156.9275 | 536.5814 | 156.9275
522.52 | 375.9379 | 8.0453 | 46.4247 | 0 | 57.3559 | 70.2747 | 0 | 0% | 558.0384 | 182.1005 | 558.0384 | 182.1005
522.54 | 371.4959 | 8.0455 | 45.8798 | 0 | 81.8057 | 70.284 | 0 | 0% | 577.5109 | 206.0149 | 577.5109 | 206.0149
522.56 | 366.5855 | 8.0458 | 45.2769 | 0 | 92.0842 | 70.2933 | 0 | 0% | 582.2857 | 215.7001 | 582.2857 | 215.7001
522.58 | 361.5862 | 8.046 | 44.663 | 0 | 81.8057 | 70.3025 | 0 | 0% | 566.4034 | 204.8172 | 566.4034 | 204.8172
522.6 | 356.9095 | 8.0463 | 44.0888 | 0 | 57.3559 | 70.3118 | 0 | 0% | 536.7123 | 179.8027 | 536.7123 | 179.8027
522.62 | 352.8927 | 8.0465 | 43.5961 | 0 | 31.7372 | 70.3211 | 0 | 0% | 506.5935 | 153.7009 | 506.5935 | 153.7009
522.64 | 349.7219 | 8.0468 | 43.2078 | 0 | 13.8597 | 70.3304 | 0 | 0% | 485.1665 | 135.4447 | 485.1665 | 135.4447
522.66 | 347.418 | 8.047 | 42.9266 | 0 | 4.7768 | 70.3397 | 0 | 0% | 473.5081 | 126.0901 | 473.5081 | 126.0901
522.68 | 345.8724 | 8.0473 | 42.739 | 0 | 1.2993 | 70.349 | 0 | 0% | 468.307 | 122.4346 | 468.307 | 122.4346
522.7 | 344.8991 | 8.0475 | 42.6221 | 0 | 0.27893 | 70.3583 | 0 | 0% | 466.2059 | 121.3068 | 466.2059 | 121.3068
522.72 | 344.2841 | 8.0478 | 42.5495 | 0 | 0.047257 | 70.3675 | 0 | 0% | 465.2962 | 121.012 | 465.2962 | 121.012
522.74 | 343.8238 | 8.048 | 42.4959 | 0 | 0.0063188 | 70.3768 | 0 | 0% | 464.7509 | 120.9271 | 464.7509 | 120.9271
522.76 | 343.353 | 8.0483 | 42.4411 | 0 | 0.0006668 | 70.3861 | 0 | 0% | 464.2292 | 120.8762 | 464.2292 | 120.8762
522.78 | 342.7636 | 8.0485 | 42.3716 | 0 | 1.9887e-14 | 70.3954 | 0 | 0% | 463.5791 | 120.8155 | 463.5791 | 120.8155
522.8 | 342.0169 | 8.0488 | 42.2826 | 0 | 0 | 70.4047 | 0 | 0% | 462.7529 | 120.7361 | 462.7529 | 120.7361
522.82 | 341.1488 | 8.049 | 42.1786 | 0 | 0 | 70.414 | 0 | 0% | 461.7904 | 120.6416 | 461.7904 | 120.6416
522.84 | 340.2618 | 8.0493 | 42.0723 | 0 | 0 | 70.4232 | 0 | 0% | 460.8066 | 120.5448 | 460.8066 | 120.5448
522.86 | 339.4982 | 8.0495 | 41.9812 | 0 | 0 | 70.4325 | 0 | 0% | 459.9615 | 120.4633 | 459.9615 | 120.4633
522.88 | 339.0018 | 8.0498 | 41.9231 | 0 | 0 | 70.4418 | 0 | 0% | 459.4165 | 120.4147 | 459.4165 | 120.4147
522.9 | 338.8771 | 8.05 | 41.911 | 0 | 0 | 70.4511 | 0 | 0% | 459.2892 | 120.4122 | 459.2892 | 120.4122
522.92 | 339.1618 | 8.0503 | 41.9496 | 0 | 0 | 70.4604 | 0 | 0% | 459.622 | 120.4603 | 459.622 | 120.4603
522.94 | 339.8276 | 8.0505 | 42.0353 | 0 | 1.5606e-13 | 70.4697 | 0 | 0% | 460.3831 | 120.5555 | 460.3831 | 120.5555
522.96 | 340.8151 | 8.0508 | 42.1608 | 0 | 4.5167e-14 | 70.4789 | 0 | 0% | 461.5056 | 120.6905 | 461.5056 | 120.6905
522.98 | 342.0828 | 8.0511 | 42.3209 | 0 | 9.8424e-14 | 70.4882 | 0 | 0% | 462.943 | 120.8602 | 462.943 | 120.8602
523 | 343.6391 | 8.0513 | 42.5169 | 0 | 1.173e-13 | 70.4975 | 0 | 0% | 464.7047 | 121.0657 | 464.7047 | 121.0657
523.02 | 345.5391 | 8.0516 | 42.7553 | 0 | 1.4561e-13 | 70.5068 | 0 | 0% | 466.8528 | 121.3137 | 466.8528 | 121.3137
523.04 | 347.8461 | 8.0518 | 43.0442 | 0 | 1.591e-13 | 70.5161 | 0 | 0% | 469.4582 | 121.6121 | 469.4582 | 121.6121
523.06 | 350.5713 | 8.0521 | 43.3849 | 0 | 5.3931e-15 | 70.5254 | 0 | 0% | 472.5336 | 121.9623 | 472.5336 | 121.9623
523.08 | 353.6278 | 8.0523 | 43.7666 | 0 | 2.0359e-13 | 70.5347 | 0 | 0% | 475.9814 | 122.3536 | 475.9814 | 122.3536
523.1 | 356.8313 | 8.0526 | 44.1666 | 0 | 1.4494e-14 | 70.5439 | 0 | 0% | 479.5944 | 122.7631 | 479.5944 | 122.7631
523.12 | 359.9485 | 8.0528 | 44.5559 | 0 | 2.0359e-13 | 70.5532 | 0 | 0% | 483.1105 | 123.162 | 483.1105 | 123.162
523.14 | 362.7591 | 8.0531 | 44.9074 | 0 | 0 | 70.5625 | 0 | 0% | 486.282 | 123.523 | 486.282 | 123.523
523.16 | 365.0992 | 8.0533 | 45.2006 | 0 | 0.00027648 | 70.5718 | 0 | 0% | 488.9252 | 123.826 | 488.9252 | 123.826
523.18 | 366.8814 | 8.0536 | 45.4249 | 0 | 0.00262 | 70.581 | 0 | 0% | 490.9435 | 124.0621 | 490.9435 | 124.0621
523.2 | 368.1005 | 8.0538 | 45.5794 | 0 | 0.019595 | 70.5903 | 0 | 0% | 492.3436 | 124.2431 | 492.3436 | 124.2431
523.22 | 368.8257 | 8.0541 | 45.6728 | 0 | 0.11565 | 70.5996 | 0 | 0% | 493.2677 | 124.4421 | 493.2677 | 124.4421
523.24 | 369.1695 | 8.0543 | 45.719 | 0 | 0.53875 | 70.6088 | 0 | 0% | 494.0903 | 124.9208 | 494.0903 | 124.9208
523.26 | 369.2359 | 8.0545 | 45.7309 | 0 | 1.9807 | 70.6179 | 0 | 0% | 495.6199 | 126.3839 | 495.6199 | 126.3839
523.28 | 369.0785 | 8.0548 | 45.715 | 0 | 5.7468 | 70.627 | 0 | 0% | 499.222 | 130.1435 | 499.222 | 130.1435
523.3 | 368.7038 | 8.055 | 45.6722 | 0 | 13.1595 | 70.636 | 0 | 0% | 506.2265 | 137.5227 | 506.2265 | 137.5227
523.32 | 368.1172 | 8.0552 | 45.6032 | 0 | 23.782 | 70.6451 | 0 | 0% | 516.2027 | 148.0855 | 516.2027 | 148.0855
523.34 | 367.3695 | 8.0554 | 45.5142 | 0 | 33.9199 | 70.6542 | 0 | 0% | 525.5132 | 158.1437 | 525.5132 | 158.1437
523.36 | 366.5693 | 8.0557 | 45.4187 | 0 | 38.1818 | 70.6633 | 0 | 0% | 528.8887 | 162.3194 | 528.8887 | 162.3194
523.38 | 365.8518 | 8.0559 | 45.3334 | 0 | 33.9199 | 70.6724 | 0 | 0% | 523.8334 | 157.9816 | 523.8334 | 157.9816
523.4 | 365.3189 | 8.0561 | 45.271 | 0 | 23.782 | 70.6815 | 0 | 0% | 513.1096 | 147.7907 | 513.1096 | 147.7907
523.42 | 364.9845 | 8.0563 | 45.2332 | 0 | 13.1595 | 70.6906 | 0 | 0% | 502.1241 | 137.1397 | 502.1241 | 137.1397
523.44 | 364.7681 | 8.0566 | 45.21 | 0 | 5.7468 | 70.6998 | 0 | 0% | 494.4812 | 129.7131 | 494.4812 | 129.7131
523.46 | 364.5527 | 8.0568 | 45.1869 | 0 | 1.9807 | 70.7088 | 0 | 0% | 490.4859 | 125.9332 | 490.4859 | 125.9332
523.48 | 364.2555 | 8.057 | 45.1537 | 0 | 0.53875 | 70.7178 | 0 | 0% | 488.7228 | 124.4673 | 488.7228 | 124.4673
523.5 | 363.8515 | 8.0572 | 45.1072 | 0 | 0.11565 | 70.7267 | 0 | 0% | 487.8583 | 124.0068 | 487.8583 | 124.0068
523.52 | 363.3438 | 8.0574 | 45.0479 | 0 | 0.019595 | 70.7355 | 0 | 0% | 487.2043 | 123.8604 | 487.2043 | 123.8604
523.54 | 362.7326 | 8.0576 | 44.9758 | 0 | 0.00262 | 70.7442 | 0 | 0% | 486.5128 | 123.7802 | 486.5128 | 123.7802
523.56 | 362.023 | 8.0577 | 44.8915 | 0 | 0.00027648 | 70.753 | 0 | 0% | 485.7255 | 123.7025 | 485.7255 | 123.7025
523.58 | 361.26 | 8.058 | 44.8004 | 0 | 0 | 70.762 | 0 | 0% | 484.8805 | 123.6204 | 484.8805 | 123.6204
523.6 | 360.5531 | 8.0582 | 44.7163 | 0 | 0 | 70.7713 | 0 | 0% | 484.099 | 123.5459 | 484.099 | 123.5459
523.62 | 360.0678 | 8.0585 | 44.6597 | 0 | 0 | 70.7808 | 0 | 0% | 483.5667 | 123.4989 | 483.5667 | 123.4989
523.64 | 359.9863 | 8.0588 | 44.6531 | 0 | 0 | 70.7902 | 0 | 0% | 483.4884 | 123.502 | 483.4884 | 123.502
523.66 | 360.4514 | 8.059 | 44.7144 | 0 | 0 | 70.7994 | 0 | 0% | 484.0243 | 123.5728 | 484.0243 | 123.5728
523.68 | 361.5163 | 8.0593 | 44.8501 | 0 | 7.6515e-14 | 70.8087 | 0 | 0% | 485.2344 | 123.7181 | 485.2344 | 123.7181
523.7 | 363.1232 | 8.0595 | 45.053 | 0 | 1.1258e-13 | 70.8181 | 0 | 0% | 487.0539 | 123.9307 | 487.0539 | 123.9307
523.72 | 365.1177 | 8.0598 | 45.3041 | 0 | 1.2472e-13 | 70.8275 | 0 | 0% | 489.3091 | 124.1915 | 489.3091 | 124.1915
523.74 | 367.2886 | 8.0601 | 45.5771 | 0 | 1.3428e-13 | 70.8369 | 0 | 0% | 491.7627 | 124.4741 | 491.7627 | 124.4741
523.76 | 369.4222 | 8.0603 | 45.8456 | 0 | 1.2252e-13 | 70.846 | 0 | 0% | 494.1741 | 124.7519 | 494.1741 | 124.7519
523.78 | 371.3536 | 8.0605 | 46.089 | 0 | 3.0412e-13 | 70.855 | 0 | 0% | 496.3582 | 125.0046 | 496.3582 | 125.0046
523.8 | 373.0053 | 8.0607 | 46.2979 | 0 | 2.2887e-13 | 70.8639 | 0 | 0% | 498.2278 | 125.2225 | 498.2278 | 125.2225
523.82 | 374.4042 | 8.0609 | 46.4753 | 0 | 0.00096363 | 70.8729 | 0 | 0% | 499.8143 | 125.4101 | 499.8143 | 125.4101
523.84 | 375.6676 | 8.0611 | 46.636 | 0 | 0.0091316 | 70.8819 | 0 | 0% | 501.2558 | 125.5882 | 501.2558 | 125.5882
523.86 | 376.9588 | 8.0614 | 46.8001 | 0 | 0.068293 | 70.891 | 0 | 0% | 502.7796 | 125.8208 | 502.7796 | 125.8208
523.88 | 378.4282 | 8.0616 | 46.9864 | 0 | 0.40309 | 70.9 | 0 | 0% | 504.7794 | 126.3512 | 504.7794 | 126.3512
523.9 | 380.166 | 8.0618 | 47.2061 | 0 | 1.8777 | 70.9089 | 0 | 0% | 508.2206 | 128.0546 | 508.2206 | 128.0546
523.92 | 382.1758 | 8.062 | 47.4596 | 0 | 6.9032 | 70.9178 | 0 | 0% | 515.5184 | 133.3426 | 515.5184 | 133.3426
523.94 | 384.3763 | 8.0622 | 47.7368 | 0 | 20.0294 | 70.9266 | 0 | 0% | 531.1313 | 146.755 | 531.1313 | 146.755
523.96 | 386.6263 | 8.0624 | 48.0201 | 0 | 45.8649 | 70.9356 | 0 | 0% | 559.5093 | 172.883 | 559.5093 | 172.883
523.98 | 388.7602 | 8.0626 | 48.2891 | 0 | 82.8876 | 70.9446 | 0 | 0% | 598.944 | 210.1839 | 598.944 | 210.1839
524 | 390.6199 | 8.0628 | 48.5239 | 0 | 118.2212 | 70.9537 | 0 | 0% | 636.3816 | 245.7617 | 636.3816 | 245.7617
524.02 | 392.0798 | 8.063 | 48.7092 | 0 | 133.0753 | 70.9628 | 0 | 0% | 652.8901 | 260.8103 | 652.8901 | 260.8103
524.04 | 393.0648 | 8.0633 | 48.8355 | 0 | 118.2212 | 70.9719 | 0 | 0% | 639.1566 | 246.0918 | 639.1566 | 246.0918
524.06 | 393.5628 | 8.0635 | 48.9013 | 0 | 82.8876 | 70.9807 | 0 | 0% | 604.3959 | 210.8331 | 604.3959 | 210.8331
524.08 | 393.6264 | 8.0636 | 48.9132 | 0 | 45.8649 | 70.989 | 0 | 0% | 567.457 | 173.8307 | 567.457 | 173.8307
524.1 | 393.3608 | 8.0636 | 48.8844 | 0 | 20.0294 | 70.9966 | 0 | 0% | 541.3348 | 147.9739 | 541.3348 | 147.9739
524.12 | 392.901 | 8.0635 | 48.8314 | 0 | 6.9032 | 71.0037 | 0 | 0% | 527.7029 | 134.8018 | 527.7029 | 134.8018
524.14 | 392.383 | 8.0634 | 48.7713 | 0 | 1.8777 | 71.0106 | 0 | 0% | 522.1061 | 129.7231 | 522.1061 | 129.7231
524.16 | 391.9184 | 8.0635 | 48.7177 | 0 | 0.40309 | 71.0182 | 0 | 0% | 520.1208 | 128.2025 | 520.1208 | 128.2025
524.18 | 391.5766 | 8.0637 | 48.6792 | 0 | 0.068293 | 71.0271 | 0 | 0% | 519.4148 | 127.8382 | 519.4148 | 127.8382
524.2 | 391.3815 | 8.064 | 48.6587 | 0 | 0.0091316 | 71.0371 | 0 | 0% | 519.1505 | 127.769 | 519.1505 | 127.769
524.22 | 391.322 | 8.0645 | 48.655 | 0 | 0.00096363 | 71.0478 | 0 | 0% | 519.0903 | 127.7682 | 519.0903 | 127.7682
524.24 | 391.3702 | 8.0649 | 48.6647 | 0 | 9.3368e-14 | 71.0585 | 0 | 0% | 519.1582 | 127.788 | 519.1582 | 127.788
524.26 | 391.4971 | 8.0653 | 48.6842 | 0 | 2.2004e-13 | 71.0688 | 0 | 0% | 519.3154 | 127.8183 | 519.3154 | 127.8183
524.28 | 391.6806 | 8.0657 | 48.7109 | 0 | 5.5751e-13 | 71.0787 | 0 | 0% | 519.5358 | 127.8552 | 519.5358 | 127.8552
524.3 | 391.901 | 8.0659 | 48.7422 | 0 | 0 | 71.0882 | 0 | 0% | 519.7974 | 127.8964 | 519.7974 | 127.8964
524.32 | 392.1309 | 8.0662 | 48.7748 | 0 | 5.2819e-13 | 71.0973 | 0 | 0% | 520.0692 | 127.9383 | 520.0692 | 127.9383
524.34 | 392.3297 | 8.0663 | 48.8036 | 0 | 1.3759e-12 | 71.1059 | 0 | 0% | 520.3056 | 127.9759 | 520.3056 | 127.9759
524.36 | 392.449 | 8.0665 | 48.8226 | 0 | 2.1086e-12 | 71.1142 | 0 | 0% | 520.4522 | 128.0033 | 520.4522 | 128.0033
524.38 | 392.4435 | 8.0666 | 48.8261 | 0 | 6.915e-13 | 71.1226 | 0 | 0% | 520.4587 | 128.0152 | 520.4587 | 128.0152
524.4 | 392.2796 | 8.0667 | 48.8098 | 0 | 2.0022e-13 | 71.1312 | 0 | 0% | 520.2873 | 128.0077 | 520.2873 | 128.0077
524.42 | 391.9387 | 8.0669 | 48.7714 | 0 | 3.8898e-13 | 71.14 | 0 | 0% | 519.917 | 127.9783 | 519.917 | 127.9783
524.44 | 391.416 | 8.0671 | 48.7104 | 0 | 3.155e-13 | 71.1487 | 0 | 0% | 519.3421 | 127.9262 | 519.3421 | 127.9262
524.46 | 390.7172 | 8.0672 | 48.6275 | 0 | 1.9685e-13 | 71.1571 | 0 | 0% | 518.569 | 127.8518 | 518.569 | 127.8518
524.48 | 389.8512 | 8.0674 | 48.5238 | 0 | 1.6314e-13 | 71.1656 | 0 | 0% | 517.608 | 127.7567 | 517.608 | 127.7567
524.5 | 388.8233 | 8.0676 | 48.3997 | 0 | 2.1505e-13 | 71.1747 | 0 | 0% | 516.4653 | 127.642 | 516.4653 | 127.642
524.52 | 387.6355 | 8.0679 | 48.2557 | 0 | 2.8651e-13 | 71.1845 | 0 | 0% | 515.1435 | 127.508 | 515.1435 | 127.508
524.54 | 386.3024 | 8.0683 | 48.0934 | 0 | 1.1258e-13 | 71.1946 | 0 | 0% | 513.6586 | 127.3563 | 513.6586 | 127.3563
524.56 | 384.8778 | 8.0686 | 47.9198 | 0 | 1.3382e-13 | 71.2044 | 0 | 0% | 512.0706 | 127.1928 | 512.0706 | 127.1928
524.58 | 383.4722 | 8.0689 | 47.7487 | 0 | 0 | 71.2136 | 0 | 0% | 510.5033 | 127.0311 | 510.5033 | 127.0311
524.6 | 382.2382 | 8.069 | 47.5989 | 0 | 6.4717e-14 | 71.222 | 0 | 0% | 509.1281 | 126.89 | 509.1281 | 126.89
524.62 | 381.3284 | 8.0691 | 47.4896 | 0 | 1.3028e-13 | 71.2301 | 0 | 0% | 508.1172 | 126.7888 | 508.1172 | 126.7888
524.64 | 380.853 | 8.0692 | 47.4344 | 0 | 1.6592e-13 | 71.2382 | 0 | 0% | 507.5949 | 126.7418 | 507.5949 | 126.7418
524.66 | 380.8589 | 8.0693 | 47.4391 | 0 | 7.9717e-14 | 71.247 | 0 | 0% | 507.6143 | 126.7554 | 507.6143 | 126.7554
524.68 | 381.3269 | 8.0696 | 47.5011 | 0 | 1.5867e-13 | 71.2565 | 0 | 0% | 508.1542 | 126.8273 | 508.1542 | 126.8273
524.7 | 382.1754 | 8.07 | 47.6106 | 0 | 0 | 71.2664 | 0 | 0% | 509.1224 | 126.947 | 509.1224 | 126.947
524.72 | 383.2675 | 8.0703 | 47.7504 | 0 | 0 | 71.2763 | 0 | 0% | 510.3645 | 127.097 | 510.3645 | 127.097
524.74 | 384.4303 | 8.0706 | 47.8991 | 0 | 0 | 71.2857 | 0 | 0% | 511.6857 | 127.2554 | 511.6857 | 127.2554
524.76 | 385.4873 | 8.0708 | 48.0347 | 0 | 0 | 71.2946 | 0 | 0% | 512.8874 | 127.4001 | 512.8874 | 127.4001
524.78 | 386.2872 | 8.0709 | 48.1383 | 0 | 0 | 71.303 | 0 | 0% | 513.7994 | 127.5123 | 513.7994 | 127.5123
524.8 | 386.7149 | 8.071 | 48.1957 | 0 | 0 | 71.3113 | 0 | 0% | 514.293 | 127.578 | 514.293 | 127.578
524.82 | 386.6903 | 8.0712 | 48.1966 | 0 | 0 | 71.32 | 0 | 0% | 514.2781 | 127.5878 | 514.2781 | 127.5878
524.84 | 386.1763 | 8.0715 | 48.1364 | 0 | 4.1292e-14 | 71.3293 | 0 | 0% | 513.7135 | 127.5372 | 513.7135 | 127.5372
524.86 | 385.2055 | 8.0718 | 48.0193 | 0 | 0 | 71.3391 | 0 | 0% | 512.6357 | 127.4302 | 512.6357 | 127.4302
524.88 | 383.901 | 8.0721 | 47.8605 | 0 | 0 | 71.3489 | 0 | 0% | 511.1826 | 127.2815 | 511.1826 | 127.2815
524.9 | 382.459 | 8.0724 | 47.6846 | 0 | 7.4232e-14 | 71.3583 | 0 | 0% | 509.5743 | 127.1153 | 509.5743 | 127.1153
524.92 | 381.092 | 8.0726 | 47.5182 | 0 | 0 | 71.3671 | 0 | 0% | 508.0499 | 126.9579 | 508.0499 | 126.9579
524.94 | 379.9702 | 8.0727 | 47.3824 | 0 | 0.00028314 | 71.3754 | 0 | 0% | 506.801 | 126.8308 | 506.801 | 126.8308
524.96 | 379.1927 | 8.0728 | 47.2895 | 0 | 0.0026831 | 71.3836 | 0 | 0% | 505.9413 | 126.7486 | 505.9413 | 126.7486
524.98 | 378.7892 | 8.073 | 47.2431 | 0 | 0.020066 | 71.3921 | 0 | 0% | 505.5174 | 126.7283 | 505.5174 | 126.7283
525 | 378.7334 | 8.0732 | 47.24 | 0 | 0.11844 | 71.4012 | 0 | 0% | 505.5663 | 126.8329 | 505.5663 | 126.8329
525.02 | 378.9623 | 8.0736 | 47.2724 | 0 | 0.55173 | 71.4107 | 0 | 0% | 506.2707 | 127.3084 | 506.2707 | 127.3084
525.04 | 379.4044 | 8.074 | 47.3313 | 0 | 2.0284 | 71.4204 | 0 | 0% | 508.2583 | 128.854 | 508.2583 | 128.854
525.06 | 380.013 | 8.0743 | 47.411 | 0 | 5.8852 | 71.4297 | 0 | 0% | 512.8133 | 132.8003 | 512.8133 | 132.8003
525.08 | 380.782 | 8.0746 | 47.5109 | 0 | 13.4764 | 71.4386 | 0 | 0% | 521.2825 | 140.5005 | 521.2825 | 140.5005
525.1 | 381.7201 | 8.0748 | 47.6319 | 0 | 24.3547 | 71.4469 | 0 | 0% | 533.2285 | 151.5084 | 533.2285 | 151.5084
525.12 | 382.8018 | 8.0749 | 47.7709 | 0 | 34.7367 | 71.4547 | 0 | 0% | 544.8392 | 162.0373 | 544.8392 | 162.0373
525.14 | 383.9404 | 8.0751 | 47.9171 | 0 | 39.1013 | 71.4624 | 0 | 0% | 550.4963 | 166.5559 | 550.4963 | 166.5559
525.16 | 385.0075 | 8.0753 | 48.0542 | 0 | 34.7367 | 71.4709 | 0 | 0% | 547.3446 | 162.3372 | 547.3446 | 162.3372
525.18 | 385.8769 | 8.0757 | 48.1666 | 0 | 24.3547 | 71.4805 | 0 | 0% | 537.9544 | 152.0775 | 537.9544 | 152.0775
525.2 | 386.4556 | 8.0762 | 48.2425 | 0 | 13.4764 | 71.491 | 0 | 0% | 527.7417 | 141.2861 | 527.7417 | 141.2861
525.22 | 386.6892 | 8.0768 | 48.2753 | 0 | 5.8852 | 71.5017 | 0 | 0% | 520.4281 | 133.7389 | 520.4281 | 133.7389
525.24 | 386.5548 | 8.0772 | 48.2623 | 0 | 2.0284 | 71.5117 | 0 | 0% | 516.4343 | 129.8795 | 516.4343 | 129.8795
525.26 | 386.0512 | 8.0775 | 48.2033 | 0 | 0.55173 | 71.5208 | 0 | 0% | 514.4046 | 128.3534 | 514.4046 | 128.3534
525.28 | 385.192 | 8.0778 | 48.1 | 0 | 0.11844 | 71.5295 | 0 | 0% | 513.0177 | 127.8257 | 513.0177 | 127.8257
525.3 | 384.005 | 8.0781 | 47.9557 | 0 | 0.020066 | 71.5382 | 0 | 0% | 511.597 | 127.592 | 511.597 | 127.592
525.32 | 382.5386 | 8.0784 | 47.7764 | 0 | 0.0026831 | 71.5472 | 0 | 0% | 509.9433 | 127.4046 | 509.9433 | 127.4046
525.34 | 380.876 | 8.0787 | 47.5726 | 0 | 0.00028314 | 71.5563 | 0 | 0% | 508.0838 | 127.2079 | 508.0838 | 127.2079
525.36 | 379.148 | 8.079 | 47.3606 | 0 | 0 | 71.5654 | 0 | 0% | 506.153 | 127.005 | 506.153 | 127.005
525.38 | 377.5333 | 8.0793 | 47.1628 | 0 | 6.3682e-05 | 71.5744 | 0 | 0% | 504.3498 | 126.8165 | 504.3498 | 126.8165
525.4 | 376.2283 | 8.0796 | 47.0036 | 0 | 0.00060346 | 71.5832 | 0 | 0% | 502.8953 | 126.667 | 502.8953 | 126.667
525.42 | 375.3961 | 8.0798 | 46.9036 | 0 | 0.0045132 | 71.5918 | 0 | 0% | 501.9758 | 126.5797 | 501.9758 | 126.5797
525.44 | 375.1224 | 8.0801 | 46.8733 | 0 | 0.026639 | 71.6001 | 0 | 0% | 501.7025 | 126.5801 | 501.7025 | 126.5801
525.46 | 375.3995 | 8.0803 | 46.9119 | 0 | 0.12409 | 71.6085 | 0 | 0% | 502.1243 | 126.7248 | 502.1243 | 126.7248
525.48 | 376.1377 | 8.0806 | 47.008 | 0 | 0.4562 | 71.6176 | 0 | 0% | 503.3 | 127.1623 | 503.3 | 127.1623
525.5 | 377.1905 | 8.081 | 47.1433 | 0 | 1.3237 | 71.6273 | 0 | 0% | 505.3658 | 128.1753 | 505.3658 | 128.1753
525.52 | 378.3898 | 8.0815 | 47.297 | 0 | 3.031 | 71.6375 | 0 | 0% | 508.4367 | 130.0469 | 508.4367 | 130.0469
525.54 | 379.5829 | 8.0819 | 47.4499 | 0 | 5.4777 | 71.6474 | 0 | 0% | 512.2399 | 132.6569 | 512.2399 | 132.6569
525.56 | 380.6607 | 8.0823 | 47.5885 | 0 | 7.8141 | 71.6569 | 0 | 0% | 515.8025 | 135.1418 | 515.8025 | 135.1418
525.58 | 381.5666 | 8.0826 | 47.7057 | 0 | 8.8071 | 71.666 | 0 | 0% | 517.8281 | 136.2614 | 517.8281 | 136.2614
525.6 | 382.2862 | 8.0829 | 47.7997 | 0 | 7.9058 | 71.6749 | 0 | 0% | 517.7496 | 135.4634 | 517.7496 | 135.4634
525.62 | 382.8219 | 8.0832 | 47.8707 | 0 | 6.0171 | 71.6838 | 0 | 0% | 516.4767 | 133.6548 | 516.4767 | 133.6548
525.64 | 383.1677 | 8.0835 | 47.9179 | 0 | 5.5064 | 71.6928 | 0 | 0% | 516.3683 | 133.2006 | 516.3683 | 133.2006
525.66 | 383.2951 | 8.0838 | 47.9378 | 0 | 10.3178 | 71.7017 | 0 | 0% | 521.3363 | 138.0412 | 521.3363 | 138.0412
525.68 | 383.1562 | 8.0841 | 47.9244 | 0 | 26.3217 | 71.7107 | 0 | 0% | 537.1971 | 154.0409 | 537.1971 | 154.0409
525.7 | 382.7071 | 8.0844 | 47.8722 | 0 | 58.9963 | 71.7197 | 0 | 0% | 569.3796 | 186.6726 | 569.3796 | 186.6726
525.72 | 381.9406 | 8.0847 | 47.7802 | 0 | 106.1331 | 71.7288 | 0 | 0% | 615.6674 | 233.7268 | 615.6674 | 233.7268
525.74 | 380.9073 | 8.0851 | 47.6548 | 0 | 151.6585 | 71.738 | 0 | 0% | 660.0437 | 279.1364 | 660.0437 | 279.1364
525.76 | 379.7119 | 8.0854 | 47.5091 | 0 | 172.4572 | 71.7472 | 0 | 0% | 679.5107 | 299.7989 | 679.5107 | 299.7989
525.78 | 378.4937 | 8.0858 | 47.3605 | 0 | 157.0833 | 71.7564 | 0 | 0% | 662.7796 | 284.2859 | 662.7796 | 284.2859
525.8 | 377.4091 | 8.0861 | 47.2286 | 0 | 116.0607 | 71.7657 | 0 | 0% | 620.5502 | 243.1411 | 620.5502 | 243.1411
525.82 | 376.6168 | 8.0864 | 47.1333 | 0 | 71.0649 | 71.7749 | 0 | 0% | 574.6764 | 198.0596 | 574.6764 | 198.0596
525.84 | 376.2608 | 8.0868 | 47.0926 | 0 | 37.1742 | 71.7842 | 0 | 0% | 540.3985 | 164.1377 | 540.3985 | 164.1377
525.86 | 376.4458 | 8.0871 | 47.1196 | 0 | 17.1333 | 71.7934 | 0 | 0% | 520.5792 | 144.1334 | 520.5792 | 144.1334
525.88 | 377.211 | 8.0875 | 47.2192 | 0 | 7.0549 | 71.8026 | 0 | 0% | 511.3751 | 134.1642 | 511.3751 | 134.1642
525.9 | 378.5086 | 8.0878 | 47.3855 | 0 | 2.5608 | 71.8118 | 0 | 0% | 508.3544 | 129.8459 | 508.3544 | 129.8459
525.92 | 380.1988 | 8.0881 | 47.601 | 0 | 0.79454 | 71.8209 | 0 | 0% | 508.5033 | 128.3045 | 508.5033 | 128.3045
525.94 | 382.0662 | 8.0884 | 47.8387 | 0 | 0.20436 | 71.8299 | 0 | 0% | 510.0276 | 127.9614 | 510.0276 | 127.9614
525.96 | 383.8567 | 8.0887 | 48.0668 | 0 | 0.042627 | 71.8389 | 0 | 0% | 511.8938 | 128.0371 | 511.8938 | 128.0371
525.98 | 385.3209 | 8.089 | 48.2541 | 0 | 0.0070192 | 71.8479 | 0 | 0% | 513.5189 | 128.198 | 513.5189 | 128.198
526 | 386.2492 | 8.0893 | 48.3743 | 0 | 0.00093854 | 71.8569 | 0 | 0% | 514.5706 | 128.3214 | 514.5706 | 128.3214
526.02 | 386.499 | 8.0897 | 48.4095 | 0 | 9.9042e-05 | 71.8659 | 0 | 0% | 514.8642 | 128.3652 | 514.8642 | 128.3652
526.04 | 386.0173 | 8.09 | 48.3532 | 0 | 1.4615e-12 | 71.8749 | 0 | 0% | 514.3353 | 128.318 | 514.3353 | 128.318
526.06 | 384.8515 | 8.0903 | 48.2111 | 0 | 0.00016972 | 71.8838 | 0 | 0% | 513.0368 | 128.1854 | 513.0368 | 128.1854
526.08 | 383.138 | 8.0905 | 48.0005 | 0 | 0.0016083 | 71.8926 | 0 | 0% | 511.1232 | 127.9852 | 511.1232 | 127.9852
526.1 | 381.0558 | 8.0908 | 47.7437 | 0 | 0.012028 | 71.9012 | 0 | 0% | 508.8035 | 127.7477 | 508.8035 | 127.7477
526.12 | 378.7608 | 8.091 | 47.4602 | 0 | 0.070994 | 71.9097 | 0 | 0% | 506.2927 | 127.5319 | 506.2927 | 127.5319
526.14 | 376.3422 | 8.0913 | 47.1611 | 0 | 0.33071 | 71.9182 | 0 | 0% | 503.8436 | 127.5013 | 503.8436 | 127.5013
526.16 | 373.8291 | 8.0915 | 46.8502 | 0 | 1.2158 | 71.9267 | 0 | 0% | 501.9134 | 128.0843 | 501.9134 | 128.0843
526.18 | 371.2358 | 8.0918 | 46.5292 | 0 | 3.5277 | 71.9353 | 0 | 0% | 501.3197 | 130.0839 | 501.3197 | 130.0839
526.2 | 368.6118 | 8.092 | 46.2042 | 0 | 8.0779 | 71.944 | 0 | 0% | 502.93 | 134.3181 | 502.93 | 134.3181
526.22 | 366.0695 | 8.0923 | 45.8893 | 0 | 14.5985 | 71.9528 | 0 | 0% | 506.6024 | 140.533 | 506.6024 | 140.533
526.24 | 363.7761 | 8.0926 | 45.6056 | 0 | 20.8216 | 71.9618 | 0 | 0% | 510.2577 | 146.4816 | 510.2577 | 146.4816
526.26 | 361.9125 | 8.0929 | 45.3757 | 0 | 23.4378 | 71.9707 | 0 | 0% | 510.7896 | 148.8771 | 510.7896 | 148.8771
526.28 | 360.6135 | 8.0932 | 45.2166 | 0 | 20.8216 | 71.9796 | 0 | 0% | 506.7246 | 146.111 | 506.7246 | 146.111
526.3 | 359.9117 | 8.0935 | 45.1324 | 0 | 14.5985 | 71.9886 | 0 | 0% | 499.7247 | 139.8129 | 499.7247 | 139.8129
526.32 | 359.7042 | 8.0938 | 45.11 | 0 | 8.0779 | 71.9977 | 0 | 0% | 492.9837 | 133.2795 | 492.9837 | 133.2795
526.34 | 359.7609 | 8.0942 | 45.1208 | 0 | 3.5277 | 72.007 | 0 | 0% | 488.5106 | 128.7497 | 488.5106 | 128.7497
526.36 | 359.778 | 8.0946 | 45.1266 | 0 | 1.2158 | 72.0165 | 0 | 0% | 486.2315 | 126.4535 | 486.2315 | 126.4535
526.38 | 359.4516 | 8.0949 | 45.0892 | 0 | 0.33071 | 72.026 | 0 | 0% | 484.9925 | 125.5409 | 484.9925 | 125.5409
526.4 | 358.5435 | 8.0953 | 44.9789 | 0 | 0.070994 | 72.0354 | 0 | 0% | 483.7241 | 125.1806 | 483.7241 | 125.1806
526.42 | 356.9263 | 8.0956 | 44.7797 | 0 | 0.012028 | 72.0445 | 0 | 0% | 481.8582 | 124.9319 | 481.8582 | 124.9319
526.44 | 354.6111 | 8.0959 | 44.4928 | 0 | 0.0016083 | 72.0535 | 0 | 0% | 479.255 | 124.6439 | 479.255 | 124.6439
526.46 | 351.7537 | 8.0962 | 44.1379 | 0 | 0.00016972 | 72.0622 | 0 | 0% | 476.0503 | 124.2966 | 476.0503 | 124.2966
526.48 | 348.6286 | 8.0965 | 43.7494 | 0 | 2.7884e-13 | 72.0708 | 0 | 0% | 472.5454 | 123.9168 | 472.5454 | 123.9168
526.5 | 345.5635 | 8.0967 | 43.3684 | 0 | 3.1516e-14 | 72.0794 | 0 | 0% | 469.1081 | 123.5446 | 469.1081 | 123.5446
526.52 | 342.8549 | 8.097 | 43.0321 | 0 | 0 | 72.0881 | 0 | 0% | 466.0722 | 123.2172 | 466.0722 | 123.2172
526.54 | 340.7158 | 8.0973 | 42.7672 | 0 | 0 | 72.0971 | 0 | 0% | 463.6774 | 122.9616 | 463.6774 | 122.9616
526.56 | 339.2791 | 8.0976 | 42.5904 | 0 | 0 | 72.1061 | 0 | 0% | 462.0733 | 122.7941 | 462.0733 | 122.7941
526.58 | 338.6145 | 8.0979 | 42.5106 | 0 | 0 | 72.1152 | 0 | 0% | 461.3382 | 122.7237 | 461.3382 | 122.7237
526.6 | 338.7004 | 8.0982 | 42.525 | 0 | 0 | 72.1241 | 0 | 0% | 461.4477 | 122.7473 | 461.4477 | 122.7473
526.62 | 339.3644 | 8.0985 | 42.6119 | 0 | 0 | 72.133 | 0 | 0% | 462.2078 | 122.8434 | 462.2078 | 122.8434
526.64 | 340.2787 | 8.0988 | 42.7304 | 0 | 0 | 72.1417 | 0 | 0% | 463.2496 | 122.9709 | 463.2496 | 122.9709
526.66 | 341.0546 | 8.099 | 42.8315 | 0 | 2.5617e-14 | 72.1504 | 0 | 0% | 464.1354 | 123.0809 | 464.1354 | 123.0809
526.68 | 341.3742 | 8.0993 | 42.8752 | 0 | 0 | 72.1589 | 0 | 0% | 464.5076 | 123.1334 | 464.5076 | 123.1334
526.7 | 341.0634 | 8.0995 | 42.8399 | 0 | 2.8314e-14 | 72.1671 | 0 | 0% | 464.1699 | 123.1065 | 464.1699 | 123.1065
526.72 | 340.0811 | 8.0996 | 42.7202 | 0 | 0 | 72.1748 | 0 | 0% | 463.0757 | 122.9946 | 463.0757 | 122.9946
526.74 | 338.4723 | 8.0996 | 42.5219 | 0 | 5.6627e-14 | 72.1818 | 0 | 0% | 461.2756 | 122.8033 | 461.2756 | 122.8033
526.76 | 336.3296 | 8.0996 | 42.2565 | 0 | 0 | 72.1885 | 0 | 0% | 458.8742 | 122.5446 | 458.8742 | 122.5446
526.78 | 333.7664 | 8.0997 | 41.9381 | 0 | 0 | 72.1958 | 0 | 0% | 456 | 122.2336 | 456 | 122.2336
526.8 | 330.8884 | 8.1 | 41.5799 | 0 | 0 | 72.2044 | 0 | 0% | 452.7727 | 121.8843 | 452.7727 | 121.8843
526.82 | 327.769 | 8.1004 | 41.1912 | 0 | 9.4379e-15 | 72.2145 | 0 | 0% | 449.2751 | 121.5061 | 449.2751 | 121.5061
526.84 | 324.4554 | 8.101 | 40.7779 | 0 | 0 | 72.2255 | 0 | 0% | 445.5598 | 121.1044 | 445.5598 | 121.1044
526.86 | 321.0142 | 8.1016 | 40.3485 | 0 | 0 | 72.2366 | 0 | 0% | 441.7009 | 120.6867 | 441.7009 | 120.6867
526.88 | 317.5838 | 8.1022 | 39.9204 | 0 | 0 | 72.2474 | 0 | 0% | 437.8537 | 120.2699 | 437.8537 | 120.2699
526.9 | 314.3861 | 8.1026 | 39.5216 | 0 | 0 | 72.2575 | 0 | 0% | 434.2677 | 119.8817 | 434.2677 | 119.8817
526.92 | 311.6894 | 8.103 | 39.1858 | 0 | 2.0089e-12 | 72.2669 | 0 | 0% | 431.2451 | 119.5557 | 431.2451 | 119.5557
526.94 | 309.7569 | 8.1033 | 38.9462 | 0 | 1.4319e-12 | 72.2759 | 0 | 0% | 429.0822 | 119.3253 | 429.0822 | 119.3253
526.96 | 308.8079 | 8.1036 | 38.8302 | 0 | 6.8762e-13 | 72.2844 | 0 | 0% | 428.0261 | 119.2182 | 428.0261 | 119.2182
526.98 | 308.9832 | 8.1038 | 38.8557 | 0 | 1.022e-12 | 72.2927 | 0 | 0% | 428.2353 | 119.2522 | 428.2353 | 119.2522
527 | 310.2939 | 8.1039 | 39.024 | 0 | 2.8516e-13 | 72.3008 | 0 | 0% | 429.7225 | 119.4286 | 429.7225 | 119.4286
527.02 | 312.5709 | 8.1041 | 39.3138 | 0 | 2.5145e-13 | 72.3085 | 0 | 0% | 432.2973 | 119.7264 | 432.2973 | 119.7264
527.04 | 315.468 | 8.1042 | 39.6817 | 0 | 2.614e-13 | 72.3161 | 0 | 0% | 435.57 | 120.102 | 435.57 | 120.102
527.06 | 318.5412 | 8.1043 | 40.0718 | 0 | 2.4404e-13 | 72.3239 | 0 | 0% | 439.0413 | 120.5001 | 439.0413 | 120.5001
527.08 | 321.3609 | 8.1046 | 40.43 | 0 | 2.8449e-13 | 72.3323 | 0 | 0% | 442.2277 | 120.8669 | 442.2277 | 120.8669
527.1 | 323.5896 | 8.1049 | 40.7137 | 0 | 2.4404e-13 | 72.3414 | 0 | 0% | 444.7496 | 121.16 | 444.7496 | 121.16
527.12 | 325.0142 | 8.1053 | 40.8962 | 0 | 2.8044e-13 | 72.3509 | 0 | 0% | 446.3666 | 121.3524 | 446.3666 | 121.3524
527.14 | 325.557 | 8.1057 | 40.9678 | 0 | 2.373e-13 | 72.3606 | 0 | 0% | 446.991 | 121.434 | 446.991 | 121.434
527.16 | 325.2847 | 8.106 | 40.9368 | 0 | 1.9954e-13 | 72.3701 | 0 | 0% | 446.6976 | 121.4129 | 446.6976 | 121.4129
527.18 | 324.4072 | 8.1064 | 40.8297 | 0 | 1.237e-13 | 72.3793 | 0 | 0% | 445.7227 | 121.3154 | 445.7227 | 121.3154
527.2 | 323.2472 | 8.1067 | 40.6871 | 0 | 1.9381e-13 | 72.3883 | 0 | 0% | 444.4292 | 121.182 | 444.4292 | 121.182
527.22 | 322.1781 | 8.107 | 40.5559 | 0 | 1.7772e-13 | 72.3971 | 0 | 0% | 443.2381 | 121.0599 | 443.2381 | 121.0599
527.24 | 321.5558 | 8.1073 | 40.4809 | 0 | 1.4915e-13 | 72.4059 | 0 | 0% | 442.5499 | 120.9941 | 442.5499 | 120.9941
527.26 | 321.6648 | 8.1076 | 40.498 | 0 | 0 | 72.4151 | 0 | 0% | 442.6856 | 121.0207 | 442.6856 | 121.0207
527.28 | 322.6839 | 8.108 | 40.6296 | 0 | 1.2977e-14 | 72.4247 | 0 | 0% | 443.8462 | 121.1623 | 443.8462 | 121.1623
527.3 | 324.6606 | 8.1084 | 40.8818 | 0 | 7.3607e-14 | 72.4344 | 0 | 0% | 446.0853 | 121.4247 | 446.0853 | 121.4247
527.32 | 327.4975 | 8.1088 | 41.2424 | 0 | 4.5104e-14 | 72.4441 | 0 | 0% | 449.2928 | 121.7954 | 449.2928 | 121.7954
527.34 | 330.9632 | 8.1092 | 41.6822 | 0 | 1.2556e-13 | 72.4537 | 0 | 0% | 453.2083 | 122.2452 | 453.2083 | 122.2452
527.36 | 334.7369 | 8.1096 | 42.1609 | 0 | 4.0396e-15 | 72.4633 | 0 | 0% | 457.4707 | 122.7338 | 457.4707 | 122.7338
527.38 | 338.471 | 8.11 | 42.6347 | 0 | 1.8077e-13 | 72.4728 | 0 | 0% | 461.6885 | 123.2175 | 461.6885 | 123.2175
527.4 | 341.8508 | 8.1103 | 43.0639 | 0 | 9.7941e-14 | 72.4822 | 0 | 0% | 465.5073 | 123.6565 | 465.5073 | 123.6565
527.42 | 344.6401 | 8.1107 | 43.4188 | 0 | 2.7855e-13 | 72.4916 | 0 | 0% | 468.6611 | 124.021 | 468.6611 | 124.021
527.44 | 346.7053 | 8.111 | 43.6825 | 0 | 0 | 72.5008 | 0 | 0% | 470.9996 | 124.2943 | 470.9996 | 124.2943
527.46 | 348.015 | 8.1114 | 43.8511 | 0 | 0.00024719 | 72.5098 | 0 | 0% | 472.4875 | 124.4725 | 472.4875 | 124.4725
527.48 | 348.6231 | 8.1117 | 43.9313 | 0 | 0.0023425 | 72.5187 | 0 | 0% | 473.1872 | 124.5641 | 473.1872 | 124.5641
527.5 | 348.6492 | 8.1119 | 43.9383 | 0 | 0.017519 | 72.5276 | 0 | 0% | 473.2445 | 124.5953 | 473.2445 | 124.5953
527.52 | 348.2584 | 8.1122 | 43.8927 | 0 | 0.1034 | 72.5363 | 0 | 0% | 472.903 | 124.6446 | 472.903 | 124.6446
527.54 | 347.6359 | 8.1125 | 43.8179 | 0 | 0.48168 | 72.5451 | 0 | 0% | 472.593 | 124.9571 | 472.593 | 124.9571
527.56 | 346.9602 | 8.1128 | 43.7363 | 0 | 1.771 | 72.5539 | 0 | 0% | 473.1343 | 126.174 | 473.1343 | 126.174
527.58 | 346.3865 | 8.1131 | 43.6676 | 0 | 5.1403 | 72.5628 | 0 | 0% | 475.8703 | 129.4838 | 475.8703 | 129.4838
527.6 | 346.051 | 8.1134 | 43.629 | 0 | 11.7829 | 72.5719 | 0 | 0% | 482.1482 | 136.0972 | 482.1482 | 136.0972
527.62 | 346.0868 | 8.1137 | 43.6372 | 0 | 21.3687 | 72.581 | 0 | 0% | 491.7874 | 145.7006 | 491.7874 | 145.7006
527.64 | 346.6231 | 8.1141 | 43.7085 | 0 | 30.8388 | 72.5901 | 0 | 0% | 501.8745 | 155.2514 | 501.8745 | 155.2514
527.66 | 347.7599 | 8.1144 | 43.8556 | 0 | 36.1043 | 72.5991 | 0 | 0% | 508.4331 | 160.6733 | 508.4331 | 160.6733
527.68 | 349.5285 | 8.1147 | 44.0824 | 0 | 36.3439 | 72.6079 | 0 | 0% | 510.6774 | 161.1489 | 510.6774 | 161.1489
527.7 | 351.8662 | 8.1149 | 44.381 | 0 | 35.9391 | 72.6167 | 0 | 0% | 512.9179 | 161.0518 | 512.9179 | 161.0518
527.72 | 354.6162 | 8.1152 | 44.7318 | 0 | 40.3436 | 72.6253 | 0 | 0% | 520.432 | 165.8158 | 520.432 | 165.8158
527.74 | 357.5516 | 8.1154 | 45.1059 | 0 | 49.6116 | 72.6338 | 0 | 0% | 533.0184 | 175.4668 | 533.0184 | 175.4668
527.76 | 360.4153 | 8.1157 | 45.4711 | 0 | 57.1283 | 72.6423 | 0 | 0% | 543.7726 | 183.3573 | 543.7726 | 183.3573
527.78 | 362.9681 | 8.1159 | 45.7971 | 0 | 55.6213 | 72.6506 | 0 | 0% | 545.153 | 182.1849 | 545.153 | 182.1849
527.8 | 365.0385 | 8.1161 | 46.0623 | 0 | 44.059 | 72.6588 | 0 | 0% | 535.9347 | 170.8962 | 535.9347 | 170.8962
527.82 | 366.5652 | 8.1163 | 46.2589 | 0 | 28.0529 | 72.6671 | 0 | 0% | 521.6604 | 155.0952 | 521.6604 | 155.0952
527.84 | 367.6134 | 8.1166 | 46.395 | 0 | 14.3001 | 72.6758 | 0 | 0% | 509.1008 | 141.4874 | 509.1008 | 141.4874
527.86 | 368.3522 | 8.1169 | 46.4921 | 0 | 5.8253 | 72.6849 | 0 | 0% | 501.4714 | 133.1192 | 501.4714 | 133.1192
527.88 | 369.0044 | 8.1173 | 46.5782 | 0 | 1.8937 | 72.6945 | 0 | 0% | 498.2881 | 129.2836 | 498.2881 | 129.2836
527.9 | 369.7847 | 8.1177 | 46.6805 | 0 | 0.49064 | 72.7041 | 0 | 0% | 497.7777 | 127.9929 | 497.7777 | 127.9929
527.92 | 370.8423 | 8.1181 | 46.8178 | 0 | 0.10118 | 72.7138 | 0 | 0% | 498.5931 | 127.7508 | 498.5931 | 127.7508
527.94 | 372.2204 | 8.1185 | 46.9956 | 0 | 0.016588 | 72.7233 | 0 | 0% | 500.0744 | 127.854 | 500.0744 | 127.854
527.96 | 373.8459 | 8.1188 | 47.2047 | 0 | 0.0021596 | 72.7328 | 0 | 0% | 501.9044 | 128.0585 | 501.9044 | 128.0585
527.98 | 375.5528 | 8.1192 | 47.4241 | 0 | 0.00020479 | 72.7423 | 0 | 0% | 503.8386 | 128.2858 | 503.8386 | 128.2858
528 | 377.1347 | 8.1196 | 47.6277 | 0 | 0 | 72.7516 | 0 | 0% | 505.6336 | 128.4989 | 505.6336 | 128.4989
528.02 | 378.4086 | 8.1199 | 47.7925 | 0 | 0 | 72.7608 | 0 | 0% | 507.0819 | 128.6732 | 507.0819 | 128.6732
528.04 | 379.2611 | 8.1202 | 47.9041 | 0 | 0 | 72.7699 | 0 | 0% | 508.0554 | 128.7942 | 508.0554 | 128.7942
528.06 | 379.6579 | 8.1205 | 47.9582 | 0 | 4.0448e-14 | 72.7788 | 0 | 0% | 508.5155 | 128.8576 | 508.5155 | 128.8576
528.08 | 379.624 | 8.1208 | 47.9579 | 0 | 2.9662e-14 | 72.7877 | 0 | 0% | 508.4904 | 128.8665 | 508.4904 | 128.8665
528.1 | 379.2153 | 8.1211 | 47.9103 | 0 | 0 | 72.7966 | 0 | 0% | 508.0433 | 128.828 | 508.0433 | 128.828
528.12 | 378.4932 | 8.1214 | 47.8231 | 0 | 1.6179e-14 | 72.8054 | 0 | 0% | 507.2431 | 128.7499 | 507.2431 | 128.7499
528.14 | 377.5011 | 8.1217 | 47.7017 | 0 | 9.1683e-14 | 72.8143 | 0 | 0% | 506.1388 | 128.6378 | 506.1388 | 128.6378
528.16 | 376.2476 | 8.122 | 47.5473 | 0 | 2.0494e-13 | 72.8233 | 0 | 0% | 504.7402 | 128.4926 | 504.7402 | 128.4926
528.18 | 374.7058 | 8.1223 | 47.3565 | 0 | 7.9548e-14 | 72.8322 | 0 | 0% | 503.0168 | 128.311 | 503.0168 | 128.311
528.2 | 372.8393 | 8.1226 | 47.1246 | 0 | 2.0224e-15 | 72.841 | 0 | 0% | 500.9275 | 128.0882 | 500.9275 | 128.0882
528.22 | 370.6446 | 8.1229 | 46.8513 | 0 | 2.0224e-14 | 72.8496 | 0 | 0% | 498.4683 | 127.8237 | 498.4683 | 127.8237
528.24 | 368.1835 | 8.1231 | 46.5442 | 0 | 1.971e-13 | 72.8581 | 0 | 0% | 495.7089 | 127.5254 | 495.7089 | 127.5254
528.26 | 365.5849 | 8.1233 | 46.2197 | 0 | 2.3291e-13 | 72.8666 | 0 | 0% | 492.7945 | 127.2096 | 492.7945 | 127.2096
528.28 | 363.0225 | 8.1236 | 45.8997 | 0 | 2.7168e-13 | 72.8751 | 0 | 0% | 489.9209 | 126.8984 | 489.9209 | 126.8984
528.3 | 360.6812 | 8.1238 | 45.6076 | 0 | 2.9662e-14 | 72.8837 | 0 | 0% | 487.2964 | 126.6152 | 487.2964 | 126.6152
528.32 | 358.7245 | 8.1241 | 45.3641 | 0 | 1.2e-13 | 72.8925 | 0 | 0% | 485.1052 | 126.3807 | 485.1052 | 126.3807
528.34 | 357.2714 | 8.1244 | 45.1841 | 0 | 0 | 72.9014 | 0 | 0% | 483.4814 | 126.21 | 483.4814 | 126.21
528.36 | 356.3864 | 8.1247 | 45.076 | 0 | 0 | 72.9105 | 0 | 0% | 482.4976 | 126.1112 | 482.4976 | 126.1112
528.38 | 356.0808 | 8.1251 | 45.0411 | 0 | 2.3258e-14 | 72.9196 | 0 | 0% | 482.1665 | 126.0858 | 482.1665 | 126.0858
528.4 | 356.3154 | 8.1254 | 45.0745 | 0 | 0 | 72.9288 | 0 | 0% | 482.4442 | 126.1287 | 482.4442 | 126.1287
528.42 | 357.0081 | 8.1257 | 45.1659 | 0 | 6.4464e-14 | 72.9379 | 0 | 0% | 483.2376 | 126.2296 | 483.2376 | 126.2296
528.44 | 358.05 | 8.1261 | 45.3015 | 0 | 9.0703e-14 | 72.9469 | 0 | 0% | 484.4245 | 126.3745 | 484.4245 | 126.3745
528.46 | 359.3347 | 8.1264 | 45.4679 | 0 | 1.5198e-13 | 72.9558 | 0 | 0% | 485.8847 | 126.55 | 485.8847 | 126.55
528.48 | 360.784 | 8.1266 | 45.6551 | 0 | 1.4713e-13 | 72.9646 | 0 | 0% | 487.5302 | 126.7463 | 487.5302 | 126.7463
528.5 | 362.3563 | 8.1269 | 45.8579 | 0 | 2.0763e-13 | 72.9733 | 0 | 0% | 489.3144 | 126.9581 | 489.3144 | 126.9581
528.52 | 364.0348 | 8.1272 | 46.0742 | 0 | 1.8876e-13 | 72.9823 | 0 | 0% | 491.2185 | 127.1837 | 491.2185 | 127.1837
528.54 | 365.8102 | 8.1275 | 46.3027 | 0 | 1.7258e-13 | 72.9914 | 0 | 0% | 493.2319 | 127.4217 | 493.2319 | 127.4217
528.56 | 367.6674 | 8.1279 | 46.5416 | 0 | 1.2943e-13 | 73.0006 | 0 | 0% | 495.3375 | 127.6701 | 495.3375 | 127.6701
528.58 | 369.5778 | 8.1282 | 46.7874 | 0 | 8.629e-13 | 73.0097 | 0 | 0% | 497.503 | 127.9253 | 497.503 | 127.9253
528.6 | 371.4927 | 8.1285 | 47.0337 | 0 | 6.9032e-13 | 73.0188 | 0 | 0% | 499.6736 | 128.181 | 499.6736 | 128.181
528.62 | 373.344 | 8.1289 | 47.272 | 0 | 1.3806e-12 | 73.028 | 0 | 0% | 501.7729 | 128.4289 | 501.7729 | 128.4289
528.64 | 375.0647 | 8.1293 | 47.4937 | 0 | 3.4516e-12 | 73.0376 | 0 | 0% | 503.7253 | 128.6606 | 503.7253 | 128.6606
528.66 | 376.6302 | 8.1297 | 47.6958 | 0 | 3.4516e-12 | 73.0474 | 0 | 0% | 505.5031 | 128.8728 | 505.5031 | 128.8728
528.68 | 378.0903 | 8.1301 | 47.8846 | 0 | 0 | 73.057 | 0 | 0% | 507.1619 | 129.0717 | 507.1619 | 129.0717
528.7 | 379.5586 | 8.1305 | 48.0745 | 0 | 1.0355e-12 | 73.0664 | 0 | 0% | 508.8299 | 129.2714 | 508.8299 | 129.2714
528.72 | 381.1601 | 8.1308 | 48.2814 | 0 | 3.4516e-13 | 73.0756 | 0 | 0% | 510.6478 | 129.4877 | 510.6478 | 129.4877
528.74 | 382.9775 | 8.1311 | 48.5156 | 0 | 3.0201e-13 | 73.0846 | 0 | 0% | 512.7088 | 129.7313 | 512.7088 | 129.7313
528.76 | 385.0275 | 8.1314 | 48.7794 | 0 | 1.5101e-13 | 73.0936 | 0 | 0% | 515.0319 | 130.0044 | 515.0319 | 130.0044
528.78 | 387.2624 | 8.1317 | 49.0666 | 0 | 1.4022e-13 | 73.1026 | 0 | 0% | 517.5634 | 130.301 | 517.5634 | 130.301
528.8 | 389.5749 | 8.132 | 49.3638 | 0 | 1.4022e-13 | 73.1115 | 0 | 0% | 520.1823 | 130.6074 | 520.1823 | 130.6074
528.82 | 391.806 | 8.1323 | 49.6506 | 0 | 1.2943e-13 | 73.1205 | 0 | 0% | 522.7094 | 130.9034 | 522.7094 | 130.9034
528.84 | 393.7724 | 8.1326 | 49.904 | 0 | 1.7258e-13 | 73.1292 | 0 | 0% | 524.9383 | 131.1659 | 524.9383 | 131.1659
528.86 | 395.319 | 8.1329 | 50.1042 | 0 | 2.1572e-13 | 73.1377 | 0 | 0% | 526.6938 | 131.3747 | 526.6938 | 131.3747
528.88 | 396.3698 | 8.133 | 50.2418 | 0 | 8.629e-14 | 73.1456 | 0 | 0% | 527.8901 | 131.5203 | 527.8901 | 131.5203
528.9 | 396.945 | 8.1331 | 50.3191 | 0 | 1.4561e-13 | 73.1531 | 0 | 0% | 528.5504 | 131.6053 | 528.5504 | 131.6053
528.92 | 397.1382 | 8.1333 | 50.3479 | 0 | 2.1572e-14 | 73.1609 | 0 | 0% | 528.7804 | 131.6421 | 528.7804 | 131.6421
528.94 | 397.0744 | 8.1335 | 50.3441 | 0 | 1.4022e-13 | 73.1696 | 0 | 0% | 528.7217 | 131.6472 | 528.7217 | 131.6472
528.96 | 396.8749 | 8.134 | 50.3229 | 0 | 2.319e-13 | 73.1795 | 0 | 0% | 528.5113 | 131.6364 | 528.5113 | 131.6364
528.98 | 396.6373 | 8.1345 | 50.2967 | 0 | 4.4493e-14 | 73.1902 | 0 | 0% | 528.2587 | 131.6214 | 528.2587 | 131.6214
529 | 396.4269 | 8.1351 | 50.2739 | 0 | 0 | 73.201 | 0 | 0% | 528.0368 | 131.61 | 528.0368 | 131.61
529.02 | 396.274 | 8.1356 | 50.2585 | 0 | 0 | 73.2112 | 0 | 0% | 527.8793 | 131.6053 | 527.8793 | 131.6053
529.04 | 396.1756 | 8.136 | 50.2502 | 0 | 0 | 73.221 | 0 | 0% | 527.7827 | 131.6071 | 527.7827 | 131.6071
529.06 | 396.107 | 8.1363 | 50.2456 | 0 | 0 | 73.2303 | 0 | 0% | 527.7193 | 131.6123 | 527.7193 | 131.6123
529.08 | 396.0384 | 8.1367 | 50.2411 | 0 | 0 | 73.2395 | 0 | 0% | 527.6557 | 131.6173 | 527.6557 | 131.6173
529.1 | 395.9504 | 8.137 | 50.2341 | 0 | 0 | 73.2484 | 0 | 0% | 527.57 | 131.6195 | 527.57 | 131.6195
529.12 | 395.8413 | 8.1372 | 50.2245 | 0 | 0 | 73.257 | 0 | 0% | 527.4601 | 131.6188 | 527.4601 | 131.6188
529.14 | 395.7275 | 8.1374 | 50.2145 | 0 | 0 | 73.2651 | 0 | 0% | 527.3445 | 131.617 | 527.3445 | 131.617
529.16 | 395.6393 | 8.1376 | 50.2077 | 0 | 0 | 73.2728 | 0 | 0% | 527.2573 | 131.618 | 527.2573 | 131.618
529.18 | 395.6121 | 8.1377 | 50.2087 | 0 | 2.764e-14 | 73.2804 | 0 | 0% | 527.2389 | 131.6268 | 527.2389 | 131.6268
529.2 | 395.6749 | 8.1379 | 50.221 | 0 | 6.7414e-14 | 73.2888 | 0 | 0% | 527.3226 | 131.6477 | 527.3226 | 131.6477
529.22 | 395.8382 | 8.1383 | 50.2459 | 0 | 3.7752e-14 | 73.2982 | 0 | 0% | 527.5206 | 131.6824 | 527.5206 | 131.6824
529.24 | 396.0862 | 8.1388 | 50.2815 | 0 | 1.4966e-13 | 73.3084 | 0 | 0% | 527.8149 | 131.7287 | 527.8149 | 131.7287
529.26 | 396.3814 | 8.1393 | 50.3231 | 0 | 0 | 73.3187 | 0 | 0% | 528.1624 | 131.7811 | 528.1624 | 131.7811
529.28 | 396.6764 | 8.1397 | 50.3648 | 0 | 5.7976e-14 | 73.3286 | 0 | 0% | 528.5094 | 131.833 | 528.5094 | 131.833
529.3 | 396.9303 | 8.14 | 50.4013 | 0 | 7.9548e-14 | 73.3379 | 0 | 0% | 528.8096 | 131.8792 | 528.8096 | 131.8792
529.32 | 397.1224 | 8.1403 | 50.43 | 0 | 1.7393e-13 | 73.3468 | 0 | 0% | 529.0395 | 131.9171 | 529.0395 | 131.9171
529.34 | 397.2572 | 8.1406 | 50.4515 | 0 | 1.6155e-08 | 73.3555 | 0 | 0% | 529.2048 | 131.9476 | 529.2048 | 131.9476
529.36 | 397.3595 | 8.1409 | 50.4688 | 0 | 0.00012707 | 73.3642 | 0 | 0% | 529.3336 | 131.974 | 529.3336 | 131.974
529.38 | 397.4578 | 8.1412 | 50.4856 | 0 | 0.0012038 | 73.373 | 0 | 0% | 529.4587 | 132.001 | 529.4587 | 132.001
529.4 | 397.5648 | 8.1415 | 50.5035 | 0 | 0.0090013 | 73.3819 | 0 | 0% | 529.6006 | 132.0359 | 529.6006 | 132.0359
529.42 | 397.6615 | 8.1418 | 50.52 | 0 | 0.053121 | 73.391 | 0 | 0% | 529.7675 | 132.1059 | 529.7675 | 132.1059
529.44 | 397.6917 | 8.1421 | 50.5281 | 0 | 0.24742 | 73.4001 | 0 | 0% | 530.0094 | 132.3177 | 530.0094 | 132.3177
529.46 | 397.569 | 8.1425 | 50.5167 | 0 | 0.90952 | 73.4093 | 0 | 0% | 530.547 | 132.978 | 530.547 | 132.978
529.48 | 397.195 | 8.1428 | 50.4733 | 0 | 2.6387 | 73.4185 | 0 | 0% | 531.8683 | 134.6733 | 531.8683 | 134.6733
529.5 | 396.479 | 8.1431 | 50.3866 | 0 | 6.042 | 73.4276 | 0 | 0% | 534.4783 | 137.9993 | 534.4783 | 137.9993
529.52 | 395.3587 | 8.1434 | 50.2484 | 0 | 10.9187 | 73.4366 | 0 | 0% | 538.1059 | 142.7472 | 538.1059 | 142.7472
529.54 | 393.8126 | 8.1438 | 50.0561 | 0 | 15.5725 | 73.4456 | 0 | 0% | 541.0306 | 147.218 | 541.0306 | 147.218
529.56 | 391.862 | 8.1441 | 49.8123 | 0 | 17.5286 | 73.4546 | 0 | 0% | 540.8016 | 148.9396 | 540.8016 | 148.9396
529.58 | 389.5604 | 8.1444 | 49.5238 | 0 | 15.5717 | 73.4637 | 0 | 0% | 536.264 | 146.7037 | 536.264 | 146.7037
529.6 | 386.9733 | 8.1448 | 49.199 | 0 | 10.9175 | 73.473 | 0 | 0% | 528.7075 | 141.7342 | 528.7075 | 141.7342
529.62 | 384.1585 | 8.1451 | 48.8452 | 0 | 6.041 | 73.4824 | 0 | 0% | 520.6722 | 136.5137 | 520.6722 | 136.5137
529.64 | 381.1597 | 8.1455 | 48.4679 | 0 | 2.6381 | 73.4918 | 0 | 0% | 513.903 | 132.7433 | 513.903 | 132.7433
529.66 | 378.0192 | 8.1459 | 48.0725 | 0 | 0.90922 | 73.5012 | 0 | 0% | 508.6479 | 130.6288 | 508.6479 | 130.6288
529.68 | 374.7993 | 8.1462 | 47.667 | 0 | 0.24731 | 73.5104 | 0 | 0% | 504.3703 | 129.571 | 504.3703 | 129.571
529.7 | 371.5959 | 8.1465 | 47.2635 | 0 | 0.05309 | 73.5197 | 0 | 0% | 500.5787 | 128.9828 | 500.5787 | 128.9828
529.72 | 368.5336 | 8.1469 | 46.878 | 0 | 0.0089947 | 73.5289 | 0 | 0% | 497.0963 | 128.5627 | 497.0963 | 128.5627
529.74 | 365.7482 | 8.1472 | 46.5276 | 0 | 0.0012027 | 73.5381 | 0 | 0% | 493.9623 | 128.214 | 493.9623 | 128.214
529.76 | 363.3617 | 8.1476 | 46.2278 | 0 | 0.00012691 | 73.5472 | 0 | 0% | 491.2844 | 127.9228 | 491.2844 | 127.9228
529.78 | 361.4568 | 8.1479 | 45.9894 | 0 | 0 | 73.5564 | 0 | 0% | 489.1504 | 127.6936 | 489.1504 | 127.6936
529.8 | 360.0541 | 8.1482 | 45.8148 | 0 | 0.00023262 | 73.5655 | 0 | 0% | 487.5829 | 127.5287 | 487.5829 | 127.5287
529.82 | 359.0985 | 8.1485 | 45.697 | 0 | 0.0022044 | 73.5745 | 0 | 0% | 486.5208 | 127.4223 | 486.5208 | 127.4223
529.84 | 358.4662 | 8.1488 | 45.6204 | 0 | 0.016486 | 73.5834 | 0 | 0% | 485.8353 | 127.3691 | 485.8353 | 127.3691
529.86 | 357.9979 | 8.1491 | 45.5647 | 0 | 0.09745 | 73.592 | 0 | 0% | 485.4011 | 127.4033 | 485.4011 | 127.4033
529.88 | 357.5441 | 8.1494 | 45.5108 | 0 | 0.45463 | 73.6006 | 0 | 0% | 485.2595 | 127.7154 | 485.2595 | 127.7154
529.9 | 357.0054 | 8.1496 | 45.4461 | 0 | 1.6766 | 73.6093 | 0 | 0% | 485.887 | 128.8816 | 485.887 | 128.8816
529.92 | 356.3538 | 8.15 | 45.367 | 0 | 4.8955 | 73.6185 | 0 | 0% | 488.3847 | 132.0309 | 488.3847 | 132.0309
529.94 | 355.6314 | 8.1503 | 45.2787 | 0 | 11.3567 | 73.628 | 0 | 0% | 494.0453 | 138.4138 | 494.0453 | 138.4138
529.96 | 354.9261 | 8.1507 | 45.1926 | 0 | 21.0785 | 73.6378 | 0 | 0% | 502.9857 | 148.0596 | 502.9857 | 148.0596
529.98 | 354.3368 | 8.151 | 45.1213 | 0 | 31.7443 | 73.6476 | 0 | 0% | 513.001 | 158.6642 | 513.001 | 158.6642
530 | 353.9433 | 8.1512 | 45.0749 | 0 | 39.8451 | 73.6571 | 0 | 0% | 520.6716 | 166.7284 | 520.6716 | 166.7284
530.02 | 353.7874 | 8.1513 | 45.0588 | 0 | 43.596 | 73.6665 | 0 | 0% | 524.2601 | 170.4727 | 524.2601 | 170.4727
530.04 | 353.8735 | 8.1514 | 45.0736 | 0 | 44.0153 | 73.6757 | 0 | 0% | 524.7895 | 170.9159 | 524.7895 | 170.9159
530.06 | 354.185 | 8.1513 | 45.117 | 0 | 42.6673 | 73.6849 | 0 | 0% | 523.8055 | 169.6205 | 523.8055 | 169.6205
530.08 | 354.7092 | 8.1512 | 45.1876 | 0 | 39.4265 | 73.694 | 0 | 0% | 521.1686 | 166.4594 | 521.1686 | 166.4594
530.1 | 355.4569 | 8.1511 | 45.2866 | 0 | 33.2616 | 73.7032 | 0 | 0% | 515.8594 | 160.4025 | 515.8594 | 160.4025
530.12 | 356.4675 | 8.151 | 45.4192 | 0 | 24.4588 | 73.7123 | 0 | 0% | 508.2089 | 151.7414 | 508.2089 | 151.7414
530.14 | 357.8025 | 8.1509 | 45.5931 | 0 | 15.1539 | 73.7215 | 0 | 0% | 500.422 | 142.6194 | 500.422 | 142.6194
530.16 | 359.5252 | 8.1508 | 45.8165 | 0 | 7.7363 | 73.7307 | 0 | 0% | 494.9596 | 135.4344 | 494.9596 | 135.4344
530.18 | 361.6721 | 8.1508 | 46.094 | 0 | 3.2072 | 73.74 | 0 | 0% | 492.864 | 131.1919 | 492.864 | 131.1919
530.2 | 364.2223 | 8.1507 | 46.4229 | 0 | 1.0691 | 73.7493 | 0 | 0% | 493.6142 | 129.392 | 493.6142 | 129.392
530.22 | 367.0754 | 8.1506 | 46.7904 | 0 | 0.2847 | 73.7586 | 0 | 0% | 496.0598 | 128.9843 | 496.0598 | 128.9843
530.24 | 370.0559 | 8.1505 | 47.1743 | 0 | 0.060307 | 73.7679 | 0 | 0% | 499.2089 | 129.153 | 499.2089 | 129.153
530.26 | 372.9473 | 8.1504 | 47.5468 | 0 | 0.010132 | 73.7771 | 0 | 0% | 502.4318 | 129.4845 | 502.4318 | 129.4845
530.28 | 375.5431 | 8.1503 | 47.8818 | 0 | 0.0013359 | 73.7863 | 0 | 0% | 505.3628 | 129.8198 | 505.3628 | 129.8198
530.3 | 377.6939 | 8.1502 | 48.16 | 0 | 0.00014098 | 73.7955 | 0 | 0% | 507.7999 | 130.1059 | 507.7999 | 130.1059
530.32 | 379.339 | 8.1502 | 48.3738 | 0 | 0 | 73.8047 | 0 | 0% | 509.6676 | 130.3287 | 509.6676 | 130.3287
530.34 | 380.5128 | 8.1501 | 48.5276 | 0 | 6.3074e-14 | 73.8138 | 0 | 0% | 511.0042 | 130.4914 | 511.0042 | 130.4914
530.36 | 381.3267 | 8.1499 | 48.6354 | 0 | 1.719e-14 | 73.8229 | 0 | 0% | 511.9349 | 130.6083 | 511.9349 | 130.6083
530.38 | 381.9332 | 8.1498 | 48.7169 | 0 | 0 | 73.8318 | 0 | 0% | 512.6317 | 130.6985 | 512.6317 | 130.6985
530.4 | 382.4865 | 8.1496 | 48.7917 | 0 | 7.2605e-13 | 73.8405 | 0 | 0% | 513.2683 | 130.7818 | 513.2683 | 130.7818
530.42 | 383.1073 | 8.1495 | 48.875 | 0 | 5.1302e-13 | 73.8491 | 0 | 0% | 513.981 | 130.8736 | 513.981 | 130.8736
530.44 | 383.8587 | 8.1493 | 48.975 | 0 | 1.2404e-13 | 73.858 | 0 | 0% | 514.841 | 130.9824 | 514.841 | 130.9824
530.46 | 384.7389 | 8.1492 | 49.0915 | 0 | 0 | 73.8672 | 0 | 0% | 515.8468 | 131.1079 | 515.8468 | 131.1079
530.48 | 385.6921 | 8.1492 | 49.2172 | 0 | 0 | 73.8768 | 0 | 0% | 516.9352 | 131.2432 | 516.9352 | 131.2432
530.5 | 386.6332 | 8.1492 | 49.3413 | 0 | 0 | 73.8865 | 0 | 0% | 518.0102 | 131.377 | 518.0102 | 131.377
530.52 | 387.4805 | 8.1492 | 49.4535 | 0 | 0 | 73.8962 | 0 | 0% | 518.9794 | 131.4988 | 518.9794 | 131.4988
530.54 | 388.1826 | 8.1491 | 49.5472 | 0 | 0 | 73.9056 | 0 | 0% | 519.7845 | 131.6019 | 519.7845 | 131.6019
530.56 | 388.7308 | 8.149 | 49.6214 | 0 | 4.4493e-14 | 73.9148 | 0 | 0% | 520.416 | 131.6852 | 520.416 | 131.6852
530.58 | 389.1547 | 8.1489 | 49.6797 | 0 | 0 | 73.924 | 0 | 0% | 520.9073 | 131.7525 | 520.9073 | 131.7525
530.6 | 389.503 | 8.1488 | 49.7283 | 0 | 0.00014796 | 73.933 | 0 | 0% | 521.3133 | 131.8103 | 521.3133 | 131.8103
530.62 | 389.8183 | 8.1487 | 49.7728 | 0 | 0.0014021 | 73.942 | 0 | 0% | 521.6831 | 131.8648 | 521.6831 | 131.8648
530.64 | 390.1178 | 8.1485 | 49.8153 | 0 | 0.010486 | 73.9508 | 0 | 0% | 522.0429 | 131.9251 | 522.0429 | 131.9251
530.66 | 390.3883 | 8.1484 | 49.854 | 0 | 0.061891 | 73.9596 | 0 | 0% | 522.4122 | 132.0239 | 522.4122 | 132.0239
530.68 | 390.5949 | 8.1482 | 49.8847 | 0 | 0.2883 | 73.9685 | 0 | 0% | 522.8846 | 132.2897 | 522.8846 | 132.2897
530.7 | 390.6968 | 8.1481 | 49.9019 | 0 | 1.0599 | 73.9776 | 0 | 0% | 523.7843 | 133.0875 | 523.7843 | 133.0875
530.72 | 390.6642 | 8.1481 | 49.9019 | 0 | 3.0753 | 73.9869 | 0 | 0% | 525.7763 | 135.1121 | 525.7763 | 135.1121
530.74 | 390.4909 | 8.148 | 49.8839 | 0 | 7.0421 | 73.9964 | 0 | 0% | 529.5613 | 139.0704 | 529.5613 | 139.0704
530.76 | 390.197 | 8.148 | 49.8505 | 0 | 12.7266 | 74.006 | 0 | 0% | 534.928 | 144.731 | 534.928 | 144.731
530.78 | 389.8223 | 8.1479 | 49.8067 | 0 | 18.1517 | 74.0155 | 0 | 0% | 539.9442 | 150.1219 | 539.9442 | 150.1219
530.8 | 389.415 | 8.1479 | 49.7588 | 0 | 20.4324 | 74.025 | 0 | 0% | 541.7791 | 152.3641 | 541.7791 | 152.3641
530.82 | 389.0194 | 8.1478 | 49.7125 | 0 | 18.1517 | 74.0343 | 0 | 0% | 539.0657 | 150.0463 | 539.0657 | 150.0463
530.84 | 388.6686 | 8.1477 | 49.6718 | 0 | 12.7266 | 74.0436 | 0 | 0% | 533.2582 | 144.5897 | 533.2582 | 144.5897
530.86 | 388.3843 | 8.1476 | 49.6397 | 0 | 7.0421 | 74.0528 | 0 | 0% | 527.2664 | 138.8821 | 527.2664 | 138.8821
530.88 | 388.181 | 8.1475 | 49.6178 | 0 | 3.0753 | 74.062 | 0 | 0% | 523.0836 | 134.9026 | 523.0836 | 134.9026
530.9 | 388.0675 | 8.1474 | 49.6075 | 0 | 1.0599 | 74.0712 | 0 | 0% | 520.9535 | 132.886 | 520.9535 | 132.886
530.92 | 388.0456 | 8.1473 | 49.6089 | 0 | 0.2883 | 74.0804 | 0 | 0% | 520.1706 | 132.1249 | 520.1706 | 132.1249
530.94 | 388.1093 | 8.1473 | 49.6212 | 0 | 0.061891 | 74.0897 | 0 | 0% | 520.0293 | 131.92 | 520.0293 | 131.92
530.96 | 388.2474 | 8.1472 | 49.6429 | 0 | 0.010486 | 74.099 | 0 | 0% | 520.147 | 131.8997 | 520.147 | 131.8997
530.98 | 388.4494 | 8.1471 | 49.6728 | 0 | 0.0014021 | 74.1086 | 0 | 0% | 520.3794 | 131.93 | 520.3794 | 131.93
531 | 388.7093 | 8.1471 | 49.7101 | 0 | 0.00014796 | 74.1183 | 0 | 0% | 520.6851 | 131.9757 | 520.6851 | 131.9757
531.02 | 389.0261 | 8.1471 | 49.7546 | 0 | 1.1056e-13 | 74.1283 | 0 | 0% | 521.0562 | 132.03 | 521.0562 | 132.03
531.04 | 389.4025 | 8.1472 | 49.8067 | 0 | 0 | 74.1383 | 0 | 0% | 521.4946 | 132.0921 | 521.4946 | 132.0921
531.06 | 389.842 | 8.1472 | 49.8669 | 0 | 0 | 74.1482 | 0 | 0% | 522.0043 | 132.1623 | 522.0043 | 132.1623
531.08 | 390.346 | 8.1471 | 49.9354 | 0 | 1.4427e-13 | 74.1579 | 0 | 0% | 522.5865 | 132.2405 | 522.5865 | 132.2405
531.1 | 390.9082 | 8.1471 | 50.0114 | 0 | 6.6065e-14 | 74.1674 | 0 | 0% | 523.2342 | 132.326 | 523.2342 | 132.326
531.12 | 391.5109 | 8.147 | 50.0926 | 0 | 8.501e-05 | 74.1768 | 0 | 0% | 523.9274 | 132.4165 | 523.9274 | 132.4165
531.14 | 392.1249 | 8.1469 | 50.1754 | 0 | 0.00080558 | 74.186 | 0 | 0% | 524.634 | 132.5091 | 524.634 | 132.5091
531.16 | 392.7158 | 8.1469 | 50.2552 | 0 | 0.0060248 | 74.1953 | 0 | 0% | 525.319 | 132.6033 | 525.319 | 132.6033
531.18 | 393.2525 | 8.1468 | 50.3281 | 0 | 0.03556 | 74.2045 | 0 | 0% | 525.9674 | 132.7149 | 525.9674 | 132.7149
531.2 | 393.715 | 8.1467 | 50.3915 | 0 | 0.16565 | 74.2138 | 0 | 0% | 526.6325 | 132.9176 | 526.6325 | 132.9176
531.22 | 394.0974 | 8.1466 | 50.4446 | 0 | 0.60899 | 74.2231 | 0 | 0% | 527.5208 | 133.4234 | 527.5208 | 133.4234
531.24 | 394.4069 | 8.1465 | 50.4885 | 0 | 1.767 | 74.2325 | 0 | 0% | 529.0414 | 134.6345 | 529.0414 | 134.6345
531.26 | 394.6564 | 8.1465 | 50.5247 | 0 | 4.0462 | 74.2418 | 0 | 0% | 531.6155 | 136.9591 | 531.6155 | 136.9591
531.28 | 394.8552 | 8.1464 | 50.5544 | 0 | 7.3127 | 74.251 | 0 | 0% | 535.1197 | 140.2645 | 535.1197 | 140.2645
531.3 | 395.0022 | 8.1463 | 50.5774 | 0 | 10.4331 | 74.2603 | 0 | 0% | 538.4193 | 143.4171 | 538.4193 | 143.4171
531.32 | 395.0839 | 8.1462 | 50.5922 | 0 | 11.7677 | 74.2695 | 0 | 0% | 539.8595 | 144.7756 | 539.8595 | 144.7756
531.34 | 395.0806 | 8.1461 | 50.596 | 0 | 10.5944 | 74.2786 | 0 | 0% | 538.6957 | 143.6151 | 538.6957 | 143.6151
531.36 | 394.9753 | 8.146 | 50.5868 | 0 | 8.081 | 74.2876 | 0 | 0% | 536.0768 | 141.1015 | 536.0768 | 141.1015
531.38 | 394.7599 | 8.1459 | 50.5635 | 0 | 6.8722 | 74.2967 | 0 | 0% | 534.6382 | 139.8783 | 534.6382 | 139.8783
531.4 | 394.4305 | 8.1458 | 50.5256 | 0 | 9.9659 | 74.3058 | 0 | 0% | 537.3736 | 142.9431 | 537.3736 | 142.9431
531.42 | 393.9741 | 8.1457 | 50.4714 | 0 | 19.3825 | 74.3152 | 0 | 0% | 546.2889 | 152.3147 | 546.2889 | 152.3147
531.44 | 393.3594 | 8.1457 | 50.3968 | 0 | 34.0917 | 74.3247 | 0 | 0% | 560.3183 | 166.9589 | 560.3183 | 166.9589
531.46 | 392.5377 | 8.1456 | 50.2957 | 0 | 48.4218 | 74.3344 | 0 | 0% | 573.7352 | 181.1975 | 573.7352 | 181.1975
531.48 | 391.4568 | 8.1456 | 50.1614 | 0 | 54.4701 | 74.344 | 0 | 0% | 578.578 | 187.1212 | 578.578 | 187.1212
531.5 | 390.0811 | 8.1456 | 49.9893 | 0 | 48.3844 | 74.3536 | 0 | 0% | 570.954 | 180.8729 | 570.954 | 180.8729
531.52 | 388.412 | 8.1455 | 49.7795 | 0 | 33.9223 | 74.3631 | 0 | 0% | 554.6224 | 166.2105 | 554.6224 | 166.2105
531.54 | 386.5013 | 8.1454 | 49.5388 | 0 | 18.7702 | 74.3724 | 0 | 0% | 537.3282 | 150.8269 | 537.3282 | 150.8269
531.56 | 384.4519 | 8.1454 | 49.2803 | 0 | 8.1969 | 74.3817 | 0 | 0% | 524.4562 | 140.0043 | 524.4562 | 140.0043
531.58 | 382.4035 | 8.1453 | 49.0219 | 0 | 2.8251 | 74.3909 | 0 | 0% | 516.7866 | 134.3831 | 516.7866 | 134.3831
531.6 | 380.5036 | 8.1452 | 48.7824 | 0 | 0.76843 | 74.4001 | 0 | 0% | 512.5998 | 132.0962 | 512.5998 | 132.0962
531.62 | 378.8732 | 8.1451 | 48.5775 | 0 | 0.16496 | 74.4094 | 0 | 0% | 510.1701 | 131.297 | 510.1701 | 131.297
531.64 | 377.581 | 8.145 | 48.4159 | 0 | 0.027948 | 74.4187 | 0 | 0% | 508.5886 | 131.0076 | 508.5886 | 131.0076
531.66 | 376.6401 | 8.145 | 48.2993 | 0 | 0.0037369 | 74.4282 | 0 | 0% | 507.5163 | 130.8762 | 507.5163 | 130.8762
531.68 | 376.021 | 8.1449 | 48.2239 | 0 | 0.00039434 | 74.4378 | 0 | 0% | 506.828 | 130.807 | 506.828 | 130.807
531.7 | 375.6691 | 8.1449 | 48.1827 | 0 | 0 | 74.4475 | 0 | 0% | 506.4443 | 130.7752 | 506.4443 | 130.7752
531.72 | 375.5187 | 8.1449 | 48.1673 | 0 | 0 | 74.4574 | 0 | 0% | 506.2884 | 130.7697 | 506.2884 | 130.7697
531.74 | 375.5032 | 8.1449 | 48.1692 | 0 | 0 | 74.4673 | 0 | 0% | 506.2846 | 130.7815 | 506.2846 | 130.7815
531.76 | 375.5618 | 8.1449 | 48.1806 | 0 | 2.0047e-13 | 74.4772 | 0 | 0% | 506.3645 | 130.8027 | 506.3645 | 130.8027
531.78 | 375.6462 | 8.1449 | 48.1953 | 0 | 7.7526e-15 | 74.4869 | 0 | 0% | 506.4734 | 130.8272 | 506.4734 | 130.8272
531.8 | 375.7281 | 8.1449 | 48.2098 | 0 | 0 | 74.4964 | 0 | 0% | 506.5792 | 130.8511 | 506.5792 | 130.8511
531.82 | 375.8033 | 8.1448 | 48.2234 | 0 | 0 | 74.5057 | 0 | 0% | 506.6772 | 130.8739 | 506.6772 | 130.8739
531.84 | 375.8867 | 8.1447 | 48.2382 | 0 | 3.7078e-15 | 74.5149 | 0 | 0% | 506.7844 | 130.8977 | 506.7844 | 130.8977
531.86 | 375.993 | 8.1446 | 48.2559 | 0 | 7.584e-15 | 74.524 | 0 | 0% | 506.9174 | 130.9245 | 506.9174 | 130.9245
531.88 | 376.1182 | 8.1445 | 48.276 | 0 | 5.1571e-14 | 74.5333 | 0 | 0% | 507.0719 | 130.9538 | 507.0719 | 130.9538
531.9 | 376.2362 | 8.1445 | 48.2952 | 0 | 0 | 74.5427 | 0 | 0% | 507.2186 | 130.9823 | 507.2186 | 130.9823
531.92 | 376.3145 | 8.1444 | 48.3093 | 0 | 0 | 74.5523 | 0 | 0% | 507.3206 | 131.006 | 507.3206 | 131.006
531.94 | 376.334 | 8.1444 | 48.3158 | 0 | 0 | 74.5621 | 0 | 0% | 507.3562 | 131.0223 | 507.3562 | 131.0223
531.96 | 376.3019 | 8.1444 | 48.3156 | 0 | 0 | 74.5719 | 0 | 0% | 507.3339 | 131.032 | 507.3339 | 131.032
531.98 | 376.2552 | 8.1444 | 48.3137 | 0 | 0 | 74.5816 | 0 | 0% | 507.2949 | 131.0397 | 507.2949 | 131.0397
532 | 376.2543 | 8.1444 | 48.3176 | 0 | 7.0814e-05 | 74.5913 | 0 | 0% | 507.3076 | 131.0533 | 507.3076 | 131.0533
532.02 | 376.3715 | 8.1443 | 48.3366 | 0 | 0.00067105 | 74.6009 | 0 | 0% | 507.4541 | 131.0826 | 507.4541 | 131.0826
532.04 | 376.6752 | 8.1443 | 48.3796 | 0 | 0.0050187 | 74.6107 | 0 | 0% | 507.8148 | 131.1396 | 507.8148 | 131.1396
532.06 | 377.2139 | 8.1443 | 48.4528 | 0 | 0.029622 | 74.6205 | 0 | 0% | 508.461 | 131.2471 | 508.461 | 131.2471
532.08 | 378.002 | 8.1443 | 48.5579 | 0 | 0.13799 | 74.6303 | 0 | 0% | 509.4726 | 131.4706 | 509.4726 | 131.4706
532.1 | 379.0088 | 8.1443 | 48.6912 | 0 | 0.50729 | 74.6402 | 0 | 0% | 510.9918 | 131.983 | 510.9918 | 131.983
532.12 | 380.154 | 8.1443 | 48.8423 | 0 | 1.4719 | 74.6501 | 0 | 0% | 513.2626 | 133.1086 | 513.2626 | 133.1086
532.14 | 381.3157 | 8.1443 | 48.9955 | 0 | 3.3705 | 74.6599 | 0 | 0% | 516.486 | 135.1702 | 516.486 | 135.1702
532.16 | 382.3501 | 8.1443 | 49.1324 | 0 | 6.0912 | 74.6697 | 0 | 0% | 520.3877 | 138.0375 | 520.3877 | 138.0375
532.18 | 383.1142 | 8.1443 | 49.2346 | 0 | 8.6877 | 74.6794 | 0 | 0% | 523.8602 | 140.746 | 523.8602 | 140.746
532.2 | 383.4852 | 8.1442 | 49.2863 | 0 | 9.7793 | 74.6891 | 0 | 0% | 525.3842 | 141.8989 | 525.3842 | 141.8989
532.22 | 383.3755 | 8.1442 | 49.2763 | 0 | 8.6877 | 74.6987 | 0 | 0% | 524.1825 | 140.8069 | 524.1825 | 140.8069
532.24 | 382.749 | 8.1442 | 49.1998 | 0 | 6.0912 | 74.7083 | 0 | 0% | 520.8925 | 138.1434 | 520.8925 | 138.1434
532.26 | 381.6362 | 8.1441 | 49.0609 | 0 | 3.3705 | 74.7177 | 0 | 0% | 516.9294 | 135.2932 | 516.9294 | 135.2932
532.28 | 380.1394 | 8.144 | 48.8726 | 0 | 1.4719 | 74.7271 | 0 | 0% | 513.355 | 133.2156 | 513.355 | 133.2156
532.3 | 378.4148 | 8.144 | 48.655 | 0 | 0.50729 | 74.7364 | 0 | 0% | 510.4575 | 132.0426 | 510.4575 | 132.0426
532.32 | 376.6358 | 8.1439 | 48.4303 | 0 | 0.13799 | 74.7457 | 0 | 0% | 508.0937 | 131.4579 | 508.0937 | 131.4579
532.34 | 374.9516 | 8.1438 | 48.2179 | 0 | 0.029622 | 74.7549 | 0 | 0% | 506.0978 | 131.1462 | 506.0978 | 131.1462
532.36 | 373.4622 | 8.1437 | 48.0304 | 0 | 0.0050187 | 74.7643 | 0 | 0% | 504.4057 | 130.9435 | 504.4057 | 130.9435
532.38 | 372.2109 | 8.1437 | 47.8734 | 0 | 0.00067106 | 74.7739 | 0 | 0% | 503.0026 | 130.7917 | 503.0026 | 130.7917
532.4 | 371.1896 | 8.1437 | 47.746 | 0 | 0.00014833 | 74.7835 | 0 | 0% | 501.863 | 130.6734 | 501.863 | 130.6734
532.42 | 370.3552 | 8.1437 | 47.6426 | 0 | 0.0007344 | 74.7933 | 0 | 0% | 500.9355 | 130.5803 | 500.9355 | 130.5803
532.44 | 369.6526 | 8.1437 | 47.5561 | 0 | 0.0054913 | 74.8031 | 0 | 0% | 500.1609 | 130.5083 | 500.1609 | 130.5083
532.46 | 369.0431 | 8.1436 | 47.4816 | 0 | 0.032456 | 74.8129 | 0 | 0% | 499.5137 | 130.4705 | 499.5137 | 130.4705
532.48 | 368.5225 | 8.1436 | 47.4184 | 0 | 0.15141 | 74.8227 | 0 | 0% | 499.0587 | 130.5361 | 499.0587 | 130.5361
532.5 | 368.1145 | 8.1436 | 47.3698 | 0 | 0.55841 | 74.8326 | 0 | 0% | 499.0189 | 130.9044 | 499.0189 | 130.9044
532.52 | 367.8386 | 8.1437 | 47.3381 | 0 | 1.6309 | 74.8426 | 0 | 0% | 499.7939 | 131.9553 | 499.7939 | 131.9553
532.54 | 367.6657 | 8.1437 | 47.3196 | 0 | 3.786 | 74.8528 | 0 | 0% | 501.7678 | 134.1021 | 501.7678 | 134.1021
532.56 | 367.4811 | 8.1437 | 47.2997 | 0 | 7.0376 | 74.8629 | 0 | 0% | 504.8249 | 137.3439 | 504.8249 | 137.3439
532.58 | 367.0718 | 8.1437 | 47.2508 | 0 | 10.6341 | 74.8728 | 0 | 0% | 507.9733 | 140.9015 | 507.9733 | 140.9015
532.6 | 366.1555 | 8.1437 | 47.1366 | 0 | 13.4422 | 74.8826 | 0 | 0% | 509.7607 | 143.6053 | 509.7607 | 143.6053
532.62 | 364.4475 | 8.1437 | 46.9206 | 0 | 14.9087 | 74.8924 | 0 | 0% | 509.3128 | 144.8653 | 509.3128 | 144.8653
532.64 | 361.743 | 8.1437 | 46.5761 | 0 | 15.3859 | 74.9021 | 0 | 0% | 506.7508 | 145.0078 | 506.7508 | 145.0078
532.66 | 357.9838 | 8.1437 | 46.0958 | 0 | 15.3342 | 74.9118 | 0 | 0% | 502.4692 | 144.4854 | 502.4692 | 144.4854
532.68 | 353.2956 | 8.1437 | 45.4958 | 0 | 14.5635 | 74.9214 | 0 | 0% | 496.42 | 143.1244 | 496.42 | 143.1244
532.7 | 347.985 | 8.1436 | 44.8156 | 0 | 12.5701 | 74.9311 | 0 | 0% | 488.4454 | 140.4604 | 488.4454 | 140.4604
532.72 | 342.4938 | 8.1436 | 44.1121 | 0 | 9.405 | 74.9407 | 0 | 0% | 479.0952 | 136.6014 | 479.0952 | 136.6014
532.74 | 337.3155 | 8.1436 | 43.4487 | 0 | 5.9005 | 74.9503 | 0 | 0% | 469.7586 | 132.4432 | 469.7586 | 132.4432
532.76 | 332.8932 | 8.1435 | 42.8827 | 0 | 3.0388 | 74.9599 | 0 | 0% | 461.9182 | 129.025 | 461.9182 | 129.025
532.78 | 329.5318 | 8.1435 | 42.4533 | 0 | 1.2673 | 74.9695 | 0 | 0% | 456.3654 | 126.8336 | 456.3654 | 126.8336
532.8 | 327.3499 | 8.1435 | 42.1758 | 0 | 0.42411 | 74.9792 | 0 | 0% | 453.0725 | 125.7226 | 453.0725 | 125.7226
532.82 | 326.2814 | 8.1434 | 42.0417 | 0 | 0.11323 | 74.9888 | 0 | 0% | 451.5686 | 125.2872 | 451.5686 | 125.2872
532.84 | 326.1174 | 8.1434 | 42.0242 | 0 | 0.024024 | 74.9985 | 0 | 0% | 451.3075 | 125.1901 | 451.3075 | 125.1901
532.86 | 326.5781 | 8.1434 | 42.0871 | 0 | 0.0040403 | 75.0081 | 0 | 0% | 451.8208 | 125.2426 | 451.8208 | 125.2426
532.88 | 327.3914 | 8.1433 | 42.1955 | 0 | 0.00053365 | 75.0177 | 0 | 0% | 452.7485 | 125.357 | 452.7485 | 125.357
532.9 | 328.3546 | 8.1433 | 42.3231 | 0 | 5.6314e-05 | 75.0273 | 0 | 0% | 453.8483 | 125.4938 | 453.8483 | 125.4938
532.92 | 329.3666 | 8.1433 | 42.4571 | 0 | 4.9773e-05 | 75.0369 | 0 | 0% | 455.0039 | 125.6373 | 455.0039 | 125.6373
532.94 | 330.4209 | 8.1433 | 42.5965 | 0 | 0.00047166 | 75.0467 | 0 | 0% | 456.2079 | 125.7869 | 456.2079 | 125.7869
532.96 | 331.5606 | 8.1433 | 42.747 | 0 | 0.0035275 | 75.0565 | 0 | 0% | 457.5109 | 125.9503 | 457.5109 | 125.9503
532.98 | 332.8213 | 8.1433 | 42.913 | 0 | 0.021134 | 75.0665 | 0 | 0% | 458.9652 | 126.1439 | 458.9652 | 126.1439
533 | 334.1951 | 8.1433 | 43.0936 | 0 | 0.10027 | 75.0764 | 0 | 0% | 460.6086 | 126.4135 | 460.6086 | 126.4135
533.02 | 335.625 | 8.1433 | 43.2815 | 0 | 0.38184 | 75.0862 | 0 | 0% | 462.5179 | 126.8929 | 462.5179 | 126.8929
533.04 | 337.0187 | 8.1433 | 43.4648 | 0 | 1.1888 | 75.096 | 0 | 0% | 464.9116 | 127.893 | 464.9116 | 127.893
533.06 | 338.2698 | 8.1433 | 43.6297 | 0 | 3.1184 | 75.1058 | 0 | 0% | 468.2669 | 129.9972 | 468.2669 | 129.9972
533.08 | 339.2871 | 8.1432 | 43.7645 | 0 | 7.1829 | 75.1156 | 0 | 0% | 473.4934 | 134.2062 | 473.4934 | 134.2062
533.1 | 340.0368 | 8.1432 | 43.8648 | 0 | 15.0818 | 75.1254 | 0 | 0% | 482.2521 | 142.2152 | 482.2521 | 142.2152
533.12 | 340.5833 | 8.1433 | 43.9388 | 0 | 29.1059 | 75.1353 | 0 | 0% | 496.9066 | 156.3233 | 496.9066 | 156.3233
533.14 | 341.1013 | 8.1433 | 44.0092 | 0 | 50.3189 | 75.1453 | 0 | 0% | 518.718 | 177.6167 | 518.718 | 177.6167
533.16 | 341.8422 | 8.1433 | 44.1084 | 0 | 75.0616 | 75.1554 | 0 | 0% | 544.3108 | 202.4686 | 544.3108 | 202.4686
533.18 | 343.0694 | 8.1433 | 44.2704 | 0 | 93.8324 | 75.1653 | 0 | 0% | 564.4808 | 221.4115 | 564.4808 | 221.4115
533.2 | 344.991 | 8.1433 | 44.522 | 0 | 96.6694 | 75.1753 | 0 | 0% | 569.5011 | 224.51 | 569.5011 | 224.51
533.22 | 347.7063 | 8.1433 | 44.8761 | 0 | 81.4329 | 75.1852 | 0 | 0% | 557.3437 | 209.6375 | 557.3437 | 209.6375
533.24 | 351.1736 | 8.1433 | 45.3273 | 0 | 55.902 | 75.195 | 0 | 0% | 535.7412 | 184.5677 | 535.7412 | 184.5677
533.26 | 355.2099 | 8.1433 | 45.8521 | 0 | 31.2238 | 75.2049 | 0 | 0% | 515.634 | 160.4241 | 515.634 | 160.4241
533.28 | 359.5246 | 8.1433 | 46.4128 | 0 | 14.1721 | 75.2148 | 0 | 0% | 503.4676 | 143.943 | 503.4676 | 143.943
533.3 | 363.7869 | 8.1433 | 46.9669 | 0 | 5.2191 | 75.2246 | 0 | 0% | 499.3409 | 135.554 | 499.3409 | 135.554
533.32 | 367.7105 | 8.1433 | 47.4773 | 0 | 1.5564 | 75.2345 | 0 | 0% | 500.122 | 132.4115 | 500.122 | 132.4115
533.34 | 371.1149 | 8.1433 | 47.9207 | 0 | 0.37489 | 75.2445 | 0 | 0% | 502.7984 | 131.6835 | 502.7984 | 131.6835
533.36 | 373.9358 | 8.1434 | 48.2889 | 0 | 0.072754 | 75.2545 | 0 | 0% | 505.6953 | 131.7595 | 505.6953 | 131.7595
533.38 | 376.195 | 8.1434 | 48.5845 | 0 | 0.011344 | 75.2645 | 0 | 0% | 508.1987 | 132.0037 | 508.1987 | 132.0037
533.4 | 377.9594 | 8.1434 | 48.8164 | 0 | 0.0013913 | 75.2745 | 0 | 0% | 510.195 | 132.2356 | 510.195 | 132.2356
533.42 | 379.3083 | 8.1434 | 48.9945 | 0 | 0.00011377 | 75.2845 | 0 | 0% | 511.7309 | 132.4226 | 511.7309 | 132.4226
533.44 | 380.3097 | 8.1435 | 49.1279 | 0 | 0 | 75.2946 | 0 | 0% | 512.8756 | 132.5659 | 512.8756 | 132.5659
533.46 | 381.0054 | 8.1435 | 49.2217 | 0 | 0 | 75.3046 | 0 | 0% | 513.6753 | 132.6698 | 513.6753 | 132.6698
533.48 | 381.407 | 8.1435 | 49.2776 | 0 | 1.7325e-13 | 75.3147 | 0 | 0% | 514.1428 | 132.7358 | 514.1428 | 132.7358
533.5 | 381.5047 | 8.1435 | 49.2942 | 0 | 2.2247e-14 | 75.3247 | 0 | 0% | 514.2671 | 132.7624 | 514.2671 | 132.7624
533.52 | 381.2828 | 8.1436 | 49.2695 | 0 | 0 | 75.3347 | 0 | 0% | 514.0307 | 132.7478 | 514.0307 | 132.7478
533.54 | 380.731 | 8.1436 | 49.2022 | 0 | 0 | 75.3448 | 0 | 0% | 513.4216 | 132.6905 | 513.4216 | 132.6905
533.56 | 379.8461 | 8.1436 | 49.0918 | 0 | 0 | 75.3548 | 0 | 0% | 512.4363 | 132.5902 | 512.4363 | 132.5902
533.58 | 378.6389 | 8.1436 | 48.9398 | 0 | 0 | 75.3648 | 0 | 0% | 511.0871 | 132.4482 | 511.0871 | 132.4482
533.6 | 377.1573 | 8.1437 | 48.7522 | 0 | 0 | 75.3749 | 0 | 0% | 509.4281 | 132.2707 | 509.4281 | 132.2707
533.62 | 375.5174 | 8.1437 | 48.5442 | 0 | 0 | 75.3849 | 0 | 0% | 507.5902 | 132.0728 | 507.5902 | 132.0728
533.64 | 373.9083 | 8.1437 | 48.3401 | 0 | 6.5349e-14 | 75.395 | 0 | 0% | 505.7871 | 131.8788 | 505.7871 | 131.8788
533.66 | 372.5562 | 8.1437 | 48.1692 | 0 | 0 | 75.4051 | 0 | 0% | 504.2743 | 131.7181 | 504.2743 | 131.7181
533.68 | 371.6625 | 8.1438 | 48.0576 | 0 | 4.1301e-14 | 75.4152 | 0 | 0% | 503.2791 | 131.6166 | 503.2791 | 131.6166
533.7 | 371.3456 | 8.1438 | 48.0205 | 0 | 6.3658e-14 | 75.4253 | 0 | 0% | 502.9352 | 131.5896 | 502.9352 | 131.5896
533.72 | 371.6035 | 8.1438 | 48.0578 | 0 | 1.3733e-14 | 75.4354 | 0 | 0% | 503.2406 | 131.6371 | 503.2406 | 131.6371
533.74 | 372.3032 | 8.1439 | 48.1522 | 0 | 0 | 75.4455 | 0 | 0% | 504.0448 | 131.7416 | 504.0448 | 131.7416
533.76 | 373.199 | 8.1439 | 48.272 | 0 | 4.799e-14 | 75.4556 | 0 | 0% | 505.0705 | 131.8715 | 505.0705 | 131.8715
533.78 | 373.9832 | 8.1439 | 48.3774 | 0 | 0 | 75.4657 | 0 | 0% | 505.9702 | 131.987 | 505.9702 | 131.987
533.8 | 374.3646 | 8.144 | 48.4306 | 0 | 0 | 75.4757 | 0 | 0% | 506.4149 | 132.0503 | 506.4149 | 132.0503
533.82 | 374.1522 | 8.144 | 48.4071 | 0 | 0 | 75.4857 | 0 | 0% | 506.189 | 132.0368 | 506.189 | 132.0368
533.84 | 373.2973 | 8.144 | 48.3004 | 0 | 4.8538e-13 | 75.4958 | 0 | 0% | 505.2375 | 131.9402 | 505.2375 | 131.9402
533.86 | 371.8698 | 8.144 | 48.1196 | 0 | 0 | 75.5058 | 0 | 0% | 503.6392 | 131.7694 | 503.6392 | 131.7694
533.88 | 369.9977 | 8.1441 | 47.8812 | 0 | 0 | 75.5159 | 0 | 0% | 501.5388 | 131.5411 | 501.5388 | 131.5411
533.9 | 367.8235 | 8.1441 | 47.6037 | 0 | 1.6179e-14 | 75.526 | 0 | 0% | 499.0972 | 131.2738 | 499.0972 | 131.2738
533.92 | 365.4904 | 8.1441 | 47.3056 | 0 | 0 | 75.5361 | 0 | 0% | 496.4762 | 130.9858 | 496.4762 | 130.9858
533.94 | 363.1397 | 8.1442 | 47.0052 | 0 | 0 | 75.5462 | 0 | 0% | 493.8353 | 130.6956 | 493.8353 | 130.6956
533.96 | 360.9009 | 8.1442 | 46.7192 | 0 | 0 | 75.5564 | 0 | 0% | 491.3207 | 130.4198 | 491.3207 | 130.4198
533.98 | 358.8777 | 8.1443 | 46.461 | 0 | 0 | 75.5666 | 0 | 0% | 489.0496 | 130.1719 | 489.0496 | 130.1719
534 | 357.1421 | 8.1443 | 46.2401 | 0 | 0 | 75.5768 | 0 | 0% | 487.1033 | 129.9612 | 487.1033 | 129.9612
534.02 | 355.7398 | 8.1444 | 46.0623 | 0 | 0 | 75.587 | 0 | 0% | 485.5335 | 129.7936 | 485.5335 | 129.7936
534.04 | 354.7011 | 8.1444 | 45.9315 | 0 | 0 | 75.5972 | 0 | 0% | 484.3742 | 129.6731 | 484.3742 | 129.6731
534.06 | 354.0518 | 8.1444 | 45.8512 | 0 | 0 | 75.6074 | 0 | 0% | 483.6548 | 129.603 | 483.6548 | 129.603
534.08 | 353.8207 | 8.1445 | 45.825 | 0 | 3.5013e-14 | 75.6176 | 0 | 0% | 483.4078 | 129.5871 | 483.4078 | 129.5871
534.1 | 354.0413 | 8.1445 | 45.8573 | 0 | 0 | 75.6278 | 0 | 0% | 483.6709 | 129.6296 | 483.6709 | 129.6296
534.12 | 354.7455 | 8.1446 | 45.9523 | 0 | 0 | 75.6379 | 0 | 0% | 484.4803 | 129.7348 | 484.4803 | 129.7348
534.14 | 355.9543 | 8.1446 | 46.1126 | 0 | 0 | 75.6481 | 0 | 0% | 485.8596 | 129.9053 | 485.8596 | 129.9053
534.16 | 357.6635 | 8.1446 | 46.3379 | 0 | 0 | 75.6582 | 0 | 0% | 487.8042 | 130.1407 | 487.8042 | 130.1407
534.18 | 359.829 | 8.1447 | 46.6222 | 0 | 0 | 75.6683 | 0 | 0% | 490.2642 | 130.4352 | 490.2642 | 130.4352
534.2 | 362.3526 | 8.1447 | 46.9531 | 0 | 0 | 75.6783 | 0 | 0% | 493.1287 | 130.7761 | 493.1287 | 130.7761
534.22 | 365.08 | 8.1447 | 47.3104 | 0 | 0 | 75.6883 | 0 | 0% | 496.2234 | 131.1434 | 496.2234 | 131.1434
534.24 | 367.8205 | 8.1447 | 47.6694 | 0 | 0 | 75.6984 | 0 | 0% | 499.333 | 131.5125 | 499.333 | 131.5125
534.26 | 370.3897 | 8.1448 | 48.0063 | 0 | 0 | 75.7084 | 0 | 0% | 502.2491 | 131.8594 | 502.2491 | 131.8594
534.28 | 372.6539 | 8.1448 | 48.3037 | 0 | 0 | 75.7183 | 0 | 0% | 504.8207 | 132.1668 | 504.8207 | 132.1668
534.3 | 374.5547 | 8.1448 | 48.554 | 0 | 0 | 75.7283 | 0 | 0% | 506.9819 | 132.4271 | 506.9819 | 132.4271
534.32 | 376.1022 | 8.1448 | 48.7586 | 0 | 0 | 75.7383 | 0 | 0% | 508.7439 | 132.6417 | 508.7439 | 132.6417
534.34 | 377.3423 | 8.1448 | 48.9234 | 0 | 0 | 75.7482 | 0 | 0% | 510.1587 | 132.8164 | 510.1587 | 132.8164
534.36 | 378.3119 | 8.1448 | 49.0531 | 0 | 0 | 75.7582 | 0 | 0% | 511.2681 | 132.9561 | 511.2681 | 132.9561
534.38 | 379.0087 | 8.1449 | 49.1475 | 0 | 0 | 75.7682 | 0 | 0% | 512.0692 | 133.0605 | 512.0692 | 133.0605
534.4 | 379.3958 | 8.1449 | 49.2017 | 0 | 0 | 75.7782 | 0 | 0% | 512.5205 | 133.1248 | 512.5205 | 133.1248
534.42 | 379.4384 | 8.1449 | 49.2112 | 0 | 5.63e-05 | 75.7883 | 0 | 0% | 512.5828 | 133.1444 | 512.5828 | 133.1444
534.44 | 379.138 | 8.1449 | 49.1763 | 0 | 0.00053351 | 75.7984 | 0 | 0% | 512.2581 | 133.1201 | 512.2581 | 133.1201
534.46 | 378.5421 | 8.145 | 49.1029 | 0 | 0.00399 | 75.8085 | 0 | 0% | 511.6025 | 133.0605 | 511.6025 | 133.0605
534.48 | 377.7338 | 8.145 | 49.0021 | 0 | 0.023551 | 75.8188 | 0 | 0% | 510.7232 | 132.9894 | 510.7232 | 132.9894
534.5 | 376.8177 | 8.1451 | 48.8872 | 0 | 0.10971 | 75.829 | 0 | 0% | 509.7887 | 132.971 | 509.7887 | 132.971
534.52 | 375.9054 | 8.1452 | 48.7727 | 0 | 0.40332 | 75.8394 | 0 | 0% | 509.066 | 133.1606 | 509.066 | 133.1606
534.54 | 375.0926 | 8.1452 | 48.6711 | 0 | 1.1702 | 75.8498 | 0 | 0% | 508.929 | 133.8364 | 508.929 | 133.8364
534.56 | 374.4303 | 8.1453 | 48.589 | 0 | 2.6797 | 75.8603 | 0 | 0% | 509.7046 | 135.2743 | 509.7046 | 135.2743
534.58 | 373.9028 | 8.1454 | 48.5244 | 0 | 4.8427 | 75.8708 | 0 | 0% | 511.2861 | 137.3833 | 511.2861 | 137.3833
534.6 | 373.4341 | 8.1455 | 48.4674 | 0 | 6.9071 | 75.8813 | 0 | 0% | 512.8354 | 139.4013 | 512.8354 | 139.4013
534.62 | 372.9208 | 8.1456 | 48.4045 | 0 | 7.775 | 75.8918 | 0 | 0% | 513.1377 | 140.2169 | 513.1377 | 140.2169
534.64 | 372.2704 | 8.1457 | 48.3239 | 0 | 6.9071 | 75.9023 | 0 | 0% | 511.5494 | 139.279 | 511.5494 | 139.279
534.66 | 371.4246 | 8.1457 | 48.2179 | 0 | 4.8427 | 75.9128 | 0 | 0% | 508.5437 | 137.1192 | 508.5437 | 137.1192
534.68 | 370.3623 | 8.1458 | 48.0838 | 0 | 2.6797 | 75.9232 | 0 | 0% | 505.1948 | 134.8325 | 505.1948 | 134.8325
534.7 | 369.0899 | 8.1459 | 47.9225 | 0 | 1.1702 | 75.9336 | 0 | 0% | 502.2621 | 133.1722 | 502.2621 | 133.1722
534.72 | 367.6279 | 8.146 | 47.7365 | 0 | 0.40332 | 75.944 | 0 | 0% | 499.8577 | 132.2298 | 499.8577 | 132.2298
534.74 | 366.0043 | 8.146 | 47.5295 | 0 | 0.10971 | 75.9544 | 0 | 0% | 497.7439 | 131.7396 | 497.7439 | 131.7396
534.76 | 364.2575 | 8.1461 | 47.3065 | 0 | 0.023551 | 75.9648 | 0 | 0% | 495.6984 | 131.4409 | 495.6984 | 131.4409
534.78 | 362.4406 | 8.1462 | 47.0743 | 0 | 0.00399 | 75.9751 | 0 | 0% | 493.6401 | 131.1996 | 493.6401 | 131.1996
534.8 | 360.6158 | 8.1462 | 46.8411 | 0 | 0.00053351 | 75.9854 | 0 | 0% | 491.5891 | 130.9733 | 491.5891 | 130.9733
534.82 | 358.8449 | 8.1463 | 46.6149 | 0 | 5.63e-05 | 75.9957 | 0 | 0% | 489.6019 | 130.7569 | 489.6019 | 130.7569
534.84 | 357.1906 | 8.1464 | 46.4038 | 0 | 1.1764e-13 | 76.006 | 0 | 0% | 487.7468 | 130.5561 | 487.7468 | 130.5561
534.86 | 355.7368 | 8.1464 | 46.2187 | 0 | 3.6066e-14 | 76.0163 | 0 | 0% | 486.1182 | 130.3814 | 486.1182 | 130.3814
534.88 | 354.6079 | 8.1465 | 46.0758 | 0 | 4.9886e-14 | 76.0265 | 0 | 0% | 484.8567 | 130.2488 | 484.8567 | 130.2488
534.9 | 353.9585 | 8.1465 | 45.9952 | 0 | 2.1572e-14 | 76.0367 | 0 | 0% | 484.1369 | 130.1784 | 484.1369 | 130.1784
534.92 | 353.93 | 8.1465 | 45.9953 | 0 | 0 | 76.0469 | 0 | 0% | 484.1188 | 130.1887 | 484.1188 | 130.1887
534.94 | 354.6043 | 8.1465 | 46.0867 | 0 | 8.4454e-05 | 76.0571 | 0 | 0% | 484.8946 | 130.2904 | 484.8946 | 130.2904
534.96 | 355.978 | 8.1465 | 46.2691 | 0 | 0.00085661 | 76.0671 | 0 | 0% | 486.4616 | 130.4835 | 486.4616 | 130.4835
534.98 | 357.9624 | 8.1463 | 46.5308 | 0 | 0.0065189 | 76.0772 | 0 | 0% | 488.7232 | 130.7608 | 488.7232 | 130.7608
535 | 360.3955 | 8.1459 | 46.851 | 0 | 0.039318 | 76.0873 | 0 | 0% | 491.5189 | 131.1235 | 491.5189 | 131.1235
535.02 | 363.0639 | 8.1453 | 47.2017 | 0 | 0.18812 | 76.0974 | 0 | 0% | 494.6965 | 131.6326 | 494.6965 | 131.6326
535.04 | 365.7304 | 8.1446 | 47.5522 | 0 | 0.71472 | 76.1077 | 0 | 0% | 498.2496 | 132.5192 | 498.2496 | 132.5192
535.06 | 368.1658 | 8.1438 | 47.8727 | 0 | 2.1587 | 76.118 | 0 | 0% | 502.4591 | 134.2933 | 502.4591 | 134.2933
535.08 | 370.1833 | 8.1429 | 48.1388 | 0 | 5.19 | 76.1285 | 0 | 0% | 507.7835 | 137.6002 | 507.7835 | 137.6002
535.1 | 371.6679 | 8.142 | 48.3357 | 0 | 9.9442 | 76.1391 | 0 | 0% | 514.2289 | 142.561 | 514.2289 | 142.561
535.12 | 372.5984 | 8.1411 | 48.4605 | 0 | 15.2041 | 76.1497 | 0 | 0% | 520.5537 | 147.9553 | 520.5537 | 147.9553
535.14 | 373.0475 | 8.1401 | 48.5227 | 0 | 18.5704 | 76.1601 | 0 | 0% | 524.4409 | 151.3934 | 524.4409 | 151.3934
535.16 | 373.1536 | 8.1392 | 48.5404 | 0 | 18.1364 | 76.1705 | 0 | 0% | 524.1402 | 150.9865 | 524.1402 | 150.9865
535.18 | 373.0801 | 8.1383 | 48.5347 | 0 | 14.1719 | 76.1809 | 0 | 0% | 520.1057 | 147.0256 | 520.1057 | 147.0256
535.2 | 372.98 | 8.1373 | 48.5255 | 0 | 8.8626 | 76.1913 | 0 | 0% | 514.6968 | 141.7168 | 514.6968 | 141.7168
535.22 | 372.9777 | 8.1364 | 48.5291 | 0 | 4.4352 | 76.2017 | 0 | 0% | 510.2801 | 137.3024 | 510.2801 | 137.3024
535.24 | 373.163 | 8.1355 | 48.5571 | 0 | 1.7753 | 76.2122 | 0 | 0% | 507.843 | 134.6801 | 507.843 | 134.6801
535.26 | 373.5963 | 8.1345 | 48.6174 | 0 | 0.56791 | 76.2226 | 0 | 0% | 507.1388 | 133.5425 | 507.1388 | 133.5425
535.28 | 374.3133 | 8.1336 | 48.7147 | 0 | 0.14504 | 76.233 | 0 | 0% | 507.5396 | 133.2264 | 507.5396 | 133.2264
535.3 | 375.3227 | 8.1327 | 48.8501 | 0 | 0.029537 | 76.2434 | 0 | 0% | 508.5784 | 133.2557 | 508.5784 | 133.2557
535.32 | 376.5994 | 8.1317 | 49.0202 | 0 | 0.0047905 | 76.2537 | 0 | 0% | 510.0099 | 133.4105 | 510.0099 | 133.4105
535.34 | 378.0839 | 8.1308 | 49.2175 | 0 | 0.00061799 | 76.2641 | 0 | 0% | 511.6969 | 133.613 | 511.6969 | 133.613
535.36 | 379.6958 | 8.1298 | 49.4314 | 0 | 0.00011261 | 76.2744 | 0 | 0% | 513.5316 | 133.8357 | 513.5316 | 133.8357
535.38 | 381.351 | 8.1289 | 49.6509 | 0 | 0.00053356 | 76.2847 | 0 | 0% | 515.416 | 134.065 | 515.416 | 134.065
535.4 | 382.971 | 8.1279 | 49.8659 | 0 | 0.0039904 | 76.295 | 0 | 0% | 517.2638 | 134.2928 | 517.2638 | 134.2928
535.42 | 384.4841 | 8.127 | 50.067 | 0 | 0.023609 | 76.3053 | 0 | 0% | 519.007 | 134.5229 | 519.007 | 134.5229
535.44 | 385.8257 | 8.126 | 50.2458 | 0 | 0.11025 | 76.3155 | 0 | 0% | 520.6232 | 134.7975 | 520.6232 | 134.7975
535.46 | 386.9447 | 8.125 | 50.3957 | 0 | 0.40735 | 76.3256 | 0 | 0% | 522.1984 | 135.2537 | 522.1984 | 135.2537
535.48 | 387.8137 | 8.1241 | 50.513 | 0 | 1.1939 | 76.3357 | 0 | 0% | 523.9803 | 136.1667 | 523.9803 | 136.1667
535.5 | 388.433 | 8.1231 | 50.5979 | 0 | 2.7896 | 76.3458 | 0 | 0% | 526.2893 | 137.8563 | 526.2893 | 137.8563
535.52 | 388.8286 | 8.1221 | 50.6535 | 0 | 5.2465 | 76.3558 | 0 | 0% | 529.2066 | 140.378 | 529.2066 | 140.378
535.54 | 389.0408 | 8.1211 | 50.6854 | 0 | 8.078 | 76.366 | 0 | 0% | 532.2913 | 143.2505 | 532.2913 | 143.2505
535.56 | 389.1112 | 8.1202 | 50.6987 | 0 | 10.4555 | 76.3762 | 0 | 0% | 534.7617 | 145.6505 | 534.7617 | 145.6505
535.58 | 389.0743 | 8.1192 | 50.6979 | 0 | 11.7508 | 76.3866 | 0 | 0% | 536.0289 | 146.9546 | 536.0289 | 146.9546
535.6 | 388.9623 | 8.1183 | 50.6874 | 0 | 11.7509 | 76.3971 | 0 | 0% | 535.916 | 146.9536 | 535.916 | 146.9536
535.62 | 388.8158 | 8.1174 | 50.6723 | 0 | 10.4555 | 76.4077 | 0 | 0% | 534.4687 | 145.653 | 534.4687 | 145.653
535.64 | 388.6865 | 8.1165 | 50.6595 | 0 | 8.078 | 76.4184 | 0 | 0% | 531.9589 | 143.2724 | 531.9589 | 143.2724
535.66 | 388.6235 | 8.1156 | 50.6553 | 0 | 5.2465 | 76.429 | 0 | 0% | 529.0699 | 140.4464 | 529.0699 | 140.4464
535.68 | 388.6512 | 8.1147 | 50.6629 | 0 | 2.7896 | 76.4396 | 0 | 0% | 526.658 | 138.0068 | 526.658 | 138.0068
535.7 | 388.756 | 8.1138 | 50.6806 | 0 | 1.1939 | 76.45 | 0 | 0% | 525.1943 | 136.4383 | 525.1943 | 136.4383
535.72 | 388.8877 | 8.1128 | 50.7018 | 0 | 0.40735 | 76.4604 | 0 | 0% | 524.5702 | 135.6824 | 524.5702 | 135.6824
535.74 | 388.9744 | 8.1119 | 50.7172 | 0 | 0.11025 | 76.4708 | 0 | 0% | 524.3846 | 135.4101 | 524.3846 | 135.4101
535.76 | 388.9438 | 8.1109 | 50.7173 | 0 | 0.023609 | 76.4811 | 0 | 0% | 524.2768 | 135.333 | 524.2768 | 135.333
535.78 | 388.7428 | 8.11 | 50.6952 | 0 | 0.0039904 | 76.4915 | 0 | 0% | 524.0435 | 135.3006 | 524.0435 | 135.3006
535.8 | 388.349 | 8.1091 | 50.6479 | 0 | 0.00053356 | 76.5018 | 0 | 0% | 523.6083 | 135.2593 | 523.6083 | 135.2593
535.82 | 387.7735 | 8.1081 | 50.577 | 0 | 5.6305e-05 | 76.5121 | 0 | 0% | 522.9708 | 135.1973 | 522.9708 | 135.1973
535.84 | 387.0576 | 8.1072 | 50.4878 | 0 | 4.0044e-13 | 76.5225 | 0 | 0% | 522.175 | 135.1174 | 522.175 | 135.1174
535.86 | 386.2643 | 8.1062 | 50.3884 | 0 | 4.0179e-13 | 76.5328 | 0 | 0% | 521.2918 | 135.0275 | 521.2918 | 135.0275
535.88 | 385.4634 | 8.1053 | 50.2881 | 0 | 2.4269e-13 | 76.5431 | 0 | 0% | 520.3999 | 134.9365 | 520.3999 | 134.9365
535.9 | 384.7088 | 8.1043 | 50.1937 | 0 | 2.0494e-13 | 76.5534 | 0 | 0% | 519.5603 | 134.8515 | 519.5603 | 134.8515
535.92 | 384.0166 | 8.1034 | 50.1076 | 0 | 1.4106e-13 | 76.5637 | 0 | 0% | 518.7913 | 134.7746 | 518.7913 | 134.7746
535.94 | 383.3598 | 8.1024 | 50.026 | 0 | 5.3004e-14 | 76.5739 | 0 | 0% | 518.0621 | 134.7023 | 518.0621 | 134.7023
535.96 | 382.686 | 8.1014 | 49.9422 | 0 | 0 | 76.5841 | 0 | 0% | 517.3137 | 134.6277 | 517.3137 | 134.6277
535.98 | 381.9482 | 8.1005 | 49.85 | 0 | 4.8032e-15 | 76.5942 | 0 | 0% | 516.4928 | 134.5447 | 516.4928 | 134.5447
536 | 381.1239 | 8.0995 | 49.7465 | 0 | 4.0364e-14 | 76.6043 | 0 | 0% | 515.5742 | 134.4503 | 515.5742 | 134.4503
536.02 | 380.2177 | 8.0985 | 49.6324 | 0 | 0 | 76.6143 | 0 | 0% | 514.5629 | 134.3452 | 514.5629 | 134.3452
536.04 | 379.2494 | 8.0975 | 49.5101 | 0 | 0 | 76.6244 | 0 | 0% | 513.4813 | 134.232 | 513.4813 | 134.232
536.06 | 378.2388 | 8.0965 | 49.3822 | 0 | 7.5208e-15 | 76.6344 | 0 | 0% | 512.352 | 134.1132 | 512.352 | 134.1132
536.08 | 377.1966 | 8.0956 | 49.2503 | 0 | 1.5303e-13 | 76.6444 | 0 | 0% | 511.1869 | 133.9903 | 511.1869 | 133.9903
536.1 | 376.1278 | 8.0946 | 49.1148 | 0 | 1.0517e-13 | 76.6545 | 0 | 0% | 509.9917 | 133.8638 | 509.9917 | 133.8638
536.12 | 375.0432 | 8.0936 | 48.9772 | 0 | 0 | 76.6645 | 0 | 0% | 508.7785 | 133.7353 | 508.7785 | 133.7353
536.14 | 373.9672 | 8.0926 | 48.8408 | 0 | 4.3145e-14 | 76.6745 | 0 | 0% | 507.5751 | 133.6079 | 507.5751 | 133.6079
536.16 | 372.9358 | 8.0916 | 48.7101 | 0 | 6.4717e-14 | 76.6846 | 0 | 0% | 506.4221 | 133.4863 | 506.4221 | 133.4863
536.18 | 371.9894 | 8.0906 | 48.5906 | 0 | 1.1865e-13 | 76.6946 | 0 | 0% | 505.3652 | 133.3758 | 505.3652 | 133.3758
536.2 | 371.1692 | 8.0896 | 48.4875 | 0 | 1.4022e-13 | 76.7046 | 0 | 0% | 504.4509 | 133.2817 | 504.4509 | 133.2817
536.22 | 370.5151 | 8.0887 | 48.406 | 0 | 1.564e-13 | 76.7147 | 0 | 0% | 503.7244 | 133.2094 | 503.7244 | 133.2094
536.24 | 370.0536 | 8.0877 | 48.3498 | 0 | 1.3483e-13 | 76.7247 | 0 | 0% | 503.2158 | 133.1621 | 503.2158 | 133.1621
536.26 | 369.7752 | 8.0867 | 48.3174 | 0 | 1.5505e-13 | 76.7347 | 0 | 0% | 502.9141 | 133.1388 | 502.9141 | 133.1388
536.28 | 369.6178 | 8.0857 | 48.3009 | 0 | 1.8269e-13 | 76.7448 | 0 | 0% | 502.7492 | 133.1313 | 502.7492 | 133.1313
536.3 | 369.4783 | 8.0847 | 48.2867 | 0 | 4.1982e-13 | 76.7548 | 0 | 0% | 502.6045 | 133.1262 | 502.6045 | 133.1262
536.32 | 369.2508 | 8.0837 | 48.261 | 0 | 6.4056e-13 | 76.7648 | 0 | 0% | 502.3602 | 133.1095 | 502.3602 | 133.1095
536.34 | 368.8648 | 8.0827 | 48.2145 | 0 | 9.2774e-13 | 76.7748 | 0 | 0% | 501.9368 | 133.0721 | 501.9368 | 133.0721
536.36 | 368.3027 | 8.0818 | 48.145 | 0 | 1.4573e-12 | 76.7849 | 0 | 0% | 501.3144 | 133.0117 | 501.3144 | 133.0117
536.38 | 367.5966 | 8.0808 | 48.0567 | 0 | 4.2336e-13 | 76.7949 | 0 | 0% | 500.529 | 132.9324 | 500.529 | 132.9324
536.4 | 366.816 | 8.0798 | 47.9587 | 0 | 9.3638e-13 | 76.805 | 0 | 0% | 499.6594 | 132.8434 | 499.6594 | 132.8434
536.42 | 366.0552 | 8.0788 | 47.8632 | 0 | 0 | 76.815 | 0 | 0% | 498.8122 | 132.757 | 498.8122 | 132.757
536.44 | 365.4153 | 8.0778 | 47.7835 | 0 | 4.7442e-13 | 76.8252 | 0 | 0% | 498.1018 | 132.6865 | 498.1018 | 132.6865
536.46 | 364.9818 | 8.0769 | 47.7307 | 0 | 0 | 76.8354 | 0 | 0% | 497.6248 | 132.643 | 497.6248 | 132.643
536.48 | 364.799 | 8.0759 | 47.7107 | 0 | 0 | 76.8457 | 0 | 0% | 497.4313 | 132.6323 | 497.4313 | 132.6323
536.5 | 364.8496 | 8.075 | 47.7212 | 0 | 0 | 76.8561 | 0 | 0% | 497.5019 | 132.6523 | 497.5019 | 132.6523
536.52 | 365.0507 | 8.0741 | 47.7513 | 0 | 1.8749e-15 | 76.8666 | 0 | 0% | 497.7427 | 132.692 | 497.7427 | 132.692
536.54 | 365.2772 | 8.0732 | 47.7848 | 0 | 0 | 76.8772 | 0 | 0% | 498.0123 | 132.7351 | 498.0123 | 132.7351
536.56 | 365.4123 | 8.0723 | 47.8063 | 0 | 0 | 76.8879 | 0 | 0% | 498.1787 | 132.7664 | 498.1787 | 132.7664
536.58 | 365.397 | 8.0714 | 47.808 | 0 | 1.7707e-14 | 76.8986 | 0 | 0% | 498.1749 | 132.778 | 498.1749 | 132.778
536.6 | 365.2488 | 8.0705 | 47.7925 | 0 | 0 | 76.9092 | 0 | 0% | 498.0209 | 132.7721 | 498.0209 | 132.7721
536.62 | 365.0448 | 8.0695 | 47.7696 | 0 | 0 | 76.9197 | 0 | 0% | 497.8036 | 132.7588 | 497.8036 | 132.7588
536.64 | 364.887 | 8.0686 | 47.7528 | 0 | 0 | 76.93 | 0 | 0% | 497.6384 | 132.7514 | 497.6384 | 132.7514
536.66 | 364.8715 | 8.0676 | 47.7547 | 0 | 6.674e-14 | 76.9403 | 0 | 0% | 497.6341 | 132.7626 | 497.6341 | 132.7626
536.68 | 365.0628 | 8.0667 | 47.7837 | 0 | 0 | 76.9506 | 0 | 0% | 497.8637 | 132.8009 | 497.8637 | 132.8009
536.7 | 365.4709 | 8.0657 | 47.841 | 0 | 0 | 76.9608 | 0 | 0% | 498.3385 | 132.8676 | 498.3385 | 132.8676
536.72 | 366.0346 | 8.0648 | 47.9188 | 0 | 0 | 76.9711 | 0 | 0% | 498.9892 | 132.9546 | 498.9892 | 132.9546
536.74 | 366.6247 | 8.0638 | 48 | 0 | 0 | 76.9813 | 0 | 0% | 499.6698 | 133.0451 | 499.6698 | 133.0451
536.76 | 367.0777 | 8.0628 | 48.0633 | 0 | 0 | 76.9915 | 0 | 0% | 500.1953 | 133.1176 | 500.1953 | 133.1176
536.78 | 367.2496 | 8.0619 | 48.0898 | 0 | 0 | 77.0017 | 0 | 0% | 500.4029 | 133.1534 | 500.4029 | 133.1534
536.8 | 367.07 | 8.0609 | 48.0703 | 0 | 0 | 77.0119 | 0 | 0% | 500.213 | 133.143 | 500.213 | 133.143
536.82 | 366.5745 | 8.0599 | 48.0094 | 0 | 0 | 77.022 | 0 | 0% | 499.6658 | 133.0913 | 499.6658 | 133.0913
536.84 | 365.8919 | 8.059 | 47.9239 | 0 | 0 | 77.0322 | 0 | 0% | 498.907 | 133.0151 | 498.907 | 133.0151
536.86 | 365.1821 | 8.058 | 47.835 | 0 | 0 | 77.0423 | 0 | 0% | 498.1174 | 132.9353 | 498.1174 | 132.9353
536.88 | 364.5565 | 8.057 | 47.757 | 0 | 1.8338e-13 | 77.0524 | 0 | 0% | 497.423 | 132.8665 | 497.423 | 132.8665
536.9 | 364.0238 | 8.056 | 47.6912 | 0 | 1.371e-13 | 77.0625 | 0 | 0% | 496.8335 | 132.8098 | 496.8335 | 132.8098
536.92 | 363.4805 | 8.0551 | 47.624 | 0 | 2.3294e-13 | 77.0726 | 0 | 0% | 496.2321 | 132.7516 | 496.2321 | 132.7516
536.94 | 362.7431 | 8.0541 | 47.5314 | 0 | 1.1794e-13 | 77.0826 | 0 | 0% | 495.4111 | 132.668 | 495.4111 | 132.668
536.96 | 361.6064 | 8.0531 | 47.3864 | 0 | 0 | 77.0926 | 0 | 0% | 494.1384 | 132.532 | 494.1384 | 132.532
536.98 | 359.9135 | 8.0521 | 47.1684 | 0 | 1.0955e-14 | 77.1026 | 0 | 0% | 492.2367 | 132.3231 | 492.2367 | 132.3231
537 | 357.6181 | 8.0511 | 46.8715 | 0 | 6.3832e-14 | 77.1126 | 0 | 0% | 489.6533 | 132.0352 | 489.6533 | 132.0352
537.02 | 354.8237 | 8.0501 | 46.5092 | 0 | 1.7022e-14 | 77.1225 | 0 | 0% | 486.5056 | 131.6818 | 486.5056 | 131.6818
537.04 | 351.7811 | 8.0491 | 46.1142 | 0 | 1.9651e-13 | 77.1324 | 0 | 0% | 483.0768 | 131.2957 | 483.0768 | 131.2957
537.06 | 348.8342 | 8.0481 | 45.7318 | 0 | 1.3887e-13 | 77.1421 | 0 | 0% | 479.7562 | 130.9219 | 479.7562 | 130.9219
537.08 | 346.3343 | 8.047 | 45.408 | 0 | 1.4022e-13 | 77.1515 | 0 | 0% | 476.9408 | 130.6065 | 476.9408 | 130.6065
537.1 | 344.5458 | 8.046 | 45.1774 | 0 | 2.0494e-13 | 77.161 | 0 | 0% | 474.9301 | 130.3843 | 474.9301 | 130.3843
537.12 | 343.5728 | 8.0449 | 45.0536 | 0 | 1.2943e-13 | 77.1707 | 0 | 0% | 473.8421 | 130.2693 | 473.8421 | 130.2693
537.14 | 343.3348 | 8.044 | 45.0262 | 0 | 4.3145e-14 | 77.1809 | 0 | 0% | 473.5858 | 130.2511 | 473.5858 | 130.2511
537.16 | 343.6079 | 8.0431 | 45.0657 | 0 | 0 | 77.1916 | 0 | 0% | 473.9082 | 130.3004 | 473.9082 | 130.3004
537.18 | 344.1077 | 8.0422 | 45.135 | 0 | 5.3931e-15 | 77.2024 | 0 | 0% | 474.4872 | 130.3796 | 474.4872 | 130.3796
537.2 | 344.5738 | 8.0413 | 45.1998 | 0 | 8.629e-14 | 77.2131 | 0 | 0% | 475.028 | 130.4542 | 475.028 | 130.4542
537.22 | 344.8329 | 8.0404 | 45.2375 | 0 | 0 | 77.2236 | 0 | 0% | 475.3344 | 130.5015 | 475.3344 | 130.5015
537.24 | 344.8278 | 8.0394 | 45.2406 | 0 | 0 | 77.2339 | 0 | 0% | 475.3416 | 130.5139 | 475.3416 | 130.5139
537.26 | 344.6124 | 8.0384 | 45.2161 | 0 | 4.3684e-13 | 77.244 | 0 | 0% | 475.111 | 130.4986 | 475.111 | 130.4986
537.28 | 344.3217 | 8.0375 | 45.1818 | 0 | 8.8986e-13 | 77.2541 | 0 | 0% | 474.7951 | 130.4733 | 474.7951 | 130.4733
537.3 | 344.1288 | 8.0365 | 45.1603 | 0 | 0 | 77.2642 | 0 | 0% | 474.5897 | 130.4609 | 474.5897 | 130.4609
537.32 | 344.1972 | 8.0355 | 45.173 | 0 | 0 | 77.2742 | 0 | 0% | 474.6799 | 130.4827 | 474.6799 | 130.4827
537.34 | 344.6368 | 8.0345 | 45.2345 | 0 | 9.9772e-14 | 77.2842 | 0 | 0% | 475.19 | 130.5533 | 475.19 | 130.5533
537.36 | 345.4745 | 8.0335 | 45.3483 | 0 | 1.564e-13 | 77.2942 | 0 | 0% | 476.1505 | 130.6761 | 476.1505 | 130.6761
537.38 | 346.6517 | 8.0325 | 45.5067 | 0 | 1.1325e-13 | 77.3042 | 0 | 0% | 477.4951 | 130.8434 | 477.4951 | 130.8434
537.4 | 348.0572 | 8.0315 | 45.695 | 0 | 1.8337e-13 | 77.3142 | 0 | 0% | 479.098 | 131.0408 | 479.098 | 131.0408
537.42 | 349.5836 | 8.0305 | 45.8993 | 0 | 0 | 77.3241 | 0 | 0% | 480.8376 | 131.254 | 480.8376 | 131.254
537.44 | 351.1761 | 8.0295 | 46.1123 | 0 | 0 | 77.334 | 0 | 0% | 482.652 | 131.4759 | 482.652 | 131.4759
537.46 | 352.8498 | 8.0285 | 46.336 | 0 | 0 | 77.3439 | 0 | 0% | 484.5583 | 131.7084 | 484.5583 | 131.7084
537.48 | 354.6732 | 8.0275 | 46.5794 | 0 | 0 | 77.3538 | 0 | 0% | 486.6339 | 131.9606 | 486.6339 | 131.9606
537.5 | 356.7287 | 8.0265 | 46.8533 | 0 | 0 | 77.3636 | 0 | 0% | 488.972 | 132.2434 | 488.972 | 132.2434
537.52 | 359.0664 | 8.0255 | 47.1644 | 0 | 1.323e-13 | 77.3734 | 0 | 0% | 491.6297 | 132.5632 | 491.6297 | 132.5632
537.54 | 361.6687 | 8.0245 | 47.5102 | 0 | 0 | 77.3832 | 0 | 0% | 494.5866 | 132.9179 | 494.5866 | 132.9179
537.56 | 364.4366 | 8.0235 | 47.8779 | 0 | 9.5812e-14 | 77.393 | 0 | 0% | 497.7309 | 133.2943 | 497.7309 | 133.2943
537.58 | 367.2018 | 8.0224 | 48.2452 | 0 | 1.3011e-13 | 77.4027 | 0 | 0% | 500.8722 | 133.6704 | 500.8722 | 133.6704
537.6 | 369.7611 | 8.0214 | 48.5856 | 0 | 7.1796e-14 | 77.4126 | 0 | 0% | 503.7807 | 134.0196 | 503.7807 | 134.0196
537.62 | 371.9267 | 8.0204 | 48.8743 | 0 | 3.1684e-14 | 77.4225 | 0 | 0% | 506.2438 | 134.3171 | 506.2438 | 134.3171
537.64 | 373.5751 | 8.0194 | 49.095 | 0 | 1.6179e-14 | 77.4325 | 0 | 0% | 508.122 | 134.5469 | 508.122 | 134.5469
537.66 | 374.6784 | 8.0185 | 49.2441 | 0 | 0 | 77.4426 | 0 | 0% | 509.3835 | 134.7051 | 509.3835 | 134.7051
537.68 | 375.3035 | 8.0175 | 49.3304 | 0 | 3.4044e-14 | 77.4528 | 0 | 0% | 510.1041 | 134.8006 | 510.1041 | 134.8006
537.7 | 375.5767 | 8.0165 | 49.3704 | 0 | 6.9942e-14 | 77.4629 | 0 | 0% | 510.4265 | 134.8498 | 510.4265 | 134.8498
537.72 | 375.6288 | 8.0155 | 49.3814 | 0 | 2.1859e-13 | 77.4729 | 0 | 0% | 510.4987 | 134.8699 | 510.4987 | 134.8699
537.74 | 375.5545 | 8.0145 | 49.3758 | 0 | 0 | 77.4828 | 0 | 0% | 510.4277 | 134.8732 | 510.4277 | 134.8732
537.76 | 375.4054 | 8.0135 | 49.3604 | 0 | 0 | 77.4926 | 0 | 0% | 510.272 | 134.8666 | 510.272 | 134.8666
537.78 | 375.2073 | 8.0125 | 49.3385 | 0 | 5.865e-14 | 77.5025 | 0 | 0% | 510.0609 | 134.8535 | 510.0609 | 134.8535
537.8 | 374.9766 | 8.0115 | 49.3124 | 0 | 0 | 77.5125 | 0 | 0% | 509.8129 | 134.8363 | 509.8129 | 134.8363
537.82 | 374.7242 | 8.0106 | 49.2833 | 0 | 6.6234e-14 | 77.5227 | 0 | 0% | 509.5408 | 134.8166 | 509.5408 | 134.8166
537.84 | 374.4544 | 8.0096 | 49.2519 | 0 | 0 | 77.5332 | 0 | 0% | 509.2491 | 134.7947 | 509.2491 | 134.7947
537.86 | 374.1673 | 8.0087 | 49.2182 | 0 | 0 | 77.5436 | 0 | 0% | 508.9378 | 134.7705 | 508.9378 | 134.7705
537.88 | 373.8641 | 8.0077 | 49.1825 | 0 | 0 | 77.5538 | 0 | 0% | 508.6081 | 134.744 | 508.6081 | 134.744
537.9 | 373.5512 | 8.0068 | 49.1454 | 0 | 4.6684e-14 | 77.5639 | 0 | 0% | 508.2673 | 134.7161 | 508.2673 | 134.7161
537.92 | 373.2399 | 8.0058 | 49.1086 | 0 | 5.9408e-14 | 77.574 | 0 | 0% | 507.9282 | 134.6884 | 507.9282 | 134.6884
537.94 | 372.9426 | 8.0048 | 49.0736 | 0 | 7.8116e-14 | 77.584 | 0 | 0% | 507.6051 | 134.6625 | 507.6051 | 134.6625
537.96 | 372.669 | 8.0038 | 49.0418 | 0 | 1.237e-13 | 77.5941 | 0 | 0% | 507.3086 | 134.6397 | 507.3086 | 134.6397
537.98 | 372.4216 | 8.0028 | 49.0134 | 0 | 2.1606e-13 | 77.604 | 0 | 0% | 507.0419 | 134.6202 | 507.0419 | 134.6202
538 | 372.1936 | 8.0018 | 48.9875 | 0 | 3.3168e-13 | 77.6139 | 0 | 0% | 506.7969 | 134.6033 | 506.7969 | 134.6033
538.02 | 371.9667 | 8.0008 | 48.9618 | 0 | 2.5617e-13 | 77.6237 | 0 | 0% | 506.5531 | 134.5863 | 506.5531 | 134.5863
538.04 | 371.7106 | 7.9998 | 48.9323 | 0 | 4.5167e-13 | 77.6334 | 0 | 0% | 506.2761 | 134.5655 | 506.2761 | 134.5655
538.06 | 371.3836 | 7.9987 | 48.8935 | 0 | 1.1845e-12 | 77.643 | 0 | 0% | 505.9189 | 134.5352 | 505.9189 | 134.5352
538.08 | 370.9348 | 7.9977 | 48.8386 | 0 | 1.412e-12 | 77.6526 | 0 | 0% | 505.4237 | 134.4889 | 505.4237 | 134.4889
538.1 | 370.309 | 7.9966 | 48.7605 | 0 | 8.8261e-13 | 77.662 | 0 | 0% | 504.7281 | 134.4191 | 504.7281 | 134.4191
538.12 | 369.4578 | 7.9955 | 48.6527 | 0 | 7.979e-14 | 77.6713 | 0 | 0% | 503.7773 | 134.3194 | 503.7773 | 134.3194
538.14 | 368.3573 | 7.9944 | 48.512 | 0 | 2.9224e-13 | 77.6804 | 0 | 0% | 502.5442 | 134.1869 | 502.5442 | 134.1869
538.16 | 367.0266 | 7.9933 | 48.3411 | 0 | 1.1351e-12 | 77.6896 | 0 | 0% | 501.0506 | 134.024 | 501.0506 | 134.024
538.18 | 365.5355 | 7.9923 | 48.1489 | 0 | 2.737e-13 | 77.6991 | 0 | 0% | 499.3758 | 133.8403 | 499.3758 | 133.8403
538.2 | 363.9918 | 7.9913 | 47.9498 | 0 | 3.3943e-13 | 77.7088 | 0 | 0% | 497.6416 | 133.6498 | 497.6416 | 133.6498
538.22 | 362.5139 | 7.9903 | 47.7593 | 0 | 2.2617e-13 | 77.7187 | 0 | 0% | 495.9821 | 133.4682 | 495.9821 | 133.4682
538.24 | 361.2114 | 7.9892 | 47.5918 | 0 | 8.4267e-15 | 77.7285 | 0 | 0% | 494.521 | 133.3096 | 494.521 | 133.3096
538.26 | 360.1818 | 7.9882 | 47.4603 | 0 | 0 | 77.7383 | 0 | 0% | 493.3686 | 133.1868 | 493.3686 | 133.1868
538.28 | 359.5108 | 7.9872 | 47.376 | 0 | 0 | 77.7481 | 0 | 0% | 492.622 | 133.1112 | 492.622 | 133.1112
538.3 | 359.2536 | 7.9862 | 47.3462 | 0 | 0 | 77.7578 | 0 | 0% | 492.3438 | 133.0902 | 492.3438 | 133.0902
538.32 | 359.4039 | 7.9852 | 47.3701 | 0 | 0 | 77.7675 | 0 | 0% | 492.5267 | 133.1228 | 492.5267 | 133.1228
538.34 | 359.882 | 7.9841 | 47.4372 | 0 | 0 | 77.7771 | 0 | 0% | 493.0805 | 133.1984 | 493.0805 | 133.1984
538.36 | 360.5618 | 7.9831 | 47.5309 | 0 | 0 | 77.7865 | 0 | 0% | 493.8622 | 133.3005 | 493.8622 | 133.3005
538.38 | 361.3153 | 7.982 | 47.6344 | 0 | 0 | 77.7957 | 0 | 0% | 494.7274 | 133.4121 | 494.7274 | 133.4121
538.4 | 362.0434 | 7.9809 | 47.7345 | 0 | 0 | 77.8048 | 0 | 0% | 495.5636 | 133.5202 | 495.5636 | 133.5202
538.42 | 362.6799 | 7.9798 | 47.8226 | 0 | 0 | 77.8141 | 0 | 0% | 496.2964 | 133.6165 | 496.2964 | 133.6165
538.44 | 363.184 | 7.9788 | 47.8931 | 0 | 0 | 77.8239 | 0 | 0% | 496.8798 | 133.6958 | 496.8798 | 133.6958
538.46 | 363.5336 | 7.9778 | 47.9433 | 0 | 0 | 77.8341 | 0 | 0% | 497.2888 | 133.7552 | 497.2888 | 133.7552
538.48 | 363.7232 | 7.9769 | 47.9723 | 0 | 0 | 77.8446 | 0 | 0% | 497.5169 | 133.7937 | 497.5169 | 133.7937
538.5 | 363.7633 | 7.9759 | 47.9816 | 0 | 1.3348e-13 | 77.8548 | 0 | 0% | 497.5756 | 133.8124 | 497.5756 | 133.8124
538.52 | 363.6785 | 7.9749 | 47.9745 | 0 | 4.6178e-14 | 77.8649 | 0 | 0% | 497.4929 | 133.8143 | 497.4929 | 133.8143
538.54 | 363.5061 | 7.974 | 47.9558 | 0 | 5.6038e-15 | 77.8749 | 0 | 0% | 497.3107 | 133.8047 | 497.3107 | 133.8047
538.56 | 363.2964 | 7.973 | 47.9322 | 0 | 0 | 77.8851 | 0 | 0% | 497.0866 | 133.7903 | 497.0866 | 133.7903
538.58 | 363.1165 | 7.972 | 47.9125 | 0 | 0 | 77.8954 | 0 | 0% | 496.8964 | 133.7799 | 496.8964 | 133.7799
538.6 | 363.05 | 7.9711 | 47.9077 | 0 | 0 | 77.9057 | 0 | 0% | 496.8345 | 133.7845 | 496.8345 | 133.7845
538.62 | 363.1898 | 7.9701 | 47.9303 | 0 | 2.528e-15 | 77.9158 | 0 | 0% | 497.006 | 133.8162 | 497.006 | 133.8162
538.64 | 363.6214 | 7.9691 | 47.9913 | 0 | 0 | 77.9256 | 0 | 0% | 497.5074 | 133.8861 | 497.5074 | 133.8861
538.66 | 364.4019 | 7.968 | 48.0985 | 0 | 0 | 77.935 | 0 | 0% | 498.4035 | 134.0016 | 498.4035 | 134.0016
538.68 | 365.5403 | 7.9669 | 48.2531 | 0 | 0 | 77.9439 | 0 | 0% | 499.7042 | 134.1639 | 499.7042 | 134.1639
538.7 | 366.9839 | 7.9657 | 48.448 | 0 | 1.4115e-13 | 77.9523 | 0 | 0% | 501.3499 | 134.366 | 501.3499 | 134.366
538.72 | 368.6183 | 7.9645 | 48.6681 | 0 | 2.0359e-13 | 77.9607 | 0 | 0% | 503.2117 | 134.5933 | 503.2117 | 134.5933
538.74 | 370.2832 | 7.9634 | 48.8922 | 0 | 1.773e-13 | 77.9698 | 0 | 0% | 505.1086 | 134.8254 | 505.1086 | 134.8254
538.76 | 371.8036 | 7.9624 | 49.0971 | 0 | 9.0334e-14 | 77.9799 | 0 | 0% | 506.8431 | 135.0394 | 506.8431 | 135.0394
538.78 | 373.0262 | 7.9616 | 49.2626 | 0 | 4.8538e-14 | 77.9909 | 0 | 0% | 508.2413 | 135.2151 | 508.2413 | 135.2151
538.8 | 373.8473 | 7.9608 | 49.3751 | 0 | 0 | 78.0023 | 0 | 0% | 509.1854 | 135.3381 | 509.1854 | 135.3381
538.82 | 374.2289 | 7.9599 | 49.4296 | 0 | 1.3483e-14 | 78.0135 | 0 | 0% | 509.6319 | 135.4029 | 509.6319 | 135.4029
538.84 | 374.201 | 7.959 | 49.4301 | 0 | 5.9324e-14 | 78.0241 | 0 | 0% | 509.6142 | 135.4132 | 509.6142 | 135.4132
538.86 | 373.8501 | 7.958 | 49.388 | 0 | 0 | 78.0342 | 0 | 0% | 509.2304 | 135.3802 | 509.2304 | 135.3802
538.88 | 373.2963 | 7.957 | 49.3192 | 0 | 0 | 78.0438 | 0 | 0% | 508.6162 | 135.3199 | 508.6162 | 135.3199
538.9 | 372.6577 | 7.9559 | 49.2392 | 0 | 3.3707e-13 | 78.0528 | 0 | 0% | 507.9057 | 135.2479 | 507.9057 | 135.2479
538.92 | 372.0168 | 7.9547 | 49.159 | 0 | 3.2359e-13 | 78.0615 | 0 | 0% | 507.1921 | 135.1753 | 507.1921 | 135.1753
538.94 | 371.4061 | 7.9536 | 49.0828 | 0 | 1.1932e-12 | 78.0703 | 0 | 0% | 506.5127 | 135.1066 | 506.5127 | 135.1066
538.96 | 370.8249 | 7.9525 | 49.0103 | 0 | 8.3593e-13 | 78.0794 | 0 | 0% | 505.867 | 135.0422 | 505.867 | 135.0422
538.98 | 370.2692 | 7.9515 | 48.9412 | 0 | 1.4238e-12 | 78.0891 | 0 | 0% | 505.2509 | 134.9817 | 505.2509 | 134.9817
539 | 369.7509 | 7.9505 | 48.8768 | 0 | 1.5316e-12 | 78.0993 | 0 | 0% | 504.6775 | 134.9266 | 504.6775 | 134.9266
539.02 | 369.2958 | 7.9496 | 48.8208 | 0 | 7.9076e-13 | 78.1097 | 0 | 0% | 504.1759 | 134.8801 | 504.1759 | 134.8801
539.04 | 368.9305 | 7.9486 | 48.7767 | 0 | 6.5863e-13 | 78.1199 | 0 | 0% | 503.7757 | 134.8452 | 503.7757 | 134.8452
539.06 | 368.6673 | 7.9476 | 48.7461 | 0 | 1.4224e-13 | 78.1298 | 0 | 0% | 503.4908 | 134.8235 | 503.4908 | 134.8235
539.08 | 368.4928 | 7.9465 | 48.7272 | 0 | 2.1707e-13 | 78.1392 | 0 | 0% | 503.3058 | 134.813 | 503.3058 | 134.813
539.1 | 368.3621 | 7.9454 | 48.7142 | 0 | 1.9145e-13 | 78.1482 | 0 | 0% | 503.17 | 134.8079 | 503.17 | 134.8079
539.12 | 368.2035 | 7.9442 | 48.6976 | 0 | 1.2472e-13 | 78.1567 | 0 | 0% | 503.0021 | 134.7986 | 503.0021 | 134.7986
539.14 | 367.9367 | 7.943 | 48.6668 | 0 | 1.4831e-14 | 78.1647 | 0 | 0% | 502.7112 | 134.7745 | 502.7112 | 134.7745
539.16 | 367.5022 | 7.9417 | 48.6138 | 0 | 1.0651e-13 | 78.1725 | 0 | 0% | 502.2302 | 134.728 | 502.2302 | 134.728
539.18 | 366.8854 | 7.9405 | 48.5366 | 0 | 8.0896e-15 | 78.181 | 0 | 0% | 501.5436 | 134.6582 | 501.5436 | 134.6582
539.2 | 366.1208 | 7.9395 | 48.4397 | 0 | 0 | 78.1908 | 0 | 0% | 500.6909 | 134.5701 | 500.6909 | 134.5701
539.22 | 365.2774 | 7.9387 | 48.3322 | 0 | 0 | 78.2018 | 0 | 0% | 499.75 | 134.4726 | 499.75 | 134.4726
539.24 | 364.4383 | 7.9379 | 48.2252 | 0 | 0 | 78.2132 | 0 | 0% | 498.8145 | 134.3762 | 498.8145 | 134.3762
539.26 | 363.6852 | 7.937 | 48.1296 | 0 | 0 | 78.2243 | 0 | 0% | 497.9761 | 134.2909 | 497.9761 | 134.2909
539.28 | 363.086 | 7.9361 | 48.0545 | 0 | 0 | 78.2347 | 0 | 0% | 497.3113 | 134.2253 | 497.3113 | 134.2253
539.3 | 362.6821 | 7.9351 | 48.0052 | 0 | 0 | 78.2447 | 0 | 0% | 496.8671 | 134.185 | 496.8671 | 134.185
539.32 | 362.4797 | 7.934 | 47.9827 | 0 | 9.8424e-14 | 78.2543 | 0 | 0% | 496.6507 | 134.171 | 496.6507 | 134.171
539.34 | 362.4502 | 7.933 | 47.983 | 0 | 0 | 78.2636 | 0 | 0% | 496.6299 | 134.1796 | 496.6299 | 134.1796
539.36 | 362.5435 | 7.9319 | 47.9996 | 0 | 0 | 78.2728 | 0 | 0% | 496.7478 | 134.2043 | 496.7478 | 134.2043
539.38 | 362.7054 | 7.9308 | 48.0254 | 0 | 0 | 78.2818 | 0 | 0% | 496.9433 | 134.2379 | 496.9433 | 134.2379
539.4 | 362.8879 | 7.9296 | 48.0538 | 0 | 0 | 78.2907 | 0 | 0% | 497.1621 | 134.2741 | 497.1621 | 134.2741
539.42 | 363.0476 | 7.9285 | 48.0792 | 0 | 0 | 78.2998 | 0 | 0% | 497.3552 | 134.3075 | 497.3552 | 134.3075
539.44 | 363.137 | 7.9275 | 48.0952 | 0 | 0 | 78.3094 | 0 | 0% | 497.4692 | 134.3321 | 497.4692 | 134.3321
539.46 | 363.0956 | 7.9265 | 48.0938 | 0 | 1.4831e-14 | 78.3196 | 0 | 0% | 497.4355 | 134.3399 | 497.4355 | 134.3399
539.48 | 362.847 | 7.9256 | 48.0649 | 0 | 1.6533e-13 | 78.33 | 0 | 0% | 497.1675 | 134.3205 | 497.1675 | 134.3205
539.5 | 362.3061 | 7.9247 | 47.9973 | 0 | 0 | 78.3404 | 0 | 0% | 496.5685 | 134.2624 | 496.5685 | 134.2624
539.52 | 361.3972 | 7.9237 | 47.881 | 0 | 1.214e-13 | 78.3507 | 0 | 0% | 495.5526 | 134.1554 | 495.5526 | 134.1554
539.54 | 360.0774 | 7.9227 | 47.7103 | 0 | 1.2467e-13 | 78.3607 | 0 | 0% | 494.071 | 133.9936 | 494.071 | 133.9936
539.56 | 358.3582 | 7.9217 | 47.4866 | 0 | 0 | 78.3704 | 0 | 0% | 492.1369 | 133.7787 | 492.1369 | 133.7787
539.58 | 356.3186 | 7.9206 | 47.2205 | 0 | 3.002e-14 | 78.38 | 0 | 0% | 489.8398 | 133.5212 | 489.8398 | 133.5212
539.6 | 354.1011 | 7.9196 | 46.9308 | 0 | 0 | 78.3895 | 0 | 0% | 487.341 | 133.2399 | 487.341 | 133.2399
539.62 | 351.891 | 7.9185 | 46.6421 | 0 | 1.0929e-13 | 78.3988 | 0 | 0% | 484.8503 | 132.9594 | 484.8503 | 132.9594
539.64 | 349.8842 | 7.9174 | 46.3803 | 0 | 1.1578e-13 | 78.4078 | 0 | 0% | 482.5897 | 132.7055 | 482.5897 | 132.7055
539.66 | 348.2539 | 7.9162 | 46.1684 | 0 | 7.9885e-14 | 78.4164 | 0 | 0% | 480.755 | 132.5011 | 480.755 | 132.5011
539.68 | 347.1184 | 7.9151 | 46.0222 | 0 | 8.1233e-14 | 78.4249 | 0 | 0% | 479.4805 | 132.3621 | 479.4805 | 132.3621
539.7 | 346.5165 | 7.9139 | 45.9466 | 0 | 4.483e-14 | 78.4335 | 0 | 0% | 478.8105 | 132.2939 | 478.8105 | 132.2939
539.72 | 346.3944 | 7.9128 | 45.9345 | 0 | 0 | 78.4426 | 0 | 0% | 478.6843 | 132.2899 | 478.6843 | 132.2899
539.74 | 346.6192 | 7.9118 | 45.9683 | 0 | 0 | 78.4524 | 0 | 0% | 478.9518 | 132.3325 | 478.9518 | 132.3325
539.76 | 347.0229 | 7.9108 | 46.0258 | 0 | 1.3685e-13 | 78.4627 | 0 | 0% | 479.4221 | 132.3993 | 479.4221 | 132.3993
539.78 | 347.4516 | 7.9099 | 46.0866 | 0 | 0 | 78.4728 | 0 | 0% | 479.9209 | 132.4693 | 479.9209 | 132.4693
539.8 | 347.7934 | 7.9089 | 46.1359 | 0 | 6.3234e-13 | 78.4826 | 0 | 0% | 480.3208 | 132.5274 | 480.3208 | 132.5274
539.82 | 347.9776 | 7.9078 | 46.1644 | 0 | 7.1796e-14 | 78.4919 | 0 | 0% | 480.5417 | 132.5641 | 480.5417 | 132.5641
539.84 | 347.9657 | 7.9066 | 46.1669 | 0 | 1.0924e-12 | 78.5007 | 0 | 0% | 480.5399 | 132.5743 | 480.5399 | 132.5743
539.86 | 347.7469 | 7.9055 | 46.142 | 0 | 3.2932e-13 | 78.5093 | 0 | 0% | 480.3037 | 132.5568 | 480.3037 | 132.5568
539.88 | 347.3353 | 7.9043 | 46.0915 | 0 | 1.0449e-12 | 78.5178 | 0 | 0% | 479.849 | 132.5137 | 479.849 | 132.5137
539.9 | 346.7625 | 7.9031 | 46.0197 | 0 | 4.2066e-13 | 78.5262 | 0 | 0% | 479.2114 | 132.4489 | 479.2114 | 132.4489
539.92 | 346.0684 | 7.9018 | 45.9318 | 0 | 1.1056e-13 | 78.5341 | 0 | 0% | 478.4361 | 132.3677 | 478.4361 | 132.3677
539.94 | 345.3027 | 7.9006 | 45.8344 | 0 | 6.8762e-14 | 78.5416 | 0 | 0% | 477.5793 | 132.2766 | 477.5793 | 132.2766
539.96 | 344.5377 | 7.8994 | 45.7371 | 0 | 1.7528e-14 | 78.5496 | 0 | 0% | 476.7237 | 132.186 | 476.7237 | 132.186
539.98 | 343.8841 | 7.8984 | 45.6543 | 0 | 0 | 78.559 | 0 | 0% | 475.9958 | 132.1116 | 475.9958 | 132.1116
540 | 343.4899 | 7.8977 | 45.6057 | 0 | 0 | 78.5704 | 0 | 0% | 475.5637 | 132.0738 | 475.5637 | 132.0738
540.02 | 343.5151 | 7.8973 | 45.6126 | 0 | 0 | 78.5836 | 0 | 0% | 475.6086 | 132.0935 | 475.6086 | 132.0935
540.04 | 344.0943 | 7.897 | 45.693 | 0 | 0 | 78.5973 | 0 | 0% | 476.2816 | 132.1873 | 476.2816 | 132.1873
540.06 | 345.3011 | 7.8966 | 45.857 | 0 | 2.8314e-14 | 78.6099 | 0 | 0% | 477.6645 | 132.3635 | 477.6645 | 132.3635
540.08 | 347.1278 | 7.896 | 46.1035 | 0 | 0 | 78.6208 | 0 | 0% | 479.748 | 132.6203 | 479.748 | 132.6203
540.1 | 349.4854 | 7.8952 | 46.4208 | 0 | 0 | 78.6301 | 0 | 0% | 482.4314 | 132.9461 | 482.4314 | 132.9461
540.12 | 352.218 | 7.8943 | 46.7881 | 0 | 0 | 78.6388 | 0 | 0% | 485.5392 | 133.3211 | 485.5392 | 133.3211
540.14 | 355.1171 | 7.8934 | 47.1775 | 0 | 0 | 78.6476 | 0 | 0% | 488.8356 | 133.7185 | 488.8356 | 133.7185
540.16 | 357.9263 | 7.8927 | 47.5549 | 0 | 0 | 78.657 | 0 | 0% | 492.0308 | 134.1046 | 492.0308 | 134.1046
540.18 | 360.354 | 7.892 | 47.8817 | 0 | 0 | 78.6669 | 0 | 0% | 494.7945 | 134.4405 | 494.7945 | 134.4405
540.2 | 362.1156 | 7.8913 | 48.12 | 0 | 0 | 78.677 | 0 | 0% | 496.8039 | 134.6882 | 496.8039 | 134.6882
540.22 | 362.9992 | 7.8906 | 48.2415 | 0 | 9.1683e-14 | 78.687 | 0 | 0% | 497.8183 | 134.8192 | 497.8183 | 134.8192
540.24 | 362.9159 | 7.8899 | 48.2347 | 0 | 0 | 78.6968 | 0 | 0% | 497.7373 | 134.8214 | 497.7373 | 134.8214
540.26 | 361.9059 | 7.8891 | 48.1047 | 0 | 0 | 78.706 | 0 | 0% | 496.6057 | 134.6997 | 496.6057 | 134.6997
540.28 | 360.106 | 7.8881 | 47.8698 | 0 | 2.1277e-14 | 78.714 | 0 | 0% | 494.578 | 134.4719 | 494.578 | 134.4719
540.3 | 357.7072 | 7.8869 | 47.5555 | 0 | 0 | 78.7202 | 0 | 0% | 491.8698 | 134.1626 | 491.8698 | 134.1626
540.32 | 354.9194 | 7.8855 | 47.1898 | 0 | 0 | 78.7242 | 0 | 0% | 488.7189 | 133.7995 | 488.7189 | 133.7995
540.34 | 351.948 | 7.8839 | 46.7996 | 0 | 3.0926e-13 | 78.7272 | 0 | 0% | 485.3588 | 133.4108 | 485.3588 | 133.4108
540.36 | 348.9755 | 7.8825 | 46.4091 | 0 | 0 | 78.7315 | 0 | 0% | 481.9987 | 133.0232 | 481.9987 | 133.0232
540.38 | 346.1457 | 7.8815 | 46.0371 | 0 | 2.705e-13 | 78.7394 | 0 | 0% | 478.8038 | 132.6581 | 478.8038 | 132.6581
540.4 | 343.5505 | 7.8811 | 45.6957 | 0 | 1.0584e-13 | 78.7513 | 0 | 0% | 475.8786 | 132.328 | 475.8786 | 132.328
540.42 | 341.2306 | 7.8809 | 45.3905 | 0 | 5.6627e-14 | 78.7654 | 0 | 0% | 473.2674 | 132.0368 | 473.2674 | 132.0368
540.44 | 339.1923 | 7.8807 | 45.1228 | 0 | 8.1655e-14 | 78.7798 | 0 | 0% | 470.9756 | 131.7833 | 470.9756 | 131.7833
540.46 | 337.4305 | 7.8805 | 44.8919 | 0 | 4.5336e-14 | 78.7934 | 0 | 0% | 468.9963 | 131.5658 | 468.9963 | 131.5658
540.48 | 335.9406 | 7.8802 | 44.6973 | 0 | 0 | 78.8063 | 0 | 0% | 467.3243 | 131.3838 | 467.3243 | 131.3838
540.5 | 334.7128 | 7.8798 | 44.5376 | 0 | 0 | 78.8186 | 0 | 0% | 465.9488 | 131.236 | 465.9488 | 131.236
540.52 | 333.7173 | 7.8792 | 44.4089 | 0 | 0 | 78.8301 | 0 | 0% | 464.8356 | 131.1183 | 464.8356 | 131.1183
540.54 | 332.8978 | 7.8786 | 44.3037 | 0 | 0 | 78.8406 | 0 | 0% | 463.9207 | 131.0229 | 463.9207 | 131.0229
540.56 | 332.1811 | 7.8778 | 44.2123 | 0 | 0 | 78.8499 | 0 | 0% | 463.1211 | 130.94 | 463.1211 | 130.94
540.58 | 331.4974 | 7.8769 | 44.1254 | 0 | 0 | 78.8582 | 0 | 0% | 462.358 | 130.8606 | 462.358 | 130.8606
540.6 | 330.7979 | 7.8759 | 44.0365 | 0 | 0 | 78.8658 | 0 | 0% | 461.5762 | 130.7783 | 461.5762 | 130.7783
540.62 | 330.0649 | 7.8749 | 43.9431 | 0 | 0 | 78.8732 | 0 | 0% | 460.7562 | 130.6913 | 460.7562 | 130.6913
540.64 | 329.313 | 7.8739 | 43.8472 | 0 | 0 | 78.8809 | 0 | 0% | 459.915 | 130.602 | 459.915 | 130.602
540.66 | 328.5834 | 7.873 | 43.7541 | 0 | 9.5593e-13 | 78.8893 | 0 | 0% | 459.0998 | 130.5164 | 459.0998 | 130.5164
540.68 | 327.9339 | 7.8722 | 43.6716 | 0 | 4.2471e-13 | 78.8986 | 0 | 0% | 458.3762 | 130.4424 | 458.3762 | 130.4424
540.7 | 327.4297 | 7.8715 | 43.6083 | 0 | 0 | 78.9086 | 0 | 0% | 457.8181 | 130.3884 | 457.8181 | 130.3884
540.72 | 327.1334 | 7.8708 | 43.5727 | 0 | 1.3843e-12 | 78.9187 | 0 | 0% | 457.4957 | 130.3623 | 457.4957 | 130.3623
540.74 | 327.092 | 7.8701 | 43.5711 | 0 | 0 | 78.9282 | 0 | 0% | 457.4615 | 130.3695 | 457.4615 | 130.3695
540.76 | 327.3233 | 7.8691 | 43.6061 | 0 | 1.5269e-13 | 78.9361 | 0 | 0% | 457.7345 | 130.4113 | 457.7345 | 130.4113
540.78 | 327.8105 | 7.8678 | 43.6754 | 0 | 6.4919e-13 | 78.9414 | 0 | 0% | 458.2952 | 130.4847 | 458.2952 | 130.4847
540.8 | 328.5143 | 7.8663 | 43.7739 | 0 | 4.2319e-13 | 78.9444 | 0 | 0% | 459.0989 | 130.5845 | 459.0989 | 130.5845
540.82 | 329.3938 | 7.8646 | 43.8959 | 0 | 3.3741e-13 | 78.9465 | 0 | 0% | 460.1007 | 130.707 | 460.1007 | 130.707
540.84 | 330.4172 | 7.8631 | 44.0368 | 0 | 1.8269e-13 | 78.9505 | 0 | 0% | 461.2676 | 130.8504 | 461.2676 | 130.8504
540.86 | 331.5546 | 7.8622 | 44.1925 | 0 | 1.2539e-13 | 78.9582 | 0 | 0% | 462.5675 | 131.0129 | 462.5675 | 131.0129
540.88 | 332.7705 | 7.8616 | 44.3583 | 0 | 1.4831e-14 | 78.9689 | 0 | 0% | 463.9593 | 131.1888 | 463.9593 | 131.1888
540.9 | 334.0424 | 7.861 | 44.5317 | 0 | 0 | 78.9797 | 0 | 0% | 465.4147 | 131.3723 | 465.4147 | 131.3723
540.92 | 335.396 | 7.8601 | 44.7162 | 0 | 0 | 78.9882 | 0 | 0% | 466.9604 | 131.5644 | 466.9604 | 131.5644
540.94 | 336.9116 | 7.859 | 44.9226 | 0 | 0 | 78.9948 | 0 | 0% | 468.688 | 131.7764 | 468.688 | 131.7764
540.96 | 338.6737 | 7.858 | 45.1618 | 0 | 0 | 79.0026 | 0 | 0% | 470.696 | 132.0223 | 470.696 | 132.0223
540.98 | 340.7004 | 7.8574 | 45.4359 | 0 | 2.6965e-15 | 79.0136 | 0 | 0% | 473.0073 | 132.307 | 473.0073 | 132.307
541 | 342.914 | 7.8571 | 45.7347 | 0 | 0 | 79.027 | 0 | 0% | 475.5328 | 132.6189 | 475.5328 | 132.6189
541.02 | 345.1719 | 7.8567 | 46.0397 | 0 | 1.5303e-13 | 79.0389 | 0 | 0% | 478.1072 | 132.9353 | 478.1072 | 132.9353
541.04 | 347.3193 | 7.8556 | 46.3307 | 0 | 0 | 79.0456 | 0 | 0% | 480.5511 | 133.2318 | 480.5511 | 133.2318
541.06 | 349.2242 | 7.8537 | 46.5902 | 0 | 1.2792e-13 | 79.0458 | 0 | 0% | 482.7139 | 133.4897 | 482.7139 | 133.4897
541.08 | 350.7917 | 7.8514 | 46.8052 | 0 | 9.7244e-14 | 79.0429 | 0 | 0% | 484.4911 | 133.6994 | 484.4911 | 133.6994
541.1 | 351.9718 | 7.8495 | 46.968 | 0 | 7.011e-14 | 79.0433 | 0 | 0% | 485.8326 | 133.8609 | 485.8326 | 133.8609
541.12 | 352.7583 | 7.8488 | 47.0772 | 0 | 1.8117e-13 | 79.0532 | 0 | 0% | 486.7374 | 133.9791 | 486.7374 | 133.9791
541.14 | 353.1755 | 7.8493 | 47.1357 | 0 | 3.7246e-14 | 79.073 | 0 | 0% | 487.2335 | 134.058 | 487.2335 | 134.058
541.16 | 353.2628 | 7.8504 | 47.1495 | 0 | 6.8425e-14 | 79.098 | 0 | 0% | 487.3609 | 134.098 | 487.3609 | 134.098
541.18 | 353.0693 | 7.8515 | 47.126 | 0 | 3.674e-13 | 79.122 | 0 | 0% | 487.1688 | 134.0995 | 487.1688 | 134.0995
541.2 | 352.6564 | 7.8519 | 47.0739 | 0 | 0 | 79.1411 | 0 | 0% | 486.7233 | 134.0669 | 486.7233 | 134.0669
541.22 | 352.0988 | 7.8517 | 47.0031 | 0 | 0 | 79.1552 | 0 | 0% | 486.1088 | 134.01 | 486.1088 | 134.01
541.24 | 351.4802 | 7.8511 | 46.9246 | 0 | 0 | 79.1656 | 0 | 0% | 485.4215 | 133.9413 | 485.4215 | 133.9413
541.26 | 350.8873 | 7.8501 | 46.8499 | 0 | 0 | 79.1735 | 0 | 0% | 484.7609 | 133.8736 | 484.7609 | 133.8736
541.28 | 350.4015 | 7.8489 | 46.7898 | 0 | 0 | 79.1794 | 0 | 0% | 484.2196 | 133.8181 | 484.2196 | 133.8181
541.3 | 350.085 | 7.8475 | 46.7524 | 0 | 0 | 79.1837 | 0 | 0% | 483.8687 | 133.7837 | 483.8687 | 133.7837
541.32 | 349.9652 | 7.8461 | 46.7413 | 0 | 0 | 79.1876 | 0 | 0% | 483.7402 | 133.775 | 483.7402 | 133.775
541.34 | 350.0312 | 7.8447 | 46.7549 | 0 | 0 | 79.1926 | 0 | 0% | 483.8235 | 133.7923 | 483.8235 | 133.7923
541.36 | 350.2521 | 7.8437 | 46.7889 | 0 | 0 | 79.1998 | 0 | 0% | 484.0845 | 133.8324 | 484.0845 | 133.8324
541.38 | 350.601 | 7.8428 | 46.8398 | 0 | 0 | 79.2083 | 0 | 0% | 484.4919 | 133.8909 | 484.4919 | 133.8909
541.4 | 351.0659 | 7.8418 | 46.9063 | 0 | 0 | 79.2157 | 0 | 0% | 485.0298 | 133.9638 | 485.0298 | 133.9638
541.42 | 351.6463 | 7.8405 | 46.9886 | 0 | 0 | 79.2208 | 0 | 0% | 485.6962 | 134.0499 | 485.6962 | 134.0499
541.44 | 352.344 | 7.8392 | 47.0866 | 0 | 0 | 79.2258 | 0 | 0% | 486.4956 | 134.1516 | 486.4956 | 134.1516
541.46 | 353.1477 | 7.8383 | 47.1983 | 0 | 2.3595e-14 | 79.2345 | 0 | 0% | 487.4188 | 134.2711 | 487.4188 | 134.2711
541.48 | 354.0122 | 7.838 | 47.3176 | 0 | 0 | 79.2476 | 0 | 0% | 488.4154 | 134.4032 | 488.4154 | 134.4032
541.5 | 354.8514 | 7.8377 | 47.4335 | 0 | 0 | 79.2605 | 0 | 0% | 489.383 | 134.5317 | 489.383 | 134.5317
541.52 | 355.5598 | 7.8365 | 47.5329 | 0 | 0 | 79.2669 | 0 | 0% | 490.1961 | 134.6364 | 490.1961 | 134.6364
541.54 | 356.055 | 7.8344 | 47.6048 | 0 | 0 | 79.2654 | 0 | 0% | 490.7597 | 134.7047 | 490.7597 | 134.7047
541.56 | 356.3109 | 7.832 | 47.6451 | 0 | 0 | 79.2616 | 0 | 0% | 491.0497 | 134.7388 | 491.0497 | 134.7388
541.58 | 356.3602 | 7.8305 | 47.6569 | 0 | 0 | 79.2645 | 0 | 0% | 491.112 | 134.7519 | 491.112 | 134.7519
541.6 | 356.2694 | 7.8304 | 47.6484 | 0 | 7.3818e-14 | 79.2794 | 0 | 0% | 491.0275 | 134.7581 | 491.0275 | 134.7581
541.62 | 356.1138 | 7.8314 | 47.6299 | 0 | 0 | 79.3038 | 0 | 0% | 490.8788 | 134.7651 | 490.8788 | 134.7651
541.64 | 355.9665 | 7.8328 | 47.6122 | 0 | 0 | 79.3303 | 0 | 0% | 490.7418 | 134.7753 | 490.7418 | 134.7753
541.66 | 355.8923 | 7.8336 | 47.6049 | 0 | 9.202e-14 | 79.3526 | 0 | 0% | 490.6835 | 134.7911 | 490.6835 | 134.7911
541.68 | 355.9334 | 7.8336 | 47.6138 | 0 | 0 | 79.3686 | 0 | 0% | 490.7494 | 134.816 | 490.7494 | 134.816
541.7 | 356.0971 | 7.8331 | 47.6398 | 0 | 0 | 79.3795 | 0 | 0% | 490.9494 | 134.8523 | 490.9494 | 134.8523
541.72 | 356.3598 | 7.8321 | 47.6793 | 0 | 0 | 79.3877 | 0 | 0% | 491.2589 | 134.8991 | 491.2589 | 134.8991
541.74 | 356.6807 | 7.8311 | 47.7268 | 0 | 0 | 79.395 | 0 | 0% | 491.6337 | 134.953 | 491.6337 | 134.953
541.76 | 357.0141 | 7.8301 | 47.7759 | 0 | 0 | 79.4028 | 0 | 0% | 492.0229 | 135.0088 | 492.0229 | 135.0088
541.78 | 357.3187 | 7.8292 | 47.821 | 0 | 5.9324e-14 | 79.4112 | 0 | 0% | 492.3802 | 135.0615 | 492.3802 | 135.0615
541.8 | 357.5737 | 7.8284 | 47.8595 | 0 | 0 | 79.42 | 0 | 0% | 492.6816 | 135.1079 | 492.6816 | 135.1079
541.82 | 357.7994 | 7.8276 | 47.8941 | 0 | 7.3144e-14 | 79.4288 | 0 | 0% | 492.9498 | 135.1504 | 492.9498 | 135.1504
541.84 | 358.0591 | 7.8268 | 47.9331 | 0 | 1.7646e-13 | 79.438 | 0 | 0% | 493.257 | 135.1979 | 493.257 | 135.1979
541.86 | 358.4309 | 7.8261 | 47.9872 | 0 | 1.7528e-14 | 79.4479 | 0 | 0% | 493.6919 | 135.2611 | 493.6919 | 135.2611
541.88 | 358.9666 | 7.8254 | 48.0631 | 0 | 2.0966e-13 | 79.4581 | 0 | 0% | 494.3132 | 135.3466 | 494.3132 | 135.3466
541.9 | 359.6704 | 7.8246 | 48.1617 | 0 | 1.2809e-13 | 79.4676 | 0 | 0% | 495.1243 | 135.454 | 495.1243 | 135.454
541.92 | 360.5052 | 7.8237 | 48.2781 | 0 | 5.6627e-14 | 79.4754 | 0 | 0% | 496.0823 | 135.5772 | 496.0823 | 135.5772
541.94 | 361.4114 | 7.8225 | 48.4043 | 0 | 2.8314e-14 | 79.4818 | 0 | 0% | 497.12 | 135.7086 | 497.12 | 135.7086
541.96 | 362.3218 | 7.8214 | 48.531 | 0 | 1.3483e-15 | 79.4886 | 0 | 0% | 498.1628 | 135.841 | 498.1628 | 135.841
541.98 | 363.1684 | 7.8206 | 48.6489 | 0 | 0 | 79.4974 | 0 | 0% | 499.1352 | 135.9668 | 499.1352 | 135.9668
542 | 363.8919 | 7.8199 | 48.7501 | 0 | 0 | 79.5078 | 0 | 0% | 499.9697 | 136.0778 | 499.9697 | 136.0778
542.02 | 364.4604 | 7.8192 | 48.8307 | 0 | 0 | 79.5171 | 0 | 0% | 500.6273 | 136.167 | 500.6273 | 136.167
542.04 | 364.889 | 7.8179 | 48.8931 | 0 | 0 | 79.5229 | 0 | 0% | 501.1229 | 136.2339 | 501.1229 | 136.2339
542.06 | 365.2404 | 7.8164 | 48.9455 | 0 | 4.3684e-13 | 79.526 | 0 | 0% | 501.5283 | 136.2879 | 501.5283 | 136.2879
542.08 | 365.5967 | 7.815 | 48.9984 | 0 | 2.4943e-14 | 79.5306 | 0 | 0% | 501.9408 | 136.3441 | 501.9408 | 136.3441
542.1 | 366.016 | 7.8143 | 49.059 | 0 | 2.6696e-13 | 79.5401 | 0 | 0% | 502.4294 | 136.4134 | 502.4294 | 136.4134
542.12 | 366.502 | 7.814 | 49.1282 | 0 | 2.319e-13 | 79.5531 | 0 | 0% | 502.9973 | 136.4952 | 502.9973 | 136.4952
542.14 | 367.0049 | 7.8135 | 49.1998 | 0 | 2.0822e-13 | 79.565 | 0 | 0% | 503.5832 | 136.5782 | 503.5832 | 136.5782
542.16 | 367.4421 | 7.8124 | 49.2632 | 0 | 1.5926e-13 | 79.5721 | 0 | 0% | 504.0897 | 136.6477 | 504.0897 | 136.6477
542.18 | 367.7204 | 7.8109 | 49.3059 | 0 | 4.997e-14 | 79.5751 | 0 | 0% | 504.4122 | 136.6918 | 504.4122 | 136.6918
542.2 | 367.7555 | 7.8094 | 49.3159 | 0 | 0 | 79.5783 | 0 | 0% | 504.459 | 136.7035 | 504.459 | 136.7035
542.22 | 367.4898 | 7.8083 | 49.285 | 0 | 0 | 79.5857 | 0 | 0% | 504.1689 | 136.6791 | 504.1689 | 136.6791
542.24 | 366.9054 | 7.808 | 49.2106 | 0 | 0 | 79.5989 | 0 | 0% | 503.523 | 136.6176 | 503.523 | 136.6176
542.26 | 366.0243 | 7.8083 | 49.0958 | 0 | 0 | 79.6164 | 0 | 0% | 502.5447 | 136.5205 | 502.5447 | 136.5205
542.28 | 364.9017 | 7.8087 | 48.9484 | 0 | 0 | 79.6354 | 0 | 0% | 501.2942 | 136.3925 | 501.2942 | 136.3925
542.3 | 363.6198 | 7.809 | 48.7797 | 0 | 0 | 79.6536 | 0 | 0% | 499.8621 | 136.2423 | 499.8621 | 136.2423
542.32 | 362.2821 | 7.809 | 48.6038 | 0 | 1.0651e-13 | 79.6695 | 0 | 0% | 498.3644 | 136.0823 | 498.3644 | 136.0823
542.34 | 361.0036 | 7.8086 | 48.4363 | 0 | 3.0336e-13 | 79.6819 | 0 | 0% | 496.9304 | 135.9268 | 496.9304 | 135.9268
542.36 | 359.8924 | 7.8076 | 48.2918 | 0 | 0 | 79.6898 | 0 | 0% | 495.6817 | 135.7892 | 495.6817 | 135.7892
542.38 | 359.0311 | 7.806 | 48.1816 | 0 | 1.1292e-13 | 79.6923 | 0 | 0% | 494.711 | 135.6799 | 494.711 | 135.6799
542.4 | 358.4709 | 7.8038 | 48.1123 | 0 | 1.5638e-12 | 79.69 | 0 | 0% | 494.0771 | 135.6062 | 494.0771 | 135.6062
542.42 | 358.2375 | 7.8015 | 48.0871 | 0 | 5.9561e-13 | 79.6867 | 0 | 0% | 493.8129 | 135.5754 | 493.8129 | 135.5754
542.44 | 358.3348 | 7.7998 | 48.1055 | 0 | 6.5256e-13 | 79.6884 | 0 | 0% | 493.9286 | 135.5937 | 493.9286 | 135.5937
542.46 | 358.7362 | 7.7992 | 48.1636 | 0 | 6.9925e-13 | 79.6991 | 0 | 0% | 494.3981 | 135.6618 | 494.3981 | 135.6618
542.48 | 359.3802 | 7.7995 | 48.2532 | 0 | 5.7302e-13 | 79.7173 | 0 | 0% | 495.1502 | 135.77 | 495.1502 | 135.77
542.5 | 360.1849 | 7.8001 | 48.3641 | 0 | 2.5921e-13 | 79.7377 | 0 | 0% | 496.0869 | 135.9019 | 496.0869 | 135.9019
542.52 | 361.0739 | 7.8004 | 48.4866 | 0 | 3.4044e-14 | 79.7557 | 0 | 0% | 497.1166 | 136.0427 | 497.1166 | 136.0427
542.54 | 361.9904 | 7.8002 | 48.6134 | 0 | 0 | 79.7701 | 0 | 0% | 498.1741 | 136.1837 | 498.1741 | 136.1837
542.56 | 362.8937 | 7.7998 | 48.7387 | 0 | 0 | 79.7821 | 0 | 0% | 499.2143 | 136.3206 | 499.2143 | 136.3206
542.58 | 363.7487 | 7.7992 | 48.8578 | 0 | 0 | 79.793 | 0 | 0% | 500.1987 | 136.45 | 500.1987 | 136.45
542.6 | 364.5209 | 7.7985 | 48.9658 | 0 | 0 | 79.8032 | 0 | 0% | 501.0884 | 136.5675 | 501.0884 | 136.5675
542.62 | 365.176 | 7.7978 | 49.0582 | 0 | 0 | 79.8129 | 0 | 0% | 501.8449 | 136.6689 | 501.8449 | 136.6689
542.64 | 365.6793 | 7.797 | 49.1303 | 0 | 0 | 79.8228 | 0 | 0% | 502.4294 | 136.7501 | 502.4294 | 136.7501
542.66 | 365.9937 | 7.7964 | 49.1769 | 0 | 0 | 79.8332 | 0 | 0% | 502.8002 | 136.8065 | 502.8002 | 136.8065
542.68 | 366.0832 | 7.7958 | 49.1932 | 0 | 0 | 79.8439 | 0 | 0% | 502.916 | 136.8329 | 502.916 | 136.8329
542.7 | 365.9218 | 7.7951 | 49.1759 | 0 | 0 | 79.8542 | 0 | 0% | 502.7469 | 136.8252 | 502.7469 | 136.8252
542.72 | 365.5008 | 7.7944 | 49.1238 | 0 | 0 | 79.8638 | 0 | 0% | 502.2828 | 136.782 | 502.2828 | 136.782
542.74 | 364.8233 | 7.7936 | 49.0372 | 0 | 0 | 79.873 | 0 | 0% | 501.5271 | 136.7038 | 501.5271 | 136.7038
542.76 | 363.8899 | 7.7927 | 48.9163 | 0 | 1.0247e-13 | 79.8818 | 0 | 0% | 500.4808 | 136.5908 | 500.4808 | 136.5908
542.78 | 362.6983 | 7.7918 | 48.7608 | 0 | 1.7932e-13 | 79.8899 | 0 | 0% | 499.1408 | 136.4425 | 499.1408 | 136.4425
542.8 | 361.2674 | 7.7908 | 48.5731 | 0 | 1.1595e-13 | 79.8975 | 0 | 0% | 497.5289 | 136.2614 | 497.5289 | 136.2614
542.82 | 359.6715 | 7.7899 | 48.3632 | 0 | 5.1234e-14 | 79.9052 | 0 | 0% | 495.7297 | 136.0582 | 495.7297 | 136.0582
542.84 | 358.0437 | 7.789 | 48.1488 | 0 | 2.4943e-13 | 79.9138 | 0 | 0% | 493.8953 | 135.8516 | 493.8953 | 135.8516
542.86 | 356.5352 | 7.7883 | 47.9503 | 0 | 2.4606e-13 | 79.9239 | 0 | 0% | 492.1977 | 135.6625 | 492.1977 | 135.6625
542.88 | 355.2596 | 7.7878 | 47.7829 | 0 | 3.9504e-13 | 79.9351 | 0 | 0% | 490.7654 | 135.5058 | 490.7654 | 135.5058
542.9 | 354.268 | 7.7872 | 47.6537 | 0 | 2.8904e-13 | 79.9464 | 0 | 0% | 489.6552 | 135.3873 | 489.6552 | 135.3873
542.92 | 353.559 | 7.7865 | 47.5626 | 0 | 3.6538e-13 | 79.9567 | 0 | 0% | 488.8648 | 135.3058 | 488.8648 | 135.3058
542.94 | 353.0974 | 7.7856 | 47.505 | 0 | 0 | 79.9654 | 0 | 0% | 488.3534 | 135.256 | 488.3534 | 135.256
542.96 | 352.8187 | 7.7845 | 47.4722 | 0 | 0 | 79.9728 | 0 | 0% | 488.0482 | 135.2295 | 488.0482 | 135.2295
542.98 | 352.6311 | 7.7832 | 47.4518 | 0 | 1.5438e-13 | 79.9803 | 0 | 0% | 487.8464 | 135.2153 | 487.8464 | 135.2153
543 | 352.431 | 7.782 | 47.4296 | 0 | 0 | 79.9902 | 0 | 0% | 487.6328 | 135.2018 | 487.6328 | 135.2018
543.02 | 352.131 | 7.7811 | 47.3937 | 0 | 0 | 80.0047 | 0 | 0% | 487.3104 | 135.1794 | 487.3104 | 135.1794
543.04 | 351.6776 | 7.7805 | 47.3367 | 0 | 0 | 80.0239 | 0 | 0% | 486.8187 | 135.1411 | 486.8187 | 135.1411
543.06 | 351.0506 | 7.7802 | 47.2561 | 0 | 2.3595e-15 | 80.0458 | 0 | 0% | 486.1326 | 135.082 | 486.1326 | 135.082
543.08 | 350.2521 | 7.7797 | 47.1524 | 0 | 0 | 80.0678 | 0 | 0% | 485.2521 | 135 | 485.2521 | 135
543.1 | 349.2986 | 7.7791 | 47.0282 | 0 | 0 | 80.0883 | 0 | 0% | 484.1941 | 134.8956 | 484.1941 | 134.8956
543.12 | 348.217 | 7.7782 | 46.887 | 0 | 0 | 80.1068 | 0 | 0% | 482.989 | 134.7719 | 482.989 | 134.7719
543.14 | 347.0431 | 7.7771 | 46.7334 | 0 | 0 | 80.1243 | 0 | 0% | 481.678 | 134.6349 | 481.678 | 134.6349
543.16 | 345.8162 | 7.7762 | 46.5727 | 0 | 2.3541e-14 | 80.1424 | 0 | 0% | 480.3075 | 134.4913 | 480.3075 | 134.4913
543.18 | 344.5676 | 7.7755 | 46.4087 | 0 | 5.1377e-14 | 80.1625 | 0 | 0% | 478.9143 | 134.3467 | 478.9143 | 134.3467
543.2 | 343.308 | 7.7749 | 46.2431 | 0 | 7.3044e-14 | 80.1844 | 0 | 0% | 477.5104 | 134.2024 | 477.5104 | 134.2024
543.22 | 342.0302 | 7.7744 | 46.0749 | 0 | 4.1249e-13 | 80.2062 | 0 | 0% | 476.0858 | 134.0555 | 476.0858 | 134.0555
543.24 | 340.7405 | 7.7737 | 45.9054 | 0 | 4.8538e-14 | 80.226 | 0 | 0% | 474.6455 | 133.905 | 474.6455 | 133.905
543.26 | 339.5055 | 7.7726 | 45.7436 | 0 | 0 | 80.2432 | 0 | 0% | 473.2648 | 133.7593 | 473.2648 | 133.7593
543.28 | 338.4775 | 7.7714 | 45.6097 | 0 | 2.4067e-13 | 80.2592 | 0 | 0% | 472.1178 | 133.6403 | 472.1178 | 133.6403
543.3 | 337.8585 | 7.7703 | 45.5308 | 0 | 0 | 80.2767 | 0 | 0% | 471.4363 | 133.5778 | 471.4363 | 133.5778
543.32 | 337.818 | 7.7697 | 45.5294 | 0 | 4.8807e-13 | 80.2975 | 0 | 0% | 471.4146 | 133.5966 | 471.4146 | 133.5966
543.34 | 338.4248 | 7.7694 | 45.615 | 0 | 6.4717e-14 | 80.3213 | 0 | 0% | 472.1304 | 133.7056 | 472.1304 | 133.7056
543.36 | 339.6388 | 7.7693 | 45.7822 | 0 | 1.537e-13 | 80.3461 | 0 | 0% | 473.5364 | 133.8976 | 473.5364 | 133.8976
543.38 | 341.3384 | 7.769 | 46.015 | 0 | 0 | 80.3699 | 0 | 0% | 475.4924 | 134.154 | 475.4924 | 134.154
543.4 | 343.3354 | 7.7685 | 46.2882 | 0 | 0 | 80.3918 | 0 | 0% | 477.7839 | 134.4486 | 477.7839 | 134.4486
543.42 | 345.3745 | 7.7678 | 46.5674 | 0 | 0 | 80.412 | 0 | 0% | 480.1217 | 134.7472 | 480.1217 | 134.7472
543.44 | 347.161 | 7.7669 | 46.8127 | 0 | 0 | 80.4307 | 0 | 0% | 482.1713 | 135.0103 | 482.1713 | 135.0103
543.46 | 348.4359 | 7.7658 | 46.9892 | 0 | 0 | 80.448 | 0 | 0% | 483.6389 | 135.203 | 483.6389 | 135.203
543.48 | 349.06 | 7.7646 | 47.0782 | 0 | 0 | 80.4634 | 0 | 0% | 484.3661 | 135.3062 | 484.3661 | 135.3062
543.5 | 349.0492 | 7.7631 | 47.0818 | 0 | 0 | 80.4771 | 0 | 0% | 484.3712 | 135.322 | 484.3712 | 135.322
543.52 | 348.5458 | 7.7615 | 47.019 | 0 | 0 | 80.4902 | 0 | 0% | 483.8165 | 135.2707 | 483.8165 | 135.2707
543.54 | 347.7557 | 7.7601 | 46.9174 | 0 | 0 | 80.5042 | 0 | 0% | 482.9374 | 135.1817 | 482.9374 | 135.1817
543.56 | 346.8872 | 7.7588 | 46.8049 | 0 | 0 | 80.5202 | 0 | 0% | 481.9713 | 135.084 | 481.9713 | 135.084
543.58 | 346.1125 | 7.7577 | 46.705 | 0 | 0 | 80.5371 | 0 | 0% | 481.1124 | 134.9999 | 481.1124 | 134.9999
543.6 | 345.5529 | 7.7565 | 46.6342 | 0 | 0 | 80.5532 | 0 | 0% | 480.4968 | 134.9439 | 480.4968 | 134.9439
543.62 | 345.2781 | 7.7551 | 46.602 | 0 | 0 | 80.5677 | 0 | 0% | 480.2029 | 134.9248 | 480.2029 | 134.9248
543.64 | 345.3067 | 7.7536 | 46.6109 | 0 | 0 | 80.581 | 0 | 0% | 480.2522 | 134.9455 | 480.2522 | 134.9455
543.66 | 345.6119 | 7.752 | 46.6573 | 0 | 0 | 80.5938 | 0 | 0% | 480.6149 | 135.0031 | 480.6149 | 135.0031
543.68 | 346.1425 | 7.7505 | 46.734 | 0 | 0 | 80.607 | 0 | 0% | 481.2339 | 135.0914 | 481.2339 | 135.0914
543.7 | 346.8471 | 7.7492 | 46.8339 | 0 | 0 | 80.6229 | 0 | 0% | 482.0532 | 135.2061 | 482.0532 | 135.2061
543.72 | 347.6829 | 7.7487 | 46.9509 | 0 | 0 | 80.6445 | 0 | 0% | 483.0269 | 135.344 | 483.0269 | 135.344
543.74 | 348.6143 | 7.7488 | 47.08 | 0 | 0 | 80.6716 | 0 | 0% | 484.1147 | 135.5004 | 484.1147 | 135.5004
543.76 | 349.6244 | 7.7492 | 47.2196 | 0 | 0 | 80.7008 | 0 | 0% | 485.2939 | 135.6695 | 485.2939 | 135.6695
543.78 | 350.7316 | 7.7493 | 47.3726 | 0 | 0 | 80.7277 | 0 | 0% | 486.5811 | 135.8495 | 486.5811 | 135.8495
543.8 | 351.9844 | 7.7488 | 47.5459 | 0 | 1.9145e-13 | 80.7499 | 0 | 0% | 488.029 | 136.0446 | 488.029 | 136.0446
543.82 | 353.4284 | 7.7479 | 47.7456 | 0 | 7.9211e-14 | 80.768 | 0 | 0% | 489.6898 | 136.2614 | 489.6898 | 136.2614
543.84 | 355.0764 | 7.7468 | 47.973 | 0 | 0 | 80.7852 | 0 | 0% | 491.5814 | 136.5049 | 491.5814 | 136.5049
543.86 | 356.8966 | 7.7461 | 48.2233 | 0 | 0 | 80.8055 | 0 | 0% | 493.6715 | 136.7749 | 493.6715 | 136.7749
543.88 | 358.81 | 7.746 | 48.4855 | 0 | 0 | 80.8312 | 0 | 0% | 495.8728 | 137.0627 | 495.8728 | 137.0627
543.9 | 360.7005 | 7.7464 | 48.7442 | 0 | 0 | 80.8603 | 0 | 0% | 498.0514 | 137.3509 | 498.0514 | 137.3509
543.92 | 362.4434 | 7.7467 | 48.983 | 0 | 1.6853e-14 | 80.8888 | 0 | 0% | 500.0619 | 137.6185 | 500.0619 | 137.6185
543.94 | 363.9479 | 7.7466 | 49.1898 | 0 | 0 | 80.9141 | 0 | 0% | 501.7984 | 137.8505 | 501.7984 | 137.8505
543.96 | 365.1908 | 7.746 | 49.3614 | 0 | 0 | 80.9356 | 0 | 0% | 503.2338 | 138.0431 | 503.2338 | 138.0431
543.98 | 366.2249 | 7.7451 | 49.5045 | 0 | 0 | 80.9541 | 0 | 0% | 504.4286 | 138.2037 | 504.4286 | 138.2037
544 | 367.1604 | 7.744 | 49.6334 | 0 | 0 | 80.9705 | 0 | 0% | 505.5083 | 138.3479 | 505.5083 | 138.3479
544.02 | 368.1241 | 7.7428 | 49.7649 | 0 | 0 | 80.9866 | 0 | 0% | 506.6184 | 138.4943 | 506.6184 | 138.4943
544.04 | 369.2141 | 7.7418 | 49.9122 | 0 | 0 | 81.0045 | 0 | 0% | 507.8726 | 138.6584 | 507.8726 | 138.6584
544.06 | 370.4656 | 7.7412 | 50.08 | 0 | 0 | 81.0253 | 0 | 0% | 509.3121 | 138.8465 | 509.3121 | 138.8465
544.08 | 371.8448 | 7.7408 | 50.2644 | 0 | 0 | 81.0484 | 0 | 0% | 510.8984 | 139.0536 | 510.8984 | 139.0536
544.1 | 373.2724 | 7.7405 | 50.4551 | 0 | 0 | 81.0718 | 0 | 0% | 512.5398 | 139.2674 | 512.5398 | 139.2674
544.12 | 374.6569 | 7.7401 | 50.64 | 0 | 0 | 81.0947 | 0 | 0% | 514.1316 | 139.4747 | 514.1316 | 139.4747
544.14 | 375.9183 | 7.7396 | 50.8082 | 0 | 0 | 81.117 | 0 | 0% | 515.5832 | 139.6649 | 515.5832 | 139.6649
544.16 | 376.9966 | 7.7391 | 50.9518 | 0 | 0 | 81.1389 | 0 | 0% | 516.8264 | 139.8298 | 516.8264 | 139.8298
544.18 | 377.8536 | 7.7385 | 51.0655 | 0 | 0 | 81.16 | 0 | 0% | 517.8176 | 139.964 | 517.8176 | 139.964
544.2 | 378.4748 | 7.7377 | 51.1476 | 0 | 0 | 81.1796 | 0 | 0% | 518.5398 | 140.065 | 518.5398 | 140.065
544.22 | 378.8687 | 7.7368 | 51.1993 | 0 | 0 | 81.1975 | 0 | 0% | 519.0023 | 140.1335 | 519.0023 | 140.1335
544.24 | 379.0569 | 7.7356 | 51.2233 | 0 | 0 | 81.2142 | 0 | 0% | 519.23 | 140.1732 | 519.23 | 140.1732
544.26 | 379.0564 | 7.7345 | 51.2219 | 0 | 1.0786e-14 | 81.2309 | 0 | 0% | 519.2437 | 140.1872 | 519.2437 | 140.1872
544.28 | 378.8638 | 7.7335 | 51.1943 | 0 | 0 | 81.2483 | 0 | 0% | 519.0399 | 140.1761 | 519.0399 | 140.1761
544.3 | 378.454 | 7.7325 | 51.1375 | 0 | 0 | 81.2662 | 0 | 0% | 518.5901 | 140.1361 | 518.5901 | 140.1361
544.32 | 377.8018 | 7.7313 | 51.048 | 0 | 0 | 81.2827 | 0 | 0% | 517.8638 | 140.062 | 517.8638 | 140.062
544.34 | 376.9117 | 7.7299 | 50.9267 | 0 | 0 | 81.2968 | 0 | 0% | 516.8652 | 139.9535 | 516.8652 | 139.9535
544.36 | 375.8327 | 7.7284 | 50.78 | 0 | 0 | 81.3105 | 0 | 0% | 515.6516 | 139.819 | 515.6516 | 139.819
544.38 | 374.6423 | 7.7273 | 50.6178 | 0 | 0 | 81.3275 | 0 | 0% | 514.315 | 139.6727 | 514.315 | 139.6727
544.4 | 373.4094 | 7.7269 | 50.4491 | 0 | 0 | 81.35 | 0 | 0% | 512.9354 | 139.526 | 512.9354 | 139.526
544.42 | 372.1617 | 7.7269 | 50.278 | 0 | 0 | 81.376 | 0 | 0% | 511.5426 | 139.3808 | 511.5426 | 139.3808
544.44 | 370.8782 | 7.7268 | 50.1021 | 0 | 0 | 81.4013 | 0 | 0% | 510.1085 | 139.2302 | 510.1085 | 139.2302
544.46 | 369.4967 | 7.7263 | 49.9134 | 0 | 0 | 81.4235 | 0 | 0% | 508.5598 | 139.0632 | 508.5598 | 139.0632
544.48 | 367.9281 | 7.7255 | 49.6998 | 0 | 0 | 81.4428 | 0 | 0% | 506.7963 | 138.8682 | 506.7963 | 138.8682
544.5 | 366.0856 | 7.7246 | 49.4494 | 0 | 0 | 81.4615 | 0 | 0% | 504.7211 | 138.6355 | 504.7211 | 138.6355
544.52 | 363.9268 | 7.7239 | 49.1561 | 0 | 0 | 81.4812 | 0 | 0% | 502.2879 | 138.3611 | 502.2879 | 138.3611
544.54 | 361.4861 | 7.7232 | 48.8246 | 0 | 0 | 81.5022 | 0 | 0% | 499.5361 | 138.05 | 499.5361 | 138.05
544.56 | 358.8718 | 7.7228 | 48.4695 | 0 | 0 | 81.5243 | 0 | 0% | 496.5883 | 137.7166 | 496.5883 | 137.7166
544.58 | 356.2354 | 7.7224 | 48.1113 | 0 | 1.2134e-13 | 81.5471 | 0 | 0% | 493.6162 | 137.3808 | 493.6162 | 137.3808
544.6 | 353.7376 | 7.722 | 47.7719 | 0 | 2.6831e-13 | 81.57 | 0 | 0% | 490.8015 | 137.0638 | 490.8015 | 137.0638
544.62 | 351.5228 | 7.7215 | 47.4707 | 0 | 1.1595e-13 | 81.5923 | 0 | 0% | 488.3073 | 136.7845 | 488.3073 | 136.7845
544.64 | 349.6961 | 7.7209 | 47.2221 | 0 | 0 | 81.6136 | 0 | 0% | 486.2527 | 136.5566 | 486.2527 | 136.5566
544.66 | 348.3014 | 7.7202 | 47.032 | 0 | 3.5055e-14 | 81.6338 | 0 | 0% | 484.6874 | 136.3861 | 484.6874 | 136.3861
544.68 | 347.3095 | 7.7194 | 46.8964 | 0 | 0 | 81.6531 | 0 | 0% | 483.5784 | 136.269 | 483.5784 | 136.269
544.7 | 346.6323 | 7.7185 | 46.8035 | 0 | 1.2134e-13 | 81.6715 | 0 | 0% | 482.8258 | 136.1935 | 482.8258 | 136.1935
544.72 | 346.1615 | 7.7175 | 46.7385 | 0 | 5.3931e-15 | 81.6892 | 0 | 0% | 482.3066 | 136.1451 | 482.3066 | 136.1451
544.74 | 345.8091 | 7.7165 | 46.6895 | 0 | 1.7528e-14 | 81.7067 | 0 | 0% | 481.9218 | 136.1127 | 481.9218 | 136.1127
544.76 | 345.5292 | 7.7156 | 46.6502 | 0 | 0 | 81.7251 | 0 | 0% | 481.6201 | 136.0909 | 481.6201 | 136.0909
544.78 | 345.3178 | 7.7148 | 46.6201 | 0 | 0 | 81.7448 | 0 | 0% | 481.3975 | 136.0797 | 481.3975 | 136.0797
544.8 | 345.2029 | 7.7141 | 46.6029 | 0 | 0 | 81.7653 | 0 | 0% | 481.2851 | 136.0823 | 481.2851 | 136.0823
544.82 | 345.2334 | 7.7134 | 46.6054 | 0 | 0 | 81.7853 | 0 | 0% | 481.3374 | 136.104 | 481.3374 | 136.104
544.84 | 345.4662 | 7.7125 | 46.6353 | 0 | 9.893e-14 | 81.8041 | 0 | 0% | 481.6181 | 136.1519 | 481.6181 | 136.1519
544.86 | 345.945 | 7.7115 | 46.6987 | 0 | 6.8256e-14 | 81.8215 | 0 | 0% | 482.1766 | 136.2316 | 482.1766 | 136.2316
544.88 | 346.6774 | 7.7103 | 46.7964 | 0 | 1.0887e-13 | 81.8375 | 0 | 0% | 483.0216 | 136.3442 | 483.0216 | 136.3442
544.9 | 347.6277 | 7.7088 | 46.9239 | 0 | 1.3556e-13 | 81.8514 | 0 | 0% | 484.1118 | 136.4841 | 484.1118 | 136.4841
544.92 | 348.735 | 7.7071 | 47.0727 | 0 | 5.4605e-14 | 81.8632 | 0 | 0% | 485.378 | 136.643 | 485.378 | 136.643
544.94 | 349.9437 | 7.7055 | 47.2353 | 0 | 4.2134e-13 | 81.8752 | 0 | 0% | 486.7596 | 136.8159 | 486.7596 | 136.8159
544.96 | 351.2239 | 7.7043 | 47.4069 | 0 | 0 | 81.8912 | 0 | 0% | 488.2263 | 137.0024 | 488.2263 | 137.0024
544.98 | 352.5725 | 7.7037 | 47.587 | 0 | 9.9503e-13 | 81.9126 | 0 | 0% | 489.7759 | 137.2033 | 489.7759 | 137.2033
545 | 354.0141 | 7.7034 | 47.7794 | 0 | 1.1932e-12 | 81.9366 | 0 | 0% | 491.4335 | 137.4194 | 491.4335 | 137.4194
545.02 | 355.6094 | 7.7029 | 47.9927 | 0 | 3.8662e-13 | 81.9586 | 0 | 0% | 493.2637 | 137.6542 | 493.2637 | 137.6542
545.04 | 357.4509 | 7.702 | 48.2396 | 0 | 0 | 81.9772 | 0 | 0% | 495.3698 | 137.9189 | 495.3698 | 137.9189
545.06 | 359.6256 | 7.701 | 48.5317 | 0 | 4.8538e-14 | 81.9945 | 0 | 0% | 497.8527 | 138.2272 | 497.8527 | 138.2272
545.08 | 362.161 | 7.7002 | 48.8721 | 0 | 0 | 82.014 | 0 | 0% | 500.7474 | 138.5864 | 500.7474 | 138.5864
545.1 | 364.9914 | 7.6999 | 49.2518 | 0 | 0 | 82.0379 | 0 | 0% | 503.981 | 138.9895 | 503.981 | 138.9895
545.12 | 367.9624 | 7.7 | 49.65 | 0 | 0 | 82.065 | 0 | 0% | 507.3774 | 139.415 | 507.3774 | 139.415
545.14 | 370.8701 | 7.7001 | 50.0395 | 0 | 0 | 82.0928 | 0 | 0% | 510.7025 | 139.8325 | 510.7025 | 139.8325
545.16 | 373.5162 | 7.7001 | 50.3941 | 0 | 0 | 82.1186 | 0 | 0% | 513.7289 | 140.2128 | 513.7289 | 140.2128
545.18 | 375.7545 | 7.6997 | 50.6939 | 0 | 0 | 82.1418 | 0 | 0% | 516.29 | 140.5355 | 516.29 | 140.5355
545.2 | 377.5164 | 7.6991 | 50.9297 | 0 | 0 | 82.1629 | 0 | 0% | 518.3082 | 140.7918 | 518.3082 | 140.7918
545.22 | 378.8146 | 7.6983 | 51.1032 | 0 | 1.1292e-13 | 82.1826 | 0 | 0% | 519.7988 | 140.9842 | 519.7988 | 140.9842
545.24 | 379.724 | 7.6975 | 51.2243 | 0 | 2.8044e-13 | 82.2015 | 0 | 0% | 520.8473 | 141.1233 | 520.8473 | 141.1233
545.26 | 380.3354 | 7.6966 | 51.3052 | 0 | 4.7459e-13 | 82.2205 | 0 | 0% | 521.5577 | 141.2223 | 521.5577 | 141.2223
545.28 | 380.6979 | 7.6958 | 51.3524 | 0 | 5.1774e-13 | 82.24 | 0 | 0% | 521.9861 | 141.2882 | 521.9861 | 141.2882
545.3 | 380.781 | 7.695 | 51.3619 | 0 | 5.1774e-13 | 82.2598 | 0 | 0% | 522.0978 | 141.3168 | 522.0978 | 141.3168
545.32 | 380.477 | 7.6943 | 51.3192 | 0 | 6.0403e-13 | 82.2795 | 0 | 0% | 521.77 | 141.293 | 521.77 | 141.293
545.34 | 379.6412 | 7.6935 | 51.2047 | 0 | 3.4516e-13 | 82.2991 | 0 | 0% | 520.8385 | 141.1973 | 520.8385 | 141.1973
545.36 | 378.1494 | 7.6927 | 51.0017 | 0 | 4.3145e-14 | 82.3193 | 0 | 0% | 519.1632 | 141.0138 | 519.1632 | 141.0138
545.38 | 375.9505 | 7.6921 | 50.7032 | 0 | 0 | 82.3405 | 0 | 0% | 516.6863 | 140.7358 | 516.6863 | 140.7358
545.4 | 373.0919 | 7.6916 | 50.3157 | 0 | 0 | 82.3621 | 0 | 0% | 513.4613 | 140.3694 | 513.4613 | 140.3694
545.42 | 369.718 | 7.691 | 49.8587 | 0 | 1.9078e-13 | 82.3835 | 0 | 0% | 509.6513 | 139.9333 | 509.6513 | 139.9333
545.44 | 366.0506 | 7.6904 | 49.3623 | 0 | 4.9296e-14 | 82.4043 | 0 | 0% | 505.5076 | 139.457 | 505.5076 | 139.457
545.46 | 362.3602 | 7.6897 | 48.8629 | 0 | 1.9415e-13 | 82.4247 | 0 | 0% | 501.3375 | 138.9773 | 501.3375 | 138.9773
545.48 | 358.9279 | 7.689 | 48.3983 | 0 | 1.6601e-13 | 82.4453 | 0 | 0% | 497.4605 | 138.5326 | 497.4605 | 138.5326
545.5 | 355.9937 | 7.6884 | 48.0009 | 0 | 1.6803e-13 | 82.4664 | 0 | 0% | 494.1493 | 138.1556 | 494.1493 | 138.1556
545.52 | 353.7058 | 7.6878 | 47.6906 | 0 | 2.4319e-13 | 82.4875 | 0 | 0% | 491.5718 | 137.8659 | 491.5718 | 137.8659
545.54 | 352.0963 | 7.6871 | 47.4719 | 0 | 9.1177e-14 | 82.5083 | 0 | 0% | 489.7636 | 137.6673 | 489.7636 | 137.6673
545.56 | 351.0984 | 7.6864 | 47.3358 | 0 | 0 | 82.5282 | 0 | 0% | 488.6487 | 137.5504 | 488.6487 | 137.5504
545.58 | 350.5912 | 7.6855 | 47.266 | 0 | 7.584e-14 | 82.5468 | 0 | 0% | 488.0895 | 137.4983 | 488.0895 | 137.4983
545.6 | 350.4428 | 7.6843 | 47.2449 | 0 | 4.0785e-14 | 82.5634 | 0 | 0% | 487.9354 | 137.4926 | 487.9354 | 137.4926
545.62 | 350.5397 | 7.683 | 47.257 | 0 | 1.0112e-15 | 82.5782 | 0 | 0% | 488.0578 | 137.5182 | 488.0578 | 137.5182
545.64 | 350.8015 | 7.6815 | 47.2915 | 0 | 0 | 82.5921 | 0 | 0% | 488.3667 | 137.5652 | 488.3667 | 137.5652
545.66 | 351.1777 | 7.6802 | 47.3413 | 0 | 0 | 82.6073 | 0 | 0% | 488.8065 | 137.6288 | 488.8065 | 137.6288
545.68 | 351.6313 | 7.6791 | 47.4012 | 0 | 0 | 82.6244 | 0 | 0% | 489.3361 | 137.7048 | 489.3361 | 137.7048
545.7 | 352.1224 | 7.6781 | 47.4661 | 0 | 0 | 82.6417 | 0 | 0% | 489.9083 | 137.7859 | 489.9083 | 137.7859
545.72 | 352.6082 | 7.6766 | 47.5307 | 0 | 0 | 82.6556 | 0 | 0% | 490.4712 | 137.863 | 490.4712 | 137.863
545.74 | 353.0596 | 7.6746 | 47.5913 | 0 | 1.7528e-13 | 82.6647 | 0 | 0% | 490.9902 | 137.9307 | 490.9902 | 137.9307
545.76 | 353.4746 | 7.6724 | 47.6473 | 0 | 3.2898e-13 | 82.6721 | 0 | 0% | 491.4664 | 137.9917 | 491.4664 | 137.9917
545.78 | 353.8736 | 7.6708 | 47.7004 | 0 | 7.7661e-13 | 82.6844 | 0 | 0% | 491.9292 | 138.0556 | 491.9292 | 138.0556
545.8 | 354.276 | 7.6703 | 47.7527 | 0 | 6.6874e-13 | 82.7063 | 0 | 0% | 492.4053 | 138.1293 | 492.4053 | 138.1293
545.82 | 354.6887 | 7.6707 | 47.8054 | 0 | 1.6503e-12 | 82.7361 | 0 | 0% | 492.9008 | 138.2122 | 492.9008 | 138.2122
545.84 | 355.1327 | 7.6712 | 47.8622 | 0 | 2.2867e-12 | 82.767 | 0 | 0% | 493.4331 | 138.3005 | 493.4331 | 138.3005
545.86 | 355.6899 | 7.6713 | 47.9348 | 0 | 2.2867e-12 | 82.7939 | 0 | 0% | 494.0899 | 138.4 | 494.0899 | 138.4
545.88 | 356.5172 | 7.6709 | 48.0444 | 0 | 1.1649e-12 | 82.8168 | 0 | 0% | 495.0492 | 138.532 | 495.0492 | 138.532
545.9 | 357.7937 | 7.6704 | 48.2145 | 0 | 1.5964e-12 | 82.8389 | 0 | 0% | 496.5174 | 138.7238 | 496.5174 | 138.7238
545.92 | 359.6338 | 7.67 | 48.4605 | 0 | 1.2081e-12 | 82.8621 | 0 | 0% | 498.6263 | 138.9925 | 498.6263 | 138.9925
545.94 | 362.0374 | 7.6696 | 48.7824 | 0 | 3.4516e-13 | 82.8851 | 0 | 0% | 501.3745 | 139.3371 | 501.3745 | 139.3371
545.96 | 364.9095 | 7.6689 | 49.1677 | 0 | 2.8044e-13 | 82.9058 | 0 | 0% | 504.6519 | 139.7424 | 504.6519 | 139.7424
545.98 | 368.1062 | 7.668 | 49.5971 | 0 | 1.6719e-13 | 82.9238 | 0 | 0% | 508.295 | 140.1889 | 508.295 | 140.1889
546 | 371.4486 | 7.6669 | 50.0463 | 0 | 0 | 82.9406 | 0 | 0% | 512.1024 | 140.6537 | 512.1024 | 140.6537
546.02 | 374.7066 | 7.6657 | 50.484 | 0 | 2.5617e-14 | 82.9571 | 0 | 0% | 515.8134 | 141.1068 | 515.8134 | 141.1068
546.04 | 377.6056 | 7.6644 | 50.8736 | 0 | 9.0503e-14 | 82.9723 | 0 | 0% | 519.1159 | 141.5103 | 519.1159 | 141.5103
546.06 | 379.8856 | 7.6629 | 51.18 | 0 | 0 | 82.9856 | 0 | 0% | 521.7141 | 141.8285 | 521.7141 | 141.8285
546.08 | 381.3727 | 7.6614 | 51.3795 | 0 | 1.2775e-13 | 82.9995 | 0 | 0% | 523.4131 | 142.0404 | 523.4131 | 142.0404
546.1 | 382.0041 | 7.6606 | 51.463 | 0 | 7.5503e-14 | 83.0182 | 0 | 0% | 524.1459 | 142.1417 | 524.1459 | 142.1417
546.12 | 381.8019 | 7.6605 | 51.4333 | 0 | 3.3437e-13 | 83.0439 | 0 | 0% | 523.9396 | 142.1376 | 523.9396 | 142.1376
546.14 | 380.8403 | 7.6609 | 51.3006 | 0 | 2.7505e-13 | 83.0742 | 0 | 0% | 522.876 | 142.0357 | 522.876 | 142.0357
546.16 | 379.2404 | 7.6613 | 51.082 | 0 | 1.6719e-13 | 83.1041 | 0 | 0% | 521.0878 | 141.8474 | 521.0878 | 141.8474
546.18 | 377.1771 | 7.6613 | 50.8015 | 0 | 8.0896e-15 | 83.1304 | 0 | 0% | 518.7704 | 141.5933 | 518.7704 | 141.5933
546.2 | 374.8661 | 7.6609 | 50.4882 | 0 | 0 | 83.1534 | 0 | 0% | 516.1686 | 141.3024 | 516.1686 | 141.3024
546.22 | 372.5227 | 7.6603 | 50.1707 | 0 | 0 | 83.1748 | 0 | 0% | 513.5286 | 141.0059 | 513.5286 | 141.0059
546.24 | 370.3196 | 7.6597 | 49.8722 | 0 | 0 | 83.1961 | 0 | 0% | 511.0476 | 140.7281 | 511.0476 | 140.7281
546.26 | 368.3689 | 7.659 | 49.6078 | 0 | 0 | 83.2165 | 0 | 0% | 508.8523 | 140.4834 | 508.8523 | 140.4834
546.28 | 366.7267 | 7.658 | 49.3855 | 0 | 0 | 83.2338 | 0 | 0% | 507.0039 | 140.2772 | 507.0039 | 140.2772
546.3 | 365.4011 | 7.6564 | 49.2064 | 0 | 0 | 83.2463 | 0 | 0% | 505.5102 | 140.1091 | 505.5102 | 140.1091
546.32 | 364.3591 | 7.6542 | 49.0661 | 0 | 0 | 83.2538 | 0 | 0% | 504.3333 | 139.9742 | 504.3333 | 139.9742
546.34 | 363.5395 | 7.6517 | 48.9562 | 0 | 0 | 83.2583 | 0 | 0% | 503.4057 | 139.8662 | 503.4057 | 139.8662
546.36 | 362.8785 | 7.6493 | 48.8676 | 0 | 0 | 83.2635 | 0 | 0% | 502.6589 | 139.7804 | 502.6589 | 139.7804
546.38 | 362.3305 | 7.6474 | 48.7935 | 0 | 5.7302e-15 | 83.2739 | 0 | 0% | 502.0453 | 139.7148 | 502.0453 | 139.7148
546.4 | 361.8627 | 7.6465 | 48.7291 | 0 | 1.2269e-13 | 83.2924 | 0 | 0% | 501.5308 | 139.6681 | 501.5308 | 139.6681
546.42 | 361.4297 | 7.6465 | 48.6684 | 0 | 1.3146e-13 | 83.3188 | 0 | 0% | 501.0634 | 139.6337 | 501.0634 | 139.6337
546.44 | 360.963 | 7.647 | 48.6026 | 0 | 3.7752e-14 | 83.3493 | 0 | 0% | 500.5619 | 139.5989 | 500.5619 | 139.5989
546.46 | 360.3948 | 7.6474 | 48.5231 | 0 | 2.528e-14 | 83.3798 | 0 | 0% | 499.9452 | 139.5504 | 499.9452 | 139.5504
546.48 | 359.6891 | 7.6477 | 48.4254 | 0 | 0 | 83.4087 | 0 | 0% | 499.1709 | 139.4818 | 499.1709 | 139.4818
546.5 | 358.8492 | 7.6478 | 48.3098 | 0 | 7.9548e-14 | 83.4361 | 0 | 0% | 498.2429 | 139.3937 | 498.2429 | 139.3937
546.52 | 357.9029 | 7.6478 | 48.1799 | 0 | 5.5953e-14 | 83.4625 | 0 | 0% | 497.1931 | 139.2903 | 497.1931 | 139.2903
546.54 | 356.8894 | 7.6477 | 48.0412 | 0 | 9.1008e-14 | 83.4877 | 0 | 0% | 496.0661 | 139.1766 | 496.0661 | 139.1766
546.56 | 355.8607 | 7.6473 | 47.9008 | 0 | 2.0831e-13 | 83.5109 | 0 | 0% | 494.9197 | 139.059 | 494.9197 | 139.059
546.58 | 354.8885 | 7.6466 | 47.7682 | 0 | 2.2584e-13 | 83.5316 | 0 | 0% | 493.835 | 138.9465 | 493.835 | 138.9465
546.6 | 354.0694 | 7.6456 | 47.6567 | 0 | 1.291e-13 | 83.5494 | 0 | 0% | 492.9211 | 138.8517 | 492.9211 | 138.8517
546.62 | 353.5212 | 7.6443 | 47.582 | 0 | 1.7848e-13 | 83.5644 | 0 | 0% | 492.312 | 138.7907 | 492.312 | 138.7907
546.64 | 353.366 | 7.6429 | 47.5602 | 0 | 1.7696e-13 | 83.5785 | 0 | 0% | 492.1476 | 138.7817 | 492.1476 | 138.7817
546.66 | 353.6964 | 7.6417 | 47.6036 | 0 | 7.0826e-14 | 83.5946 | 0 | 0% | 492.5364 | 138.84 | 492.5364 | 138.84
546.68 | 354.5417 | 7.641 | 47.7158 | 0 | 0 | 83.615 | 0 | 0% | 493.5135 | 138.9718 | 493.5135 | 138.9718
546.7 | 355.8552 | 7.6408 | 47.8904 | 0 | 1.2511e-13 | 83.6393 | 0 | 0% | 495.0257 | 139.1705 | 495.0257 | 139.1705
546.72 | 357.5342 | 7.6407 | 48.1141 | 0 | 2.1646e-13 | 83.6649 | 0 | 0% | 496.9539 | 139.4197 | 496.9539 | 139.4197
546.74 | 359.4466 | 7.6404 | 48.3693 | 0 | 0 | 83.6891 | 0 | 0% | 499.1455 | 139.6989 | 499.1455 | 139.6989
546.76 | 361.4419 | 7.6399 | 48.6361 | 0 | 0 | 83.7106 | 0 | 0% | 501.4285 | 139.9866 | 501.4285 | 139.9866
546.78 | 363.3542 | 7.639 | 48.8921 | 0 | 1.3314e-13 | 83.7292 | 0 | 0% | 503.6145 | 140.2602 | 503.6145 | 140.2602
546.8 | 365.0239 | 7.6378 | 49.1157 | 0 | 6.6402e-14 | 83.7458 | 0 | 0% | 505.5233 | 140.4993 | 505.5233 | 140.4993
546.82 | 366.3366 | 7.6367 | 49.2913 | 0 | 1.1359e-13 | 83.762 | 0 | 0% | 507.0266 | 140.69 | 507.0266 | 140.69
546.84 | 367.2476 | 7.6356 | 49.4127 | 0 | 9.6402e-14 | 83.7792 | 0 | 0% | 508.0751 | 140.8275 | 508.0751 | 140.8275
546.86 | 367.7712 | 7.6347 | 49.4819 | 0 | 0 | 83.7976 | 0 | 0% | 508.6854 | 140.9142 | 508.6854 | 140.9142
546.88 | 367.9569 | 7.6339 | 49.5055 | 0 | 0 | 83.8168 | 0 | 0% | 508.913 | 140.9561 | 508.913 | 140.9561
546.9 | 367.8775 | 7.6331 | 49.4933 | 0 | 0 | 83.8366 | 0 | 0% | 508.8406 | 140.963 | 508.8406 | 140.963
546.92 | 367.6303 | 7.6325 | 49.4584 | 0 | 0 | 83.8578 | 0 | 0% | 508.579 | 140.9487 | 508.579 | 140.9487
546.94 | 367.3308 | 7.6321 | 49.4162 | 0 | 7.2807e-14 | 83.8809 | 0 | 0% | 508.26 | 140.9291 | 508.26 | 140.9291
546.96 | 367.0949 | 7.6319 | 49.3823 | 0 | 8.7638e-15 | 83.9055 | 0 | 0% | 508.0146 | 140.9197 | 508.0146 | 140.9197
546.98 | 367.0202 | 7.6317 | 49.37 | 0 | 0 | 83.9302 | 0 | 0% | 507.9522 | 140.9319 | 507.9522 | 140.9319
547 | 367.1739 | 7.6313 | 49.3887 | 0 | 0 | 83.9535 | 0 | 0% | 508.1475 | 140.9736 | 508.1475 | 140.9736
547.02 | 367.5863 | 7.6308 | 49.4424 | 0 | 0 | 83.9751 | 0 | 0% | 508.6346 | 141.0483 | 508.6346 | 141.0483
547.04 | 368.245 | 7.6301 | 49.5293 | 0 | 0 | 83.9954 | 0 | 0% | 509.3999 | 141.1548 | 509.3999 | 141.1548
547.06 | 369.0927 | 7.6293 | 49.6418 | 0 | 0 | 84.0149 | 0 | 0% | 510.3787 | 141.286 | 510.3787 | 141.286
547.08 | 370.0324 | 7.6283 | 49.7669 | 0 | 0 | 84.0329 | 0 | 0% | 511.4605 | 141.4281 | 511.4605 | 141.4281
547.1 | 370.9465 | 7.627 | 49.8889 | 0 | 0 | 84.0483 | 0 | 0% | 512.5107 | 141.5642 | 512.5107 | 141.5642
547.12 | 371.7267 | 7.6253 | 49.9933 | 0 | 5.6196e-14 | 84.06 | 0 | 0% | 513.4054 | 141.6786 | 513.4054 | 141.6786
547.14 | 372.3 | 7.6234 | 50.0703 | 0 | 3.9205e-14 | 84.0693 | 0 | 0% | 514.063 | 141.763 | 514.063 | 141.763
547.16 | 372.6343 | 7.6217 | 50.1149 | 0 | 4.0448e-14 | 84.0804 | 0 | 0% | 514.4514 | 141.817 | 514.4514 | 141.817
547.18 | 372.7235 | 7.6207 | 50.1257 | 0 | 1.4561e-13 | 84.0983 | 0 | 0% | 514.5681 | 141.8447 | 514.5681 | 141.8447
547.2 | 372.571 | 7.6206 | 50.1029 | 0 | 1.7528e-14 | 84.1242 | 0 | 0% | 514.4188 | 141.8478 | 514.4188 | 141.8478
547.22 | 372.1934 | 7.6211 | 50.0492 | 0 | 6.8088e-14 | 84.155 | 0 | 0% | 514.0187 | 141.8253 | 514.0187 | 141.8253
547.24 | 371.6331 | 7.6215 | 49.971 | 0 | 7.4155e-14 | 84.1854 | 0 | 0% | 513.411 | 141.778 | 513.411 | 141.778
547.26 | 370.9552 | 7.6216 | 49.8775 | 0 | 0 | 84.2124 | 0 | 0% | 512.6667 | 141.7115 | 512.6667 | 141.7115
547.28 | 370.2266 | 7.6212 | 49.7776 | 0 | 1.6853e-14 | 84.2359 | 0 | 0% | 511.8613 | 141.6347 | 511.8613 | 141.6347
547.3 | 369.5017 | 7.6206 | 49.6784 | 0 | 0 | 84.2571 | 0 | 0% | 511.0578 | 141.5562 | 511.0578 | 141.5562
547.32 | 368.8276 | 7.6199 | 49.5863 | 0 | 7.3481e-14 | 84.2772 | 0 | 0% | 510.311 | 141.4834 | 510.311 | 141.4834
547.34 | 368.249 | 7.6191 | 49.507 | 0 | 9.9772e-14 | 84.2968 | 0 | 0% | 509.672 | 141.423 | 509.672 | 141.423
547.36 | 367.7932 | 7.6183 | 49.4443 | 0 | 0 | 84.3162 | 0 | 0% | 509.172 | 141.3788 | 509.172 | 141.3788
547.38 | 367.444 | 7.6175 | 49.3959 | 0 | 0 | 84.3352 | 0 | 0% | 508.7925 | 141.3485 | 508.7925 | 141.3485
547.4 | 367.1259 | 7.6165 | 49.3518 | 0 | 0 | 84.3534 | 0 | 0% | 508.4477 | 141.3218 | 508.4477 | 141.3218
547.42 | 366.7127 | 7.6155 | 49.2951 | 0 | 0 | 84.3706 | 0 | 0% | 507.9939 | 141.2812 | 507.9939 | 141.2812
547.44 | 366.0522 | 7.6143 | 49.2053 | 0 | 0 | 84.3868 | 0 | 0% | 507.2586 | 141.2064 | 507.2586 | 141.2064
547.46 | 364.9987 | 7.6131 | 49.0627 | 0 | 0 | 84.403 | 0 | 0% | 506.0776 | 141.0788 | 506.0776 | 141.0788
547.48 | 363.4427 | 7.6122 | 48.8523 | 0 | 0 | 84.4209 | 0 | 0% | 504.328 | 140.8853 | 504.328 | 140.8853
547.5 | 361.337 | 7.6115 | 48.5677 | 0 | 0 | 84.4415 | 0 | 0% | 501.9577 | 140.6207 | 501.9577 | 140.6207
547.52 | 358.7198 | 7.6111 | 48.2142 | 0 | 5.3931e-15 | 84.4645 | 0 | 0% | 499.0096 | 140.2897 | 499.0096 | 140.2897
547.54 | 355.7234 | 7.6108 | 47.8095 | 0 | 0 | 84.4885 | 0 | 0% | 495.6322 | 139.9088 | 495.6322 | 139.9088
547.56 | 352.5583 | 7.6105 | 47.3823 | 0 | 0 | 84.512 | 0 | 0% | 492.0631 | 139.5048 | 492.0631 | 139.5048
547.58 | 349.4763 | 7.61 | 46.9664 | 0 | 0 | 84.5342 | 0 | 0% | 488.5869 | 139.1106 | 488.5869 | 139.1106
547.6 | 346.7199 | 7.6093 | 46.5945 | 0 | 0 | 84.5552 | 0 | 0% | 485.479 | 138.7591 | 485.479 | 138.7591
547.62 | 344.4743 | 7.6086 | 46.2914 | 0 | 0 | 84.5753 | 0 | 0% | 482.9496 | 138.4753 | 482.9496 | 138.4753
547.64 | 342.8359 | 7.6078 | 46.0699 | 0 | 0 | 84.5951 | 0 | 0% | 481.1087 | 138.2728 | 481.1087 | 138.2728
547.66 | 341.8122 | 7.6071 | 45.931 | 0 | 0 | 84.6148 | 0 | 0% | 479.9651 | 138.1529 | 479.9651 | 138.1529
547.68 | 341.3455 | 7.6063 | 45.867 | 0 | 0 | 84.6345 | 0 | 0% | 479.4532 | 138.1078 | 479.4532 | 138.1078
547.7 | 341.3456 | 7.6055 | 45.8656 | 0 | 0 | 84.6543 | 0 | 0% | 479.471 | 138.1254 | 479.471 | 138.1254
547.72 | 341.7203 | 7.6047 | 45.9146 | 0 | 0 | 84.6737 | 0 | 0% | 479.9134 | 138.1931 | 479.9134 | 138.1931
547.74 | 342.3927 | 7.6038 | 46.0037 | 0 | 0 | 84.6922 | 0 | 0% | 480.6925 | 138.2998 | 480.6925 | 138.2998
547.76 | 343.3028 | 7.6027 | 46.125 | 0 | 0 | 84.7092 | 0 | 0% | 481.7397 | 138.4369 | 481.7397 | 138.4369
547.78 | 344.4009 | 7.6015 | 46.2717 | 0 | 2.8988e-14 | 84.7244 | 0 | 0% | 482.9985 | 138.5976 | 482.9985 | 138.5976
547.8 | 345.6379 | 7.6002 | 46.4371 | 0 | 2.3258e-13 | 84.7392 | 0 | 0% | 484.4144 | 138.7765 | 484.4144 | 138.7765
547.82 | 346.9543 | 7.599 | 46.613 | 0 | 3.0606e-13 | 84.7557 | 0 | 0% | 485.922 | 138.9676 | 485.922 | 138.9676
547.84 | 348.2626 | 7.5982 | 46.7874 | 0 | 2.5617e-13 | 84.7749 | 0 | 0% | 487.4231 | 139.1605 | 487.4231 | 139.1605
547.86 | 349.4336 | 7.5976 | 46.9432 | 0 | 2.7505e-13 | 84.7958 | 0 | 0% | 488.7701 | 139.3365 | 488.7701 | 139.3365
547.88 | 350.3067 | 7.5968 | 47.059 | 0 | 3.2359e-14 | 84.8158 | 0 | 0% | 489.7783 | 139.4717 | 489.7783 | 139.4717
547.9 | 350.7343 | 7.5958 | 47.1153 | 0 | 1.5101e-13 | 84.8334 | 0 | 0% | 490.2788 | 139.5445 | 490.2788 | 139.5445
547.92 | 350.641 | 7.5946 | 47.1019 | 0 | 1.2943e-13 | 84.8493 | 0 | 0% | 490.1868 | 139.5458 | 490.1868 | 139.5458
547.94 | 350.0654 | 7.5935 | 47.0235 | 0 | 2.1572e-13 | 84.8662 | 0 | 0% | 489.5487 | 139.4833 | 489.5487 | 139.4833
547.96 | 349.1646 | 7.5928 | 46.9011 | 0 | 9.7076e-14 | 84.8861 | 0 | 0% | 488.5446 | 139.38 | 488.5446 | 139.38
547.98 | 348.1855 | 7.5924 | 46.7678 | 0 | 0 | 84.9094 | 0 | 0% | 487.4551 | 139.2696 | 487.4551 | 139.2696
548 | 347.4161 | 7.5923 | 46.6624 | 0 | 0 | 84.9345 | 0 | 0% | 486.6053 | 139.1892 | 486.6053 | 139.1892
548.02 | 347.1247 | 7.5921 | 46.6213 | 0 | 0 | 84.9598 | 0 | 0% | 486.2979 | 139.1732 | 486.2979 | 139.1732
548.04 | 347.5056 | 7.5919 | 46.6705 | 0 | 0 | 84.9843 | 0 | 0% | 486.7522 | 139.2466 | 486.7522 | 139.2466
548.06 | 348.6408 | 7.5915 | 46.8212 | 0 | 0 | 85.0077 | 0 | 0% | 488.0611 | 139.4204 | 488.0611 | 139.4204
548.08 | 350.485 | 7.591 | 47.0672 | 0 | 0 | 85.0302 | 0 | 0% | 490.1734 | 139.6884 | 490.1734 | 139.6884
548.1 | 352.8733 | 7.5905 | 47.3864 | 0 | 0 | 85.0515 | 0 | 0% | 492.9017 | 140.0284 | 492.9017 | 140.0284
548.12 | 355.5522 | 7.5897 | 47.7448 | 0 | 0 | 85.0717 | 0 | 0% | 495.9585 | 140.4062 | 495.9585 | 140.4062
548.14 | 358.2363 | 7.5889 | 48.104 | 0 | 0 | 85.0908 | 0 | 0% | 499.02 | 140.7837 | 499.02 | 140.7837
548.16 | 360.6796 | 7.588 | 48.4309 | 0 | 0 | 85.1093 | 0 | 0% | 501.8078 | 141.1282 | 501.8078 | 141.1282
548.18 | 362.7336 | 7.5871 | 48.7055 | 0 | 0 | 85.1281 | 0 | 0% | 504.1543 | 141.4207 | 504.1543 | 141.4207
548.2 | 364.3619 | 7.5863 | 48.9229 | 0 | 6.4717e-14 | 85.1476 | 0 | 0% | 506.0187 | 141.6568 | 506.0187 | 141.6568
548.22 | 365.614 | 7.5856 | 49.0896 | 0 | 0 | 85.1678 | 0 | 0% | 507.457 | 141.843 | 507.457 | 141.843
548.24 | 366.5816 | 7.5849 | 49.218 | 0 | 0 | 85.1882 | 0 | 0% | 508.5727 | 141.9911 | 508.5727 | 141.9911
548.26 | 367.3583 | 7.5842 | 49.3209 | 0 | 0 | 85.2081 | 0 | 0% | 509.4715 | 142.1132 | 509.4715 | 142.1132
548.28 | 368.0116 | 7.5834 | 49.4072 | 0 | 0 | 85.2275 | 0 | 0% | 510.2297 | 142.2181 | 510.2297 | 142.2181
548.3 | 368.5704 | 7.5825 | 49.4809 | 0 | 0 | 85.2465 | 0 | 0% | 510.8803 | 142.3099 | 510.8803 | 142.3099
548.32 | 369.0295 | 7.5817 | 49.5412 | 0 | 0 | 85.2654 | 0 | 0% | 511.4178 | 142.3883 | 511.4178 | 142.3883
548.34 | 369.3671 | 7.5809 | 49.5851 | 0 | 0 | 85.2851 | 0 | 0% | 511.8182 | 142.4511 | 511.8182 | 142.4511
548.36 | 369.5682 | 7.5803 | 49.6105 | 0 | 0 | 85.306 | 0 | 0% | 512.065 | 142.4968 | 512.065 | 142.4968
548.38 | 369.6472 | 7.5798 | 49.6194 | 0 | 0 | 85.3282 | 0 | 0% | 512.1746 | 142.5274 | 512.1746 | 142.5274
548.4 | 369.6621 | 7.5793 | 49.6196 | 0 | 0 | 85.3508 | 0 | 0% | 512.2118 | 142.5497 | 512.2118 | 142.5497
548.42 | 369.7139 | 7.5788 | 49.6249 | 0 | 0 | 85.3727 | 0 | 0% | 512.2904 | 142.5764 | 512.2904 | 142.5764
548.44 | 369.9263 | 7.5782 | 49.6518 | 0 | 0 | 85.3938 | 0 | 0% | 512.55 | 142.6238 | 512.55 | 142.6238
548.46 | 370.4091 | 7.5775 | 49.7151 | 0 | 0 | 85.4141 | 0 | 0% | 513.1158 | 142.7066 | 513.1158 | 142.7066
548.48 | 371.2217 | 7.5767 | 49.8227 | 0 | 0 | 85.4338 | 0 | 0% | 514.0548 | 142.8332 | 514.0548 | 142.8332
548.5 | 372.3494 | 7.5759 | 49.9727 | 0 | 0 | 85.4529 | 0 | 0% | 515.3509 | 143.0015 | 515.3509 | 143.0015
548.52 | 373.7012 | 7.575 | 50.1529 | 0 | 0 | 85.4715 | 0 | 0% | 516.9006 | 143.1994 | 516.9006 | 143.1994
548.54 | 375.1218 | 7.574 | 50.3423 | 0 | 0 | 85.4897 | 0 | 0% | 518.5278 | 143.406 | 518.5278 | 143.406
548.56 | 376.416 | 7.5731 | 50.5148 | 0 | 0 | 85.5079 | 0 | 0% | 520.0118 | 143.5957 | 520.0118 | 143.5957
548.58 | 377.3846 | 7.5722 | 50.6435 | 0 | 0 | 85.5267 | 0 | 0% | 521.1271 | 143.7425 | 521.1271 | 143.7425
548.6 | 377.8726 | 7.5715 | 50.7076 | 0 | 0 | 85.5468 | 0 | 0% | 521.6984 | 143.8258 | 521.6984 | 143.8258
548.62 | 377.8175 | 7.5709 | 50.6987 | 0 | 6.7414e-15 | 85.5677 | 0 | 0% | 521.6548 | 143.8373 | 521.6548 | 143.8373
548.64 | 377.2661 | 7.5703 | 50.6231 | 0 | 1.1865e-13 | 85.5891 | 0 | 0% | 521.0486 | 143.7825 | 521.0486 | 143.7825
548.66 | 376.3401 | 7.5697 | 50.4973 | 0 | 1.1865e-13 | 85.6105 | 0 | 0% | 520.0176 | 143.6775 | 520.0176 | 143.6775
548.68 | 375.1796 | 7.5691 | 50.3401 | 0 | 1.173e-13 | 85.6317 | 0 | 0% | 518.7204 | 143.5409 | 518.7204 | 143.5409
548.7 | 373.9068 | 7.5684 | 50.1679 | 0 | 1.5775e-13 | 85.6524 | 0 | 0% | 517.2955 | 143.3887 | 517.2955 | 143.3887
548.72 | 372.6202 | 7.5677 | 49.9939 | 0 | 7.2807e-14 | 85.6725 | 0 | 0% | 515.8544 | 143.2341 | 515.8544 | 143.2341
548.74 | 371.3938 | 7.5669 | 49.8281 | 0 | 0 | 85.6919 | 0 | 0% | 514.4807 | 143.0869 | 514.4807 | 143.0869
548.76 | 370.264 | 7.566 | 49.6754 | 0 | 3.5055e-14 | 85.7105 | 0 | 0% | 513.2158 | 142.9519 | 513.2158 | 142.9519
548.78 | 369.2199 | 7.565 | 49.5342 | 0 | 0 | 85.7282 | 0 | 0% | 512.0473 | 142.8274 | 512.0473 | 142.8274
548.8 | 368.218 | 7.5639 | 49.3988 | 0 | 0 | 85.7452 | 0 | 0% | 510.9259 | 142.708 | 510.9259 | 142.708
548.82 | 367.22 | 7.5629 | 49.2639 | 0 | 0 | 85.7621 | 0 | 0% | 509.809 | 142.5889 | 509.809 | 142.5889
548.84 | 366.2227 | 7.5619 | 49.129 | 0 | 0 | 85.78 | 0 | 0% | 508.6936 | 142.4709 | 508.6936 | 142.4709
548.86 | 365.2558 | 7.5611 | 48.9979 | 0 | 0 | 85.7997 | 0 | 0% | 507.6146 | 142.3588 | 507.6146 | 142.3588
548.88 | 364.3584 | 7.5606 | 48.8759 | 0 | 0 | 85.8216 | 0 | 0% | 506.6165 | 142.2581 | 506.6165 | 142.2581
548.9 | 363.5567 | 7.5602 | 48.7666 | 0 | 7.2807e-14 | 85.8448 | 0 | 0% | 505.7283 | 142.1716 | 505.7283 | 142.1716
548.92 | 362.8564 | 7.5598 | 48.6709 | 0 | 3.7886e-13 | 85.8681 | 0 | 0% | 504.9553 | 142.0988 | 504.9553 | 142.0988
548.94 | 362.245 | 7.5594 | 48.5871 | 0 | 0 | 85.8908 | 0 | 0% | 504.2823 | 142.0374 | 504.2823 | 142.0374
548.96 | 361.6995 | 7.5588 | 48.5124 | 0 | 1.1393e-13 | 85.9124 | 0 | 0% | 503.6832 | 141.9837 | 503.6832 | 141.9837
548.98 | 361.1947 | 7.5582 | 48.4433 | 0 | 3.6538e-13 | 85.9331 | 0 | 0% | 503.1293 | 141.9345 | 503.1293 | 141.9345
549 | 360.7109 | 7.5575 | 48.377 | 0 | 2.8583e-13 | 85.9532 | 0 | 0% | 502.5986 | 141.8877 | 502.5986 | 141.8877
549.02 | 360.2398 | 7.5567 | 48.3127 | 0 | 1.6719e-13 | 85.9732 | 0 | 0% | 502.0823 | 141.8426 | 502.0823 | 141.8426
549.04 | 359.7904 | 7.556 | 48.2516 | 0 | 7.6852e-14 | 85.9933 | 0 | 0% | 501.5913 | 141.8008 | 501.5913 | 141.8008
549.06 | 359.3937 | 7.5553 | 48.1985 | 0 | 4.0448e-14 | 86.0133 | 0 | 0% | 501.1607 | 141.767 | 501.1607 | 141.767
549.08 | 359.1025 | 7.5545 | 48.1611 | 0 | 1.3483e-14 | 86.033 | 0 | 0% | 500.8512 | 141.7487 | 500.8512 | 141.7487
549.1 | 358.9841 | 7.5537 | 48.1493 | 0 | 0 | 86.0522 | 0 | 0% | 500.7393 | 141.7551 | 500.7393 | 141.7551
549.12 | 359.0998 | 7.5528 | 48.1715 | 0 | 0 | 86.0708 | 0 | 0% | 500.8949 | 141.7951 | 500.8949 | 141.7951
549.14 | 359.4764 | 7.5519 | 48.231 | 0 | 0 | 86.0895 | 0 | 0% | 501.3487 | 141.8723 | 501.3487 | 141.8723
549.16 | 360.0784 | 7.5511 | 48.3223 | 0 | 1.8876e-14 | 86.1087 | 0 | 0% | 502.0604 | 141.982 | 502.0604 | 141.982
549.18 | 360.8023 | 7.5503 | 48.4307 | 0 | 0 | 86.1286 | 0 | 0% | 502.9119 | 142.1096 | 502.9119 | 142.1096
549.2 | 361.5071 | 7.5496 | 48.537 | 0 | 0 | 86.1487 | 0 | 0% | 503.7425 | 142.2354 | 503.7425 | 142.2354
549.22 | 362.0705 | 7.5488 | 48.6246 | 0 | 0 | 86.1685 | 0 | 0% | 504.4125 | 142.3419 | 504.4125 | 142.3419
549.24 | 362.4302 | 7.548 | 48.685 | 0 | 0 | 86.1875 | 0 | 0% | 504.8507 | 142.4205 | 504.8507 | 142.4205
549.26 | 362.5833 | 7.5471 | 48.7176 | 0 | 0 | 86.2062 | 0 | 0% | 505.0542 | 142.4709 | 505.0542 | 142.4709
549.28 | 362.5632 | 7.5463 | 48.727 | 0 | 0 | 86.2253 | 0 | 0% | 505.0617 | 142.4986 | 505.0617 | 142.4986
549.3 | 362.4281 | 7.5456 | 48.7207 | 0 | 1.1487e-12 | 86.2454 | 0 | 0% | 504.9398 | 142.5117 | 504.9398 | 142.5117
549.32 | 362.2644 | 7.5449 | 48.7105 | 0 | 1.1973e-12 | 86.2666 | 0 | 0% | 504.7864 | 142.522 | 504.7864 | 142.522
549.34 | 362.1785 | 7.5444 | 48.7107 | 0 | 2.8583e-13 | 86.2881 | 0 | 0% | 504.7217 | 142.5432 | 504.7217 | 142.5432
549.36 | 362.2601 | 7.5438 | 48.7335 | 0 | 1.2134e-13 | 86.3095 | 0 | 0% | 504.8469 | 142.5867 | 504.8469 | 142.5867
549.38 | 362.5422 | 7.5431 | 48.7832 | 0 | 2.2921e-13 | 86.3302 | 0 | 0% | 505.1987 | 142.6565 | 505.1987 | 142.6565
549.4 | 362.9923 | 7.5424 | 48.8558 | 0 | 5.9324e-14 | 86.35 | 0 | 0% | 505.7405 | 142.7481 | 505.7405 | 142.7481
549.42 | 363.5429 | 7.5415 | 48.9419 | 0 | 3.7752e-14 | 86.3691 | 0 | 0% | 506.3955 | 142.8526 | 506.3955 | 142.8526
549.44 | 364.1262 | 7.5407 | 49.0325 | 0 | 0 | 86.3882 | 0 | 0% | 507.0875 | 142.9614 | 507.0875 | 142.9614
549.46 | 364.6865 | 7.5399 | 49.12 | 0 | 0 | 86.4077 | 0 | 0% | 507.7542 | 143.0676 | 507.7542 | 143.0676
549.48 | 365.1697 | 7.5392 | 49.197 | 0 | 0 | 86.428 | 0 | 0% | 508.334 | 143.1643 | 508.334 | 143.1643
549.5 | 365.5099 | 7.5385 | 49.2548 | 0 | 0 | 86.4484 | 0 | 0% | 508.7516 | 143.2418 | 508.7516 | 143.2418
549.52 | 365.6314 | 7.5377 | 49.2832 | 0 | 0 | 86.4681 | 0 | 0% | 508.9204 | 143.289 | 508.9204 | 143.289
549.54 | 365.4682 | 7.5368 | 49.2734 | 0 | 0 | 86.4863 | 0 | 0% | 508.7648 | 143.2965 | 508.7648 | 143.2965
549.56 | 364.9919 | 7.5358 | 49.2215 | 0 | 0 | 86.5034 | 0 | 0% | 508.2526 | 143.2607 | 508.2526 | 143.2607
549.58 | 364.2292 | 7.5347 | 49.131 | 0 | 0 | 86.5207 | 0 | 0% | 507.4155 | 143.1864 | 507.4155 | 143.1864
549.6 | 363.2562 | 7.5339 | 49.0118 | 0 | 0 | 86.5393 | 0 | 0% | 506.3412 | 143.085 | 506.3412 | 143.085
549.62 | 362.1728 | 7.5332 | 48.8775 | 0 | 1.8741e-13 | 86.5598 | 0 | 0% | 505.1433 | 142.9705 | 505.1433 | 142.9705
549.64 | 361.0831 | 7.5326 | 48.7422 | 0 | 7.2807e-14 | 86.5812 | 0 | 0% | 503.939 | 142.856 | 503.939 | 142.856
549.66 | 360.0973 | 7.532 | 48.6209 | 0 | 2.764e-14 | 86.6022 | 0 | 0% | 502.8523 | 142.755 | 502.8523 | 142.755
549.68 | 359.3407 | 7.5313 | 48.5307 | 0 | 0 | 86.6225 | 0 | 0% | 502.0251 | 142.6844 | 502.0251 | 142.6844
549.7 | 358.9427 | 7.5306 | 48.4888 | 0 | 0 | 86.6428 | 0 | 0% | 501.6049 | 142.6622 | 501.6049 | 142.6622
549.72 | 359.0033 | 7.5299 | 48.5089 | 0 | 2.0224e-15 | 86.6637 | 0 | 0% | 501.7058 | 142.7025 | 501.7058 | 142.7025
549.74 | 359.564 | 7.5293 | 48.5965 | 0 | 0 | 86.6848 | 0 | 0% | 502.3747 | 142.8107 | 502.3747 | 142.8107
549.76 | 360.6058 | 7.5286 | 48.7494 | 0 | 1.8792e-14 | 86.7051 | 0 | 0% | 503.5889 | 142.9831 | 503.5889 | 142.9831
549.78 | 362.0655 | 7.5277 | 48.959 | 0 | 1.5876e-13 | 86.724 | 0 | 0% | 505.2762 | 143.2107 | 505.2762 | 143.2107
549.8 | 363.8526 | 7.5268 | 49.213 | 0 | 2.255e-13 | 86.7419 | 0 | 0% | 507.3344 | 143.4817 | 507.3344 | 143.4817
549.82 | 365.8588 | 7.5259 | 49.4968 | 0 | 1.7528e-14 | 86.7602 | 0 | 0% | 509.6416 | 143.7828 | 509.6416 | 143.7828
549.84 | 367.96 | 7.5251 | 49.7934 | 0 | 1.5707e-13 | 86.7799 | 0 | 0% | 512.0584 | 144.0984 | 512.0584 | 144.0984
549.86 | 370.0166 | 7.5245 | 50.0838 | 0 | 1.2134e-13 | 86.8016 | 0 | 0% | 514.4266 | 144.4099 | 514.4266 | 144.4099
549.88 | 371.8766 | 7.5241 | 50.3475 | 0 | 1.5235e-13 | 86.8244 | 0 | 0% | 516.5726 | 144.696 | 516.5726 | 144.696
549.9 | 373.3865 | 7.5237 | 50.5639 | 0 | 1.7123e-13 | 86.8471 | 0 | 0% | 518.3212 | 144.9346 | 518.3212 | 144.9346
549.92 | 374.412 | 7.5231 | 50.7148 | 0 | 9.8424e-14 | 86.8689 | 0 | 0% | 519.5189 | 145.1068 | 519.5189 | 145.1068
549.94 | 374.8622 | 7.5225 | 50.788 | 0 | 8.3593e-14 | 86.8896 | 0 | 0% | 520.0622 | 145.2001 | 520.0622 | 145.2001
549.96 | 374.7112 | 7.5218 | 50.7797 | 0 | 0 | 86.9094 | 0 | 0% | 519.922 | 145.2109 | 519.922 | 145.2109
549.98 | 374.0078 | 7.5211 | 50.6963 | 0 | 0 | 86.9282 | 0 | 0% | 519.1534 | 145.1456 | 519.1534 | 145.1456
550 | 372.8637 | 7.5204 | 50.553 | 0 | 0 | 86.9461 | 0 | 0% | 517.8832 | 145.0195 | 517.8832 | 145.0195
550.02 | 371.4296 | 7.5198 | 50.3699 | 0 | 0 | 86.9637 | 0 | 0% | 516.2829 | 144.8534 | 516.2829 | 144.8534
550.04 | 369.8777 | 7.5194 | 50.1704 | 0 | 0 | 86.9819 | 0 | 0% | 514.5493 | 144.6716 | 514.5493 | 144.6716
550.06 | 368.4024 | 7.5192 | 49.9807 | 0 | 1.382e-14 | 87.0015 | 0 | 0% | 512.9038 | 144.5014 | 512.9038 | 144.5014
550.08 | 367.2136 | 7.5191 | 49.8296 | 0 | 2.346e-13 | 87.0224 | 0 | 0% | 511.5848 | 144.3711 | 511.5848 | 144.3711
550.1 | 366.4939 | 7.5192 | 49.742 | 0 | 5.742e-13 | 87.0438 | 0 | 0% | 510.7989 | 144.305 | 510.7989 | 144.305
550.12 | 366.3299 | 7.5192 | 49.7298 | 0 | 1.3023e-12 | 87.0651 | 0 | 0% | 510.6441 | 144.3142 | 510.6441 | 144.3142
550.14 | 366.6789 | 7.5192 | 49.7874 | 0 | 1.4678e-12 | 87.0859 | 0 | 0% | 511.0714 | 144.3925 | 511.0714 | 144.3925
550.16 | 367.4046 | 7.5192 | 49.8961 | 0 | 6.347e-13 | 87.1061 | 0 | 0% | 511.926 | 144.5214 | 511.926 | 144.5214
550.18 | 368.3474 | 7.519 | 50.0344 | 0 | 7.975e-13 | 87.1259 | 0 | 0% | 513.0268 | 144.6794 | 513.0268 | 144.6794
550.2 | 369.3655 | 7.5189 | 50.1831 | 0 | 4.2266e-05 | 87.1453 | 0 | 0% | 514.2128 | 144.8473 | 514.2128 | 144.8473
550.22 | 370.3337 | 7.5187 | 50.325 | 0 | 0.00040052 | 87.1645 | 0 | 0% | 515.3423 | 145.0086 | 515.3423 | 145.0086
550.24 | 371.1354 | 7.5185 | 50.4443 | 0 | 0.0029954 | 87.1837 | 0 | 0% | 516.2849 | 145.1495 | 516.2849 | 145.1495
550.26 | 371.6773 | 7.5183 | 50.5283 | 0 | 0.01768 | 87.2028 | 0 | 0% | 516.9444 | 145.2671 | 516.9444 | 145.2671
550.28 | 371.9139 | 7.5182 | 50.5708 | 0 | 0.082359 | 87.2219 | 0 | 0% | 517.3071 | 145.3932 | 517.3071 | 145.3932
550.3 | 371.8556 | 7.518 | 50.5732 | 0 | 0.30278 | 87.2413 | 0 | 0% | 517.4908 | 145.6352 | 517.4908 | 145.6352
550.32 | 371.5505 | 7.5179 | 50.5419 | 0 | 0.87851 | 87.2611 | 0 | 0% | 517.7499 | 146.1994 | 517.7499 | 146.1994
550.34 | 371.0527 | 7.5178 | 50.4844 | 0 | 2.0117 | 87.2814 | 0 | 0% | 518.3481 | 147.2953 | 518.3481 | 147.2953
550.36 | 370.3959 | 7.5178 | 50.4051 | 0 | 3.6356 | 87.3023 | 0 | 0% | 519.2568 | 148.8608 | 519.2568 | 148.8608
550.38 | 369.5833 | 7.5179 | 50.3046 | 0 | 5.1853 | 87.3234 | 0 | 0% | 519.9144 | 150.3312 | 519.9144 | 150.3312
550.4 | 368.5978 | 7.5179 | 50.1805 | 0 | 5.8368 | 87.3443 | 0 | 0% | 519.4773 | 150.8795 | 519.4773 | 150.8795
550.42 | 367.4259 | 7.5178 | 50.031 | 0 | 5.1853 | 87.3649 | 0 | 0% | 517.5249 | 150.099 | 517.5249 | 150.099
550.44 | 366.0782 | 7.5178 | 49.8576 | 0 | 3.6356 | 87.3848 | 0 | 0% | 514.474 | 148.3957 | 514.474 | 148.3957
550.46 | 364.5997 | 7.5176 | 49.6663 | 0 | 2.0117 | 87.4043 | 0 | 0% | 511.1997 | 146.6 | 511.1997 | 146.6
550.48 | 363.068 | 7.5174 | 49.4678 | 0 | 0.87851 | 87.4235 | 0 | 0% | 508.3553 | 145.2872 | 508.3553 | 145.2872
550.5 | 361.5838 | 7.5173 | 49.2757 | 0 | 0.30278 | 87.4428 | 0 | 0% | 506.1223 | 144.5385 | 506.1223 | 144.5385
550.52 | 360.2554 | 7.5172 | 49.1047 | 0 | 0.082359 | 87.4626 | 0 | 0% | 504.4222 | 144.1668 | 504.4222 | 144.1668
550.54 | 359.1821 | 7.5171 | 48.9682 | 0 | 0.01768 | 87.4833 | 0 | 0% | 503.1685 | 143.9864 | 503.1685 | 143.9864
550.56 | 358.4408 | 7.5172 | 48.877 | 0 | 0.0029954 | 87.5046 | 0 | 0% | 502.3425 | 143.9018 | 502.3425 | 143.9018
550.58 | 358.0766 | 7.5172 | 48.8372 | 0 | 0.00040052 | 87.5258 | 0 | 0% | 501.9572 | 143.8806 | 501.9572 | 143.8806
550.6 | 358.0924 | 7.5172 | 48.8492 | 0 | 4.2266e-05 | 87.5465 | 0 | 0% | 502.0054 | 143.913 | 502.0054 | 143.913
550.62 | 358.4399 | 7.5171 | 48.9066 | 0 | 6.4043e-14 | 87.5667 | 0 | 0% | 502.4303 | 143.9904 | 502.4303 | 143.9904
550.64 | 359.024 | 7.517 | 48.9964 | 0 | 2.4269e-14 | 87.5865 | 0 | 0% | 503.1239 | 144.0999 | 503.1239 | 144.0999
550.66 | 359.725 | 7.5169 | 49.1022 | 0 | 2.1572e-14 | 87.6061 | 0 | 0% | 503.9501 | 144.2252 | 503.9501 | 144.2252
550.68 | 360.4279 | 7.5168 | 49.2082 | 0 | 0 | 87.6258 | 0 | 0% | 504.7787 | 144.3508 | 504.7787 | 144.3508
550.7 | 361.0441 | 7.5167 | 49.3025 | 0 | 0 | 87.6456 | 0 | 0% | 505.5088 | 144.4648 | 505.5088 | 144.4648
550.72 | 361.5189 | 7.5166 | 49.3775 | 0 | 0 | 87.6654 | 0 | 0% | 506.0783 | 144.5594 | 506.0783 | 144.5594
550.74 | 361.8274 | 7.5164 | 49.4298 | 0 | 0 | 87.685 | 0 | 0% | 506.4585 | 144.6311 | 506.4585 | 144.6311
550.76 | 361.9637 | 7.5162 | 49.4586 | 0 | 0 | 87.7043 | 0 | 0% | 506.6428 | 144.6791 | 506.6428 | 144.6791
550.78 | 361.9328 | 7.5161 | 49.4646 | 0 | 0 | 87.7234 | 0 | 0% | 506.6369 | 144.7041 | 506.6369 | 144.7041
550.8 | 361.7521 | 7.5159 | 49.4502 | 0 | 0 | 87.7426 | 0 | 0% | 506.4608 | 144.7087 | 506.4608 | 144.7087
550.82 | 361.4578 | 7.5157 | 49.4202 | 0 | 0 | 87.7619 | 0 | 0% | 506.1556 | 144.6978 | 506.1556 | 144.6978
550.84 | 361.1034 | 7.5156 | 49.3819 | 0 | 0 | 87.7813 | 0 | 0% | 505.7822 | 144.6788 | 505.7822 | 144.6788
550.86 | 360.7448 | 7.5154 | 49.3431 | 0 | 4.719e-15 | 87.8007 | 0 | 0% | 505.4039 | 144.6592 | 505.4039 | 144.6592
550.88 | 360.4252 | 7.5153 | 49.3096 | 0 | 0 | 87.8201 | 0 | 0% | 505.0701 | 144.6449 | 505.0701 | 144.6449
550.9 | 360.1765 | 7.5151 | 49.2857 | 0 | 0 | 87.8394 | 0 | 0% | 504.8168 | 144.6402 | 504.8168 | 144.6402
550.92 | 360.032 | 7.5149 | 49.2762 | 0 | 0 | 87.8586 | 0 | 0% | 504.6818 | 144.6497 | 504.6818 | 144.6497
550.94 | 360.0319 | 7.5147 | 49.2864 | 0 | 2.346e-13 | 87.8776 | 0 | 0% | 504.7107 | 144.6788 | 504.7107 | 144.6788
550.96 | 360.2088 | 7.5145 | 49.3209 | 0 | 4.8959e-14 | 87.8963 | 0 | 0% | 504.9405 | 144.7318 | 504.9405 | 144.7318
550.98 | 360.5661 | 7.5143 | 49.3801 | 0 | 4.7274e-14 | 87.9149 | 0 | 0% | 505.3753 | 144.8093 | 505.3753 | 144.8093
551 | 361.0683 | 7.514 | 49.4592 | 0 | 7.6022e-13 | 87.9337 | 0 | 0% | 505.9751 | 144.9069 | 505.9751 | 144.9069
551.02 | 361.6469 | 7.5139 | 49.5485 | 0 | 1.7574e-13 | 87.9534 | 0 | 0% | 506.6627 | 145.0158 | 506.6627 | 145.0158
551.04 | 362.2118 | 7.5139 | 49.636 | 0 | 1.2472e-13 | 87.9741 | 0 | 0% | 507.3357 | 145.1239 | 507.3357 | 145.1239
551.06 | 362.6596 | 7.5139 | 49.7073 | 0 | 2.2395e-13 | 87.9952 | 0 | 0% | 507.876 | 145.2164 | 507.876 | 145.2164
551.08 | 362.8843 | 7.5139 | 49.7481 | 0 | 4.3781e-13 | 88.0158 | 0 | 0% | 508.1621 | 145.2778 | 508.1621 | 145.2778
551.1 | 362.7956 | 7.5138 | 49.746 | 0 | 8.7806e-14 | 88.0355 | 0 | 0% | 508.091 | 145.2954 | 508.091 | 145.2954
551.12 | 362.3438 | 7.5136 | 49.6943 | 0 | 9.8087e-14 | 88.0547 | 0 | 0% | 507.6063 | 145.2625 | 507.6063 | 145.2625
551.14 | 361.5357 | 7.5134 | 49.5936 | 0 | 6.3369e-14 | 88.074 | 0 | 0% | 506.7167 | 145.181 | 506.7167 | 145.181
551.16 | 360.4311 | 7.5134 | 49.4521 | 0 | 2.9662e-14 | 88.0942 | 0 | 0% | 505.4907 | 145.0596 | 505.4907 | 145.0596
551.18 | 359.1212 | 7.5134 | 49.2822 | 0 | 0 | 88.1152 | 0 | 0% | 504.0319 | 144.9108 | 504.0319 | 144.9108
551.2 | 357.7001 | 7.5134 | 49.097 | 0 | 4.9802e-14 | 88.1362 | 0 | 0% | 502.4468 | 144.7467 | 502.4468 | 144.7467
551.22 | 356.242 | 7.5134 | 48.9068 | 0 | 0 | 88.1565 | 0 | 0% | 500.8187 | 144.5767 | 500.8187 | 144.5767
551.24 | 354.7945 | 7.5132 | 48.7181 | 0 | 0 | 88.1759 | 0 | 0% | 499.2017 | 144.4072 | 499.2017 | 144.4072
551.26 | 353.3944 | 7.513 | 48.5359 | 0 | 1.0163e-13 | 88.1947 | 0 | 0% | 497.638 | 144.2436 | 497.638 | 144.2436
551.28 | 352.0847 | 7.5128 | 48.366 | 0 | 1.9179e-13 | 88.214 | 0 | 0% | 496.1775 | 144.0927 | 496.1775 | 144.0927
551.3 | 350.9159 | 7.5127 | 48.2152 | 0 | 2.8937e-13 | 88.2341 | 0 | 0% | 494.878 | 143.9621 | 494.878 | 143.9621
551.32 | 349.9289 | 7.5128 | 48.0893 | 0 | 9.0166e-14 | 88.2551 | 0 | 0% | 493.7861 | 143.8572 | 493.7861 | 143.8572
551.34 | 349.1447 | 7.5128 | 47.9913 | 0 | 2.1623e-13 | 88.2763 | 0 | 0% | 492.9251 | 143.7804 | 492.9251 | 143.7804
551.36 | 348.5707 | 7.5128 | 47.9221 | 0 | 2.0233e-13 | 88.2973 | 0 | 0% | 492.303 | 143.7322 | 492.303 | 143.7322
551.38 | 348.212 | 7.5128 | 47.8826 | 0 | 1.141e-13 | 88.3179 | 0 | 0% | 491.9253 | 143.7132 | 491.9253 | 143.7132
551.4 | 348.0651 | 7.5127 | 47.8722 | 0 | 0 | 88.338 | 0 | 0% | 491.788 | 143.7229 | 491.788 | 143.7229
551.42 | 348.0977 | 7.5126 | 47.8866 | 0 | 0 | 88.3578 | 0 | 0% | 491.8547 | 143.757 | 491.8547 | 143.757
551.44 | 348.2369 | 7.5125 | 47.9156 | 0 | 0 | 88.3774 | 0 | 0% | 492.0424 | 143.8055 | 492.0424 | 143.8055
551.46 | 348.3814 | 7.5123 | 47.9455 | 0 | 0 | 88.3966 | 0 | 0% | 492.2358 | 143.8544 | 492.2358 | 143.8544
551.48 | 348.4339 | 7.5121 | 47.9627 | 0 | 0 | 88.4155 | 0 | 0% | 492.3242 | 143.8903 | 492.3242 | 143.8903
551.5 | 348.3353 | 7.5119 | 47.9591 | 0 | 8.6766e-14 | 88.4343 | 0 | 0% | 492.2406 | 143.9053 | 492.2406 | 143.9053
551.52 | 348.0866 | 7.5117 | 47.9348 | 0 | 4.8929e-13 | 88.4535 | 0 | 0% | 491.9866 | 143.9 | 491.9866 | 143.9
551.54 | 347.7512 | 7.5116 | 47.8984 | 0 | 2.8304e-14 | 88.4735 | 0 | 0% | 491.6347 | 143.8835 | 491.6347 | 143.8835
551.56 | 347.4362 | 7.5116 | 47.8647 | 0 | 1.5698e-13 | 88.494 | 0 | 0% | 491.3065 | 143.8703 | 491.3065 | 143.8703
551.58 | 347.266 | 7.5116 | 47.851 | 0 | 2.43e-13 | 88.5148 | 0 | 0% | 491.1433 | 143.8773 | 491.1433 | 143.8773
551.6 | 347.3595 | 7.5116 | 47.8736 | 0 | 1.9882e-13 | 88.5354 | 0 | 0% | 491.2801 | 143.9206 | 491.2801 | 143.9206
551.62 | 347.8126 | 7.5115 | 47.9458 | 0 | 1.478e-13 | 88.5557 | 0 | 0% | 491.8256 | 144.013 | 491.8256 | 144.013
551.64 | 348.6809 | 7.5114 | 48.0754 | 0 | 0 | 88.5756 | 0 | 0% | 492.8433 | 144.1624 | 492.8433 | 144.1624
551.66 | 349.966 | 7.5112 | 48.2625 | 0 | 0 | 88.595 | 0 | 0% | 494.3348 | 144.3688 | 494.3348 | 144.3688
551.68 | 351.6085 | 7.511 | 48.4991 | 0 | 0 | 88.6139 | 0 | 0% | 496.2326 | 144.6241 | 496.2326 | 144.6241
551.7 | 353.4988 | 7.5108 | 48.7701 | 0 | 0 | 88.6324 | 0 | 0% | 498.412 | 144.9132 | 498.412 | 144.9132
551.72 | 355.5017 | 7.5105 | 49.0567 | 0 | 0 | 88.6508 | 0 | 0% | 500.7198 | 145.218 | 500.7198 | 145.218
551.74 | 357.4884 | 7.5103 | 49.341 | 0 | 3.2359e-14 | 88.6698 | 0 | 0% | 503.0096 | 145.5212 | 503.0096 | 145.5212
551.76 | 359.3611 | 7.5102 | 49.6097 | 0 | 0 | 88.6897 | 0 | 0% | 505.1708 | 145.8097 | 505.1708 | 145.8097
551.78 | 361.0658 | 7.5102 | 49.8552 | 0 | 4.3145e-14 | 88.7103 | 0 | 0% | 507.1416 | 146.0758 | 507.1416 | 146.0758
551.8 | 362.5869 | 7.5102 | 50.0755 | 0 | 0 | 88.7312 | 0 | 0% | 508.9038 | 146.3168 | 508.9038 | 146.3168
551.82 | 363.9313 | 7.5102 | 50.2714 | 0 | 0 | 88.7518 | 0 | 0% | 510.4647 | 146.5334 | 510.4647 | 146.5334
551.84 | 365.1089 | 7.5101 | 50.4444 | 0 | 0 | 88.7721 | 0 | 0% | 511.8355 | 146.7266 | 511.8355 | 146.7266
551.86 | 366.12 | 7.51 | 50.5945 | 0 | 6.1346e-13 | 88.7921 | 0 | 0% | 513.0166 | 146.8966 | 513.0166 | 146.8966
551.88 | 366.95 | 7.5099 | 50.7196 | 0 | 8.5919e-13 | 88.812 | 0 | 0% | 513.9915 | 147.0415 | 513.9915 | 147.0415
551.9 | 367.5683 | 7.5098 | 50.8155 | 0 | 0 | 88.8318 | 0 | 0% | 514.7254 | 147.1571 | 514.7254 | 147.1571
551.92 | 367.9349 | 7.5097 | 50.8765 | 0 | 4.065e-13 | 88.8518 | 0 | 0% | 515.173 | 147.2381 | 515.173 | 147.2381
551.94 | 368.0193 | 7.5097 | 50.8986 | 0 | 1.1325e-13 | 88.8718 | 0 | 0% | 515.2994 | 147.28 | 515.2994 | 147.28
551.96 | 367.8276 | 7.5096 | 50.8824 | 0 | 1.1325e-13 | 88.8918 | 0 | 0% | 515.1114 | 147.2838 | 515.1114 | 147.2838
551.98 | 367.4197 | 7.5095 | 50.8364 | 0 | 2.6965e-14 | 88.9118 | 0 | 0% | 514.6774 | 147.2577 | 514.6774 | 147.2577
552 | 366.8965 | 7.5094 | 50.7744 | 0 | 0 | 88.9318 | 0 | 0% | 514.1121 | 147.2156 | 514.1121 | 147.2156
552.02 | 366.3619 | 7.5093 | 50.7108 | 0 | 0 | 88.9517 | 0 | 0% | 513.5337 | 147.1718 | 513.5337 | 147.1718
552.04 | 365.8907 | 7.5092 | 50.6559 | 0 | 0 | 88.9716 | 0 | 0% | 513.0274 | 147.1367 | 513.0274 | 147.1367
552.06 | 365.5231 | 7.5091 | 50.6154 | 0 | 0 | 88.9915 | 0 | 0% | 512.6391 | 147.116 | 512.6391 | 147.116
552.08 | 365.2766 | 7.509 | 50.5917 | 0 | 0 | 89.0113 | 0 | 0% | 512.3886 | 147.112 | 512.3886 | 147.112
552.1 | 365.151 | 7.5089 | 50.5848 | 0 | 1.3146e-13 | 89.0311 | 0 | 0% | 512.2758 | 147.1248 | 512.2758 | 147.1248
552.12 | 365.1247 | 7.5088 | 50.5916 | 0 | 7.4829e-14 | 89.0509 | 0 | 0% | 512.2759 | 147.1512 | 512.2759 | 147.1512
552.14 | 365.1558 | 7.5086 | 50.6064 | 0 | 0 | 89.0706 | 0 | 0% | 512.3414 | 147.1856 | 512.3414 | 147.1856
552.16 | 365.1994 | 7.5085 | 50.6229 | 0 | 6.8088e-14 | 89.0901 | 0 | 0% | 512.4209 | 147.2216 | 512.4209 | 147.2216
552.18 | 365.2265 | 7.5084 | 50.6372 | 0 | 2.2786e-13 | 89.1096 | 0 | 0% | 512.4817 | 147.2551 | 512.4817 | 147.2551
552.2 | 365.2271 | 7.5082 | 50.6478 | 0 | 2.8583e-13 | 89.1289 | 0 | 0% | 512.5121 | 147.285 | 512.5121 | 147.285
552.22 | 365.1944 | 7.5081 | 50.6538 | 0 | 1.6719e-13 | 89.1484 | 0 | 0% | 512.5046 | 147.3102 | 512.5046 | 147.3102
552.24 | 365.1101 | 7.5079 | 50.6526 | 0 | 2.0494e-13 | 89.1679 | 0 | 0% | 512.4385 | 147.3284 | 512.4385 | 147.3284
552.26 | 364.9421 | 7.5078 | 50.6397 | 0 | 2.5887e-13 | 89.1876 | 0 | 0% | 512.2772 | 147.3351 | 512.2772 | 147.3351
552.28 | 364.6539 | 7.5077 | 50.6101 | 0 | 1.8876e-13 | 89.2074 | 0 | 0% | 511.9792 | 147.3253 | 511.9792 | 147.3253
552.3 | 364.2159 | 7.5076 | 50.5597 | 0 | 9.7076e-14 | 89.2274 | 0 | 0% | 511.5106 | 147.2947 | 511.5106 | 147.2947
552.32 | 363.6121 | 7.5075 | 50.4862 | 0 | 1.6853e-13 | 89.2475 | 0 | 0% | 510.8533 | 147.2412 | 510.8533 | 147.2412
552.34 | 362.8462 | 7.5074 | 50.3901 | 0 | 2.6123e-13 | 89.2675 | 0 | 0% | 510.0112 | 147.1651 | 510.0112 | 147.1651
552.36 | 361.9442 | 7.5073 | 50.2751 | 0 | 0 | 89.2874 | 0 | 0% | 509.0141 | 147.0699 | 509.0141 | 147.0699
552.38 | 360.9557 | 7.5072 | 50.1481 | 0 | 0 | 89.3071 | 0 | 0% | 507.9181 | 146.9624 | 507.9181 | 146.9624
552.4 | 359.9469 | 7.5071 | 50.0183 | 0 | 2.0629e-13 | 89.3266 | 0 | 0% | 506.7989 | 146.852 | 506.7989 | 146.852
552.42 | 358.9889 | 7.5069 | 49.8955 | 0 | 2.2044e-13 | 89.3461 | 0 | 0% | 505.7374 | 146.7485 | 505.7374 | 146.7485
552.44 | 358.1413 | 7.5068 | 49.788 | 0 | 7.8874e-14 | 89.3656 | 0 | 0% | 504.8017 | 146.6604 | 504.8017 | 146.6604
552.46 | 357.4386 | 7.5067 | 49.7005 | 0 | 4.6515e-14 | 89.3854 | 0 | 0% | 504.0312 | 146.5926 | 504.0312 | 146.5926
552.48 | 356.8829 | 7.5066 | 49.6335 | 0 | 3.674e-14 | 89.4053 | 0 | 0% | 503.4284 | 146.5455 | 503.4284 | 146.5455
552.5 | 356.4444 | 7.5065 | 49.5828 | 0 | 0 | 89.4254 | 0 | 0% | 502.9591 | 146.5147 | 502.9591 | 146.5147
552.52 | 356.0693 | 7.5064 | 49.5409 | 0 | 4.0617e-14 | 89.4453 | 0 | 0% | 502.5619 | 146.4926 | 502.5619 | 146.4926
552.54 | 355.6943 | 7.5063 | 49.499 | 0 | 0 | 89.465 | 0 | 0% | 502.1645 | 146.4702 | 502.1645 | 146.4702
552.56 | 355.2594 | 7.5061 | 49.4488 | 0 | 0 | 89.4844 | 0 | 0% | 501.6987 | 146.4393 | 501.6987 | 146.4393
552.58 | 354.7145 | 7.506 | 49.3832 | 0 | 3.3707e-14 | 89.5035 | 0 | 0% | 501.1071 | 146.3926 | 501.1071 | 146.3926
552.6 | 354.0138 | 7.5058 | 49.2959 | 0 | 0 | 89.5224 | 0 | 0% | 500.338 | 146.3241 | 500.338 | 146.3241
552.62 | 353.1104 | 7.5056 | 49.1804 | 0 | 0 | 89.5415 | 0 | 0% | 499.3378 | 146.2274 | 499.3378 | 146.2274
552.64 | 351.9629 | 7.5054 | 49.0307 | 0 | 1.0112e-15 | 89.5609 | 0 | 0% | 498.0599 | 146.097 | 498.0599 | 146.097
552.66 | 350.5607 | 7.5053 | 48.8453 | 0 | 3.3403e-13 | 89.5809 | 0 | 0% | 496.4923 | 145.9316 | 496.4923 | 145.9316
552.68 | 348.9445 | 7.5053 | 48.63 | 0 | 1.4292e-13 | 89.6015 | 0 | 0% | 494.6813 | 145.7368 | 494.6813 | 145.7368
552.7 | 347.2004 | 7.5053 | 48.3968 | 0 | 1.428e-12 | 89.6222 | 0 | 0% | 492.7246 | 145.5243 | 492.7246 | 145.5243
552.72 | 345.4291 | 7.5053 | 48.1597 | 0 | 1.515e-12 | 89.6428 | 0 | 0% | 490.7369 | 145.3078 | 490.7369 | 145.3078
552.74 | 343.7238 | 7.5052 | 47.9317 | 0 | 0 | 89.6632 | 0 | 0% | 488.8239 | 145.1001 | 488.8239 | 145.1001
552.76 | 342.1721 | 7.5052 | 47.7252 | 0 | 2.319e-13 | 89.6832 | 0 | 0% | 487.0857 | 144.9136 | 487.0857 | 144.9136
552.78 | 340.8682 | 7.5051 | 47.5531 | 0 | 0 | 89.7031 | 0 | 0% | 485.6295 | 144.7613 | 485.6295 | 144.7613
552.8 | 339.8989 | 7.5049 | 47.4277 | 0 | 0 | 89.7229 | 0 | 0% | 484.5545 | 144.6556 | 484.5545 | 144.6556
552.82 | 339.3087 | 7.5048 | 47.3552 | 0 | 0 | 89.7426 | 0 | 0% | 483.9114 | 144.6026 | 483.9114 | 144.6026
552.84 | 339.0777 | 7.5047 | 47.3328 | 0 | 0 | 89.7622 | 0 | 0% | 483.6774 | 144.5997 | 483.6774 | 144.5997
552.86 | 339.1384 | 7.5046 | 47.3511 | 0 | 0 | 89.7818 | 0 | 0% | 483.776 | 144.6376 | 483.776 | 144.6376
552.88 | 339.4133 | 7.5044 | 47.3994 | 0 | 0 | 89.8014 | 0 | 0% | 484.1186 | 144.7053 | 484.1186 | 144.7053
552.9 | 339.8382 | 7.5043 | 47.4687 | 0 | 0 | 89.8209 | 0 | 0% | 484.632 | 144.7938 | 484.632 | 144.7938
552.92 | 340.3618 | 7.5041 | 47.5517 | 0 | 1.0112e-14 | 89.8403 | 0 | 0% | 485.258 | 144.8962 | 485.258 | 144.8962
552.94 | 340.9387 | 7.504 | 47.6423 | 0 | 0 | 89.8596 | 0 | 0% | 485.9446 | 145.0059 | 485.9446 | 145.0059
552.96 | 341.5294 | 7.5038 | 47.7348 | 0 | 0 | 89.8789 | 0 | 0% | 486.647 | 145.1176 | 486.647 | 145.1176
552.98 | 342.1061 | 7.5037 | 47.8254 | 0 | 0 | 89.8982 | 0 | 0% | 487.3334 | 145.2273 | 487.3334 | 145.2273
553 | 342.6531 | 7.5035 | 47.9119 | 0 | 0 | 89.9175 | 0 | 0% | 487.986 | 145.3328 | 487.986 | 145.3328
553.02 | 343.1604 | 7.5033 | 47.9928 | 0 | 0 | 89.9367 | 0 | 0% | 488.5932 | 145.4329 | 488.5932 | 145.4329
553.04 | 343.6139 | 7.5032 | 48.0663 | 0 | 0 | 89.956 | 0 | 0% | 489.1393 | 145.5254 | 489.1393 | 145.5254
553.06 | 343.9926 | 7.503 | 48.1293 | 0 | 4.2471e-14 | 89.9752 | 0 | 0% | 489.6001 | 145.6075 | 489.6001 | 145.6075
553.08 | 344.2751 | 7.5028 | 48.1789 | 0 | 6.4043e-14 | 89.9945 | 0 | 0% | 489.9514 | 145.6762 | 489.9514 | 145.6762
553.1 | 344.4576 | 7.5027 | 48.2145 | 0 | 0 | 90.0137 | 0 | 0% | 490.1885 | 145.7309 | 490.1885 | 145.7309
553.12 | 344.574 | 7.5025 | 48.2409 | 0 | 0 | 90.033 | 0 | 0% | 490.3504 | 145.7764 | 490.3504 | 145.7764
553.14 | 344.7043 | 7.5024 | 48.2692 | 0 | 0 | 90.0524 | 0 | 0% | 490.5282 | 145.824 | 490.5282 | 145.824
553.16 | 344.9612 | 7.5022 | 48.3153 | 0 | 3.9606e-14 | 90.0719 | 0 | 0% | 490.8506 | 145.8894 | 490.8506 | 145.8894
553.18 | 345.4618 | 7.5021 | 48.3955 | 0 | 1.2488e-13 | 90.0915 | 0 | 0% | 491.4509 | 145.9891 | 491.4509 | 145.9891
553.2 | 346.2964 | 7.502 | 48.5225 | 0 | 0 | 90.1113 | 0 | 0% | 492.4321 | 146.1358 | 492.4321 | 146.1358
553.22 | 347.5007 | 7.5019 | 48.7013 | 0 | 3.7752e-14 | 90.1313 | 0 | 0% | 493.8352 | 146.3345 | 493.8352 | 146.3345
553.24 | 349.0361 | 7.5018 | 48.9266 | 0 | 1.5303e-13 | 90.1513 | 0 | 0% | 495.6158 | 146.5797 | 495.6158 | 146.5797
553.26 | 350.7811 | 7.5017 | 49.1813 | 0 | 4.5167e-14 | 90.1713 | 0 | 0% | 497.6355 | 146.8543 | 497.6355 | 146.8543
553.28 | 352.5419 | 7.5016 | 49.4383 | 0 | 4.9886e-14 | 90.1913 | 0 | 0% | 499.6731 | 147.1312 | 499.6731 | 147.1312
553.3 | 354.0863 | 7.5015 | 49.6651 | 0 | 2.2988e-13 | 90.2112 | 0 | 0% | 501.4642 | 147.3778 | 501.4642 | 147.3778
553.32 | 355.2002 | 7.5014 | 49.8315 | 0 | 1.2539e-13 | 90.231 | 0 | 0% | 502.7641 | 147.564 | 502.7641 | 147.564
553.34 | 355.7438 | 7.5013 | 49.918 | 0 | 1.5042e-13 | 90.2507 | 0 | 0% | 503.4138 | 147.6701 | 503.4138 | 147.6701
553.36 | 355.6893 | 7.5012 | 49.9206 | 0 | 2.9506e-13 | 90.2704 | 0 | 0% | 503.3816 | 147.6922 | 503.3816 | 147.6922
553.38 | 355.1246 | 7.5011 | 49.8517 | 0 | 1.9201e-13 | 90.29 | 0 | 0% | 502.7674 | 147.6428 | 502.7674 | 147.6428
553.4 | 354.221 | 7.5009 | 49.7352 | 0 | 2.0034e-13 | 90.3096 | 0 | 0% | 501.7667 | 147.5457 | 501.7667 | 147.5457
553.42 | 353.1782 | 7.5008 | 49.5991 | 0 | 1.3457e-13 | 90.3292 | 0 | 0% | 500.6073 | 147.4291 | 500.6073 | 147.4291
553.44 | 352.1709 | 7.5007 | 49.4679 | 0 | 1.3483e-14 | 90.3487 | 0 | 0% | 499.4883 | 147.3174 | 499.4883 | 147.3174
553.46 | 351.3167 | 7.5005 | 49.3583 | 0 | 0 | 90.3682 | 0 | 0% | 498.5437 | 147.2271 | 498.5437 | 147.2271
553.48 | 350.6676 | 7.5004 | 49.2774 | 0 | 2.1572e-14 | 90.3877 | 0 | 0% | 497.8332 | 147.1655 | 497.8332 | 147.1655
553.5 | 350.2156 | 7.5003 | 49.2242 | 0 | 2.5887e-13 | 90.4072 | 0 | 0% | 497.3473 | 147.1317 | 497.3473 | 147.1317
553.52 | 349.9061 | 7.5001 | 49.191 | 0 | 0 | 90.4268 | 0 | 0% | 497.024 | 147.1179 | 497.024 | 147.1179
553.54 | 349.6629 | 7.5 | 49.167 | 0 | 0 | 90.4465 | 0 | 0% | 496.7765 | 147.1135 | 496.7765 | 147.1135
553.56 | 349.4217 | 7.4999 | 49.1433 | 0 | 0 | 90.4663 | 0 | 0% | 496.5312 | 147.1095 | 496.5312 | 147.1095
553.58 | 349.1596 | 7.4998 | 49.1165 | 0 | 0 | 90.4861 | 0 | 0% | 496.2621 | 147.1025 | 496.2621 | 147.1025
553.6 | 348.9031 | 7.4997 | 49.0906 | 0 | 6.9032e-13 | 90.5059 | 0 | 0% | 495.9993 | 147.0962 | 495.9993 | 147.0962
553.62 | 348.7126 | 7.4996 | 49.074 | 0 | 0 | 90.5256 | 0 | 0% | 495.8117 | 147.0991 | 495.8117 | 147.0991
553.64 | 348.6526 | 7.4995 | 49.0757 | 0 | 1.0355e-12 | 90.5452 | 0 | 0% | 495.7729 | 147.1204 | 495.7729 | 147.1204
553.66 | 348.7617 | 7.4993 | 49.1012 | 0 | 3.4516e-13 | 90.5649 | 0 | 0% | 495.9272 | 147.1655 | 495.9272 | 147.1655
553.68 | 349.034 | 7.4992 | 49.1497 | 0 | 0 | 90.5847 | 0 | 0% | 496.2676 | 147.2336 | 496.2676 | 147.2336
553.7 | 349.4186 | 7.4991 | 49.214 | 0 | 0 | 90.6045 | 0 | 0% | 496.7362 | 147.3176 | 496.7362 | 147.3176
553.72 | 349.8356 | 7.499 | 49.2828 | 0 | 1.0786e-14 | 90.6243 | 0 | 0% | 497.2417 | 147.4061 | 497.2417 | 147.4061
553.74 | 350.1963 | 7.4989 | 49.3435 | 0 | 6.4717e-14 | 90.644 | 0 | 0% | 497.6827 | 147.4864 | 497.6827 | 147.4864
553.76 | 350.4217 | 7.4988 | 49.3846 | 0 | 7.761e-14 | 90.6638 | 0 | 0% | 497.9688 | 147.5471 | 497.9688 | 147.5471
553.78 | 350.4598 | 7.4987 | 49.3983 | 0 | 0 | 90.6834 | 0 | 0% | 498.0402 | 147.5804 | 498.0402 | 147.5804
553.8 | 350.306 | 7.4985 | 49.3835 | 0 | 0 | 90.7031 | 0 | 0% | 497.8911 | 147.5851 | 497.8911 | 147.5851
553.82 | 350.0205 | 7.4984 | 49.3484 | 0 | 4.2639e-14 | 90.7227 | 0 | 0% | 497.5901 | 147.5696 | 497.5901 | 147.5696
553.84 | 349.7252 | 7.4983 | 49.3106 | 0 | 6.0672e-14 | 90.7424 | 0 | 0% | 497.2764 | 147.5513 | 497.2764 | 147.5513
553.86 | 349.5718 | 7.4982 | 49.2917 | 0 | 1.5101e-13 | 90.762 | 0 | 0% | 497.1237 | 147.5519 | 497.1237 | 147.5519
553.88 | 349.6964 | 7.4981 | 49.3114 | 0 | 1.719e-13 | 90.7816 | 0 | 0% | 497.2876 | 147.5911 | 497.2876 | 147.5911
553.9 | 350.1808 | 7.4979 | 49.3817 | 0 | 5.9324e-14 | 90.8012 | 0 | 0% | 497.8616 | 147.6808 | 497.8616 | 147.6808
553.92 | 351.034 | 7.4978 | 49.5039 | 0 | 1.2202e-13 | 90.8207 | 0 | 0% | 498.8563 | 147.8223 | 498.8563 | 147.8223
553.94 | 352.195 | 7.4976 | 49.6695 | 0 | 6.2021e-14 | 90.8401 | 0 | 0% | 500.2022 | 148.0072 | 500.2022 | 148.0072
553.96 | 353.554 | 7.4975 | 49.863 | 0 | 7.6852e-14 | 90.8594 | 0 | 0% | 501.7739 | 148.2198 | 501.7739 | 148.2198
553.98 | 354.9804 | 7.4973 | 50.066 | 0 | 8.2919e-14 | 90.8787 | 0 | 0% | 503.4224 | 148.442 | 503.4224 | 148.442
554 | 356.3497 | 7.4972 | 50.2611 | 0 | 5.4605e-14 | 90.8979 | 0 | 0% | 505.0058 | 148.6561 | 505.0058 | 148.6561
554.02 | 357.5641 | 7.497 | 50.4342 | 0 | 5.1234e-14 | 90.9172 | 0 | 0% | 506.4125 | 148.8484 | 506.4125 | 148.8484
554.04 | 358.5648 | 7.4968 | 50.5773 | 0 | 1.3752e-13 | 90.9364 | 0 | 0% | 507.5754 | 149.0105 | 507.5754 | 149.0105
554.06 | 359.3336 | 7.4967 | 50.6876 | 0 | 8.5615e-14 | 90.9558 | 0 | 0% | 508.4737 | 149.14 | 508.4737 | 149.14
554.08 | 359.8839 | 7.4965 | 50.7671 | 0 | 2.6898e-13 | 90.9752 | 0 | 0% | 509.1228 | 149.2388 | 509.1228 | 149.2388
554.1 | 360.2442 | 7.4964 | 50.8197 | 0 | 0 | 90.9949 | 0 | 0% | 509.5552 | 149.311 | 509.5552 | 149.311
554.12 | 360.4393 | 7.4963 | 50.849 | 0 | 8.4941e-14 | 91.0147 | 0 | 0% | 509.7993 | 149.36 | 509.7993 | 149.36
554.14 | 360.4785 | 7.4962 | 50.8563 | 0 | 9.5053e-14 | 91.0346 | 0 | 0% | 509.8657 | 149.3872 | 509.8657 | 149.3872
554.16 | 360.3558 | 7.4961 | 50.8407 | 0 | 0 | 91.0547 | 0 | 0% | 509.7474 | 149.3916 | 509.7474 | 149.3916
554.18 | 360.0605 | 7.4961 | 50.8008 | 0 | 0.00064334 | 91.0748 | 0 | 0% | 509.4328 | 149.3723 | 509.4328 | 149.3723
554.2 | 359.5935 | 7.496 | 50.7366 | 0 | 0.0060964 | 91.0948 | 0 | 0% | 508.927 | 149.3335 | 508.927 | 149.3335
554.22 | 358.9809 | 7.4959 | 50.6519 | 0 | 0.045594 | 91.1148 | 0 | 0% | 508.289 | 149.3081 | 508.289 | 149.3081
554.24 | 358.2793 | 7.4958 | 50.5546 | 0 | 0.26911 | 91.1346 | 0 | 0% | 507.7334 | 149.4541 | 507.7334 | 149.4541
554.26 | 357.5683 | 7.4957 | 50.4561 | 0 | 1.2536 | 91.1543 | 0 | 0% | 507.9279 | 150.3596 | 507.9279 | 150.3596
554.28 | 356.9368 | 7.4955 | 50.3688 | 0 | 4.6087 | 91.174 | 0 | 0% | 510.5838 | 153.647 | 510.5838 | 153.647
554.3 | 356.4675 | 7.4954 | 50.3043 | 0 | 13.3721 | 91.1936 | 0 | 0% | 518.8329 | 162.3654 | 518.8329 | 162.3654
554.32 | 356.2221 | 7.4953 | 50.2715 | 0 | 30.6211 | 91.2132 | 0 | 0% | 535.8232 | 179.6011 | 535.8232 | 179.6011
554.34 | 356.2297 | 7.4952 | 50.2745 | 0 | 55.3434 | 91.2328 | 0 | 0% | 560.5754 | 204.3457 | 560.5754 | 204.3457
554.36 | 356.4781 | 7.495 | 50.3114 | 0 | 78.9619 | 91.2523 | 0 | 0% | 584.4987 | 228.0206 | 584.4987 | 228.0206
554.38 | 356.9134 | 7.4949 | 50.3747 | 0 | 89.0071 | 91.2718 | 0 | 0% | 595.062 | 238.1486 | 595.062 | 238.1486
554.4 | 357.4486 | 7.4948 | 50.4521 | 0 | 79.5279 | 91.2913 | 0 | 0% | 586.2147 | 228.766 | 586.2147 | 228.766
554.42 | 357.981 | 7.4946 | 50.5292 | 0 | 57.0821 | 91.3107 | 0 | 0% | 564.3976 | 206.4165 | 564.3976 | 206.4165
554.44 | 358.4124 | 7.4945 | 50.592 | 0 | 34.62 | 91.33 | 0 | 0% | 542.4488 | 184.0364 | 542.4488 | 184.0364
554.46 | 358.6654 | 7.4943 | 50.6296 | 0 | 20.6346 | 91.3493 | 0 | 0% | 528.7731 | 170.1078 | 528.7731 | 170.1078
554.48 | 358.6946 | 7.4941 | 50.6356 | 0 | 15.1722 | 91.3686 | 0 | 0% | 523.3652 | 164.6706 | 523.3652 | 164.6706
554.5 | 358.4941 | 7.494 | 50.6092 | 0 | 14.1143 | 91.3878 | 0 | 0% | 522.0994 | 163.6053 | 522.0994 | 163.6053
554.52 | 358.0981 | 7.4938 | 50.5552 | 0 | 15.3297 | 91.4071 | 0 | 0% | 522.8839 | 164.7858 | 522.8839 | 164.7858
554.54 | 357.5721 | 7.4936 | 50.4829 | 0 | 21.4095 | 91.4263 | 0 | 0% | 528.3844 | 170.8123 | 528.3844 | 170.8123
554.56 | 356.9939 | 7.4935 | 50.4032 | 0 | 37.3124 | 91.4455 | 0 | 0% | 543.6485 | 186.6545 | 543.6485 | 186.6545
554.58 | 356.4345 | 7.4933 | 50.3261 | 0 | 64.052 | 91.4647 | 0 | 0% | 569.7707 | 213.3362 | 569.7707 | 213.3362
554.6 | 355.9508 | 7.4932 | 50.2597 | 0 | 93.272 | 91.4839 | 0 | 0% | 598.4596 | 242.5088 | 598.4596 | 242.5088
554.62 | 355.5881 | 7.493 | 50.2104 | 0 | 109.9023 | 91.5032 | 0 | 0% | 614.697 | 259.1089 | 614.697 | 259.1089
554.64 | 355.3829 | 7.4928 | 50.1834 | 0 | 103.6305 | 91.5224 | 0 | 0% | 608.2119 | 252.829 | 608.2119 | 252.829
554.66 | 355.3584 | 7.4927 | 50.1818 | 0 | 78.0633 | 91.5416 | 0 | 0% | 582.6378 | 227.2793 | 582.6378 | 227.2793
554.68 | 355.519 | 7.4925 | 50.2064 | 0 | 46.9959 | 91.5608 | 0 | 0% | 551.7746 | 196.2556 | 551.7746 | 196.2556
554.7 | 355.8499 | 7.4923 | 50.255 | 0 | 22.6274 | 91.58 | 0 | 0% | 527.8047 | 171.9548 | 527.8047 | 171.9548
554.72 | 356.3242 | 7.4922 | 50.3239 | 0 | 8.7176 | 91.5992 | 0 | 0% | 514.4571 | 158.1329 | 514.4571 | 158.1329
554.74 | 356.9075 | 7.492 | 50.4083 | 0 | 2.688 | 91.6185 | 0 | 0% | 509.1142 | 152.2067 | 509.1142 | 152.2067
554.76 | 357.5566 | 7.4918 | 50.5018 | 0 | 0.66318 | 91.6377 | 0 | 0% | 507.8511 | 150.2946 | 507.8511 | 150.2946
554.78 | 358.2165 | 7.4917 | 50.597 | 0 | 0.13085 | 91.657 | 0 | 0% | 508.0929 | 149.8764 | 508.0929 | 149.8764
554.8 | 358.8275 | 7.4915 | 50.6852 | 0 | 0.02063 | 91.6763 | 0 | 0% | 508.7011 | 149.8736 | 508.7011 | 149.8736
554.82 | 359.3396 | 7.4914 | 50.7594 | 0 | 0.002596 | 91.6957 | 0 | 0% | 509.2887 | 149.9491 | 509.2887 | 149.9491
554.84 | 359.7255 | 7.4913 | 50.8157 | 0 | 0.00020976 | 91.7153 | 0 | 0% | 509.7481 | 150.0226 | 509.7481 | 150.0226
554.86 | 359.9817 | 7.4912 | 50.8537 | 0 | 2.5314e-13 | 91.7351 | 0 | 0% | 510.0618 | 150.08 | 510.0618 | 150.08
554.88 | 360.1214 | 7.4911 | 50.8752 | 0 | 0.00018869 | 91.7551 | 0 | 0% | 510.2429 | 150.1216 | 510.2429 | 150.1216
554.9 | 360.1668 | 7.491 | 50.8834 | 0 | 0.0017881 | 91.7751 | 0 | 0% | 510.318 | 150.1513 | 510.318 | 150.1513
554.92 | 360.1452 | 7.4909 | 50.8821 | 0 | 0.013373 | 91.7951 | 0 | 0% | 510.3266 | 150.1814 | 510.3266 | 150.1814
554.94 | 360.0856 | 7.4907 | 50.8754 | 0 | 0.078932 | 91.8149 | 0 | 0% | 510.3456 | 150.26 | 510.3456 | 150.26
554.96 | 360.0145 | 7.4905 | 50.8672 | 0 | 0.36769 | 91.8346 | 0 | 0% | 510.5745 | 150.56 | 510.5745 | 150.56
554.98 | 359.954 | 7.4901 | 50.8604 | 0 | 1.3518 | 91.8542 | 0 | 0% | 511.5105 | 151.5565 | 511.5105 | 151.5565
555 | 359.923 | 7.4896 | 50.8579 | 0 | 3.9222 | 91.8736 | 0 | 0% | 514.0663 | 154.1433 | 514.0663 | 154.1433
555.02 | 359.9407 | 7.4888 | 50.8622 | 0 | 8.9817 | 91.893 | 0 | 0% | 519.1664 | 159.2257 | 519.1664 | 159.2257
555.04 | 360.0258 | 7.4878 | 50.8761 | 0 | 16.2323 | 91.9124 | 0 | 0% | 526.5344 | 166.5086 | 526.5344 | 166.5086
555.06 | 360.1884 | 7.4867 | 50.901 | 0 | 23.1526 | 91.9318 | 0 | 0% | 533.6606 | 173.4722 | 533.6606 | 173.4722
555.08 | 360.4185 | 7.4856 | 50.9354 | 0 | 26.0629 | 91.9512 | 0 | 0% | 536.8536 | 176.4351 | 536.8536 | 176.4351
555.1 | 360.679 | 7.4844 | 50.9742 | 0 | 23.1551 | 91.9706 | 0 | 0% | 534.2633 | 173.5843 | 534.2633 | 173.5843
555.12 | 360.9081 | 7.4832 | 51.0085 | 0 | 16.2358 | 91.9901 | 0 | 0% | 527.6256 | 166.7175 | 527.6256 | 166.7175
555.14 | 361.0324 | 7.482 | 51.0279 | 0 | 8.9847 | 92.0095 | 0 | 0% | 520.5366 | 159.5042 | 520.5366 | 159.5042
555.16 | 360.9867 | 7.4808 | 51.0234 | 0 | 3.9241 | 92.029 | 0 | 0% | 515.444 | 154.4573 | 515.444 | 154.4573
555.18 | 360.7331 | 7.4796 | 50.9895 | 0 | 1.3527 | 92.0485 | 0 | 0% | 512.6033 | 151.8702 | 512.6033 | 151.8702
555.2 | 360.2696 | 7.4784 | 50.9259 | 0 | 0.36801 | 92.0679 | 0 | 0% | 511.1098 | 150.8402 | 511.1098 | 150.8402
555.22 | 359.6262 | 7.4772 | 50.8368 | 0 | 0.07902 | 92.0874 | 0 | 0% | 510.1067 | 150.4804 | 510.1067 | 150.4804
555.24 | 358.8508 | 7.476 | 50.7291 | 0 | 0.013392 | 92.1068 | 0 | 0% | 509.1761 | 150.3253 | 509.1761 | 150.3253
555.26 | 357.9915 | 7.4748 | 50.6096 | 0 | 0.0017913 | 92.1263 | 0 | 0% | 508.2039 | 150.2124 | 508.2039 | 150.2124
555.28 | 357.0861 | 7.4736 | 50.4835 | 0 | 0.00018913 | 92.1457 | 0 | 0% | 507.189 | 150.1029 | 507.189 | 150.1029
555.3 | 356.1628 | 7.4724 | 50.3549 | 0 | 4.6866e-08 | 92.1651 | 0 | 0% | 506.1552 | 149.9923 | 506.1552 | 149.9923
555.32 | 355.251 | 7.4712 | 50.2279 | 0 | 6.7009e-13 | 92.1845 | 0 | 0% | 505.1345 | 149.8835 | 505.1345 | 149.8835
555.34 | 354.3852 | 7.47 | 50.1073 | 0 | 1.4157e-12 | 92.2039 | 0 | 0% | 504.1664 | 149.7812 | 504.1664 | 149.7812
555.36 | 353.5991 | 7.4687 | 49.9981 | 0 | 2.6696e-13 | 92.2232 | 0 | 0% | 503.2891 | 149.69 | 503.2891 | 149.69
555.38 | 352.916 | 7.4675 | 49.9034 | 0 | 1.0786e-13 | 92.2425 | 0 | 0% | 502.5294 | 149.6134 | 502.5294 | 149.6134
555.4 | 352.3501 | 7.4663 | 49.8253 | 0 | 1.5101e-13 | 92.2617 | 0 | 0% | 501.9034 | 149.5533 | 501.9034 | 149.5533
555.42 | 351.9153 | 7.4651 | 49.7657 | 0 | 2.1303e-13 | 92.2809 | 0 | 0% | 501.427 | 149.5118 | 501.427 | 149.5118
555.44 | 351.6282 | 7.4639 | 49.7271 | 0 | 2.1842e-13 | 92.3001 | 0 | 0% | 501.1192 | 149.491 | 501.1192 | 149.491
555.46 | 351.4978 | 7.4626 | 49.7105 | 0 | 1.2269e-13 | 92.3193 | 0 | 0% | 500.9903 | 149.4925 | 500.9903 | 149.4925
555.48 | 351.5119 | 7.4614 | 49.7144 | 0 | 2.2381e-13 | 92.3385 | 0 | 0% | 501.0262 | 149.5144 | 501.0262 | 149.5144
555.5 | 351.636 | 7.4602 | 49.7339 | 0 | 4.5167e-14 | 92.3577 | 0 | 0% | 501.1878 | 149.5518 | 501.1878 | 149.5518
555.52 | 351.8261 | 7.459 | 49.7627 | 0 | 0 | 92.3769 | 0 | 0% | 501.4247 | 149.5986 | 501.4247 | 149.5986
555.54 | 352.0401 | 7.4577 | 49.7949 | 0 | 0 | 92.3961 | 0 | 0% | 501.6889 | 149.6488 | 501.6889 | 149.6488
555.56 | 352.238 | 7.4565 | 49.8248 | 0 | 0 | 92.4153 | 0 | 0% | 501.9346 | 149.6966 | 501.9346 | 149.6966
555.58 | 352.378 | 7.4553 | 49.8465 | 0 | 0 | 92.4345 | 0 | 0% | 502.1143 | 149.7363 | 502.1143 | 149.7363
555.6 | 352.4224 | 7.4541 | 49.8547 | 0 | 1.0247e-13 | 92.4537 | 0 | 0% | 502.185 | 149.7625 | 502.185 | 149.7625
555.62 | 352.3546 | 7.4528 | 49.847 | 0 | 2.7665e-13 | 92.4729 | 0 | 0% | 502.1274 | 149.7728 | 502.1274 | 149.7728
555.64 | 352.1932 | 7.4516 | 49.8261 | 0 | 1.5471e-13 | 92.4921 | 0 | 0% | 501.963 | 149.7699 | 501.963 | 149.7699
555.66 | 351.9926 | 7.4504 | 49.7997 | 0 | 1.2404e-13 | 92.5113 | 0 | 0% | 501.754 | 149.7614 | 501.754 | 149.7614
555.68 | 351.8309 | 7.4492 | 49.7787 | 0 | 7.82e-14 | 92.5305 | 0 | 0% | 501.5892 | 149.7584 | 501.5892 | 149.7584
555.7 | 351.7905 | 7.448 | 49.7749 | 0 | 1.3483e-13 | 92.5497 | 0 | 0% | 501.5631 | 149.7726 | 501.5631 | 149.7726
555.72 | 351.9384 | 7.4467 | 49.7977 | 0 | 1.6179e-13 | 92.569 | 0 | 0% | 501.7519 | 149.8135 | 501.7519 | 149.8135
555.74 | 352.3068 | 7.4455 | 49.8517 | 0 | 2.1033e-13 | 92.5884 | 0 | 0% | 502.1925 | 149.8857 | 502.1925 | 149.8857
555.76 | 352.8802 | 7.4444 | 49.9347 | 0 | 2.2651e-13 | 92.608 | 0 | 0% | 502.8672 | 149.9871 | 502.8672 | 149.9871
555.78 | 353.5986 | 7.4432 | 50.0382 | 0 | 5.3661e-13 | 92.6277 | 0 | 0% | 503.7077 | 150.1091 | 503.7077 | 150.1091
555.8 | 354.3816 | 7.442 | 50.1508 | 0 | 2.4943e-13 | 92.6476 | 0 | 0% | 504.622 | 150.2404 | 504.622 | 150.2404
555.82 | 355.1638 | 7.4409 | 50.2632 | 0 | 1.2337e-13 | 92.6676 | 0 | 0% | 505.5356 | 150.3718 | 505.5356 | 150.3718
555.84 | 355.9202 | 7.4397 | 50.372 | 0 | 3.1078e-13 | 92.6876 | 0 | 0% | 506.4196 | 150.4994 | 506.4196 | 150.4994
555.86 | 356.6642 | 7.4386 | 50.4791 | 0 | 0 | 92.7075 | 0 | 0% | 507.2894 | 150.6252 | 507.2894 | 150.6252
555.88 | 357.4307 | 7.4374 | 50.5894 | 0 | 0 | 92.7273 | 0 | 0% | 508.1847 | 150.754 | 508.1847 | 150.754
555.9 | 358.259 | 7.4362 | 50.7084 | 0 | 0 | 92.7468 | 0 | 0% | 509.1505 | 150.8915 | 509.1505 | 150.8915
555.92 | 359.1811 | 7.435 | 50.8408 | 0 | 0 | 92.7662 | 0 | 0% | 510.2231 | 151.042 | 510.2231 | 151.042
555.94 | 360.204 | 7.4338 | 50.9875 | 0 | 0 | 92.7854 | 0 | 0% | 511.4108 | 151.2068 | 511.4108 | 151.2068
555.96 | 361.2851 | 7.4326 | 51.1425 | 0 | 0 | 92.8046 | 0 | 0% | 512.6648 | 151.3797 | 512.6648 | 151.3797
555.98 | 362.3179 | 7.4314 | 51.2908 | 0 | 0 | 92.8237 | 0 | 0% | 513.8637 | 151.5458 | 513.8637 | 151.5458
556 | 363.1534 | 7.4301 | 51.4111 | 0 | 0 | 92.8426 | 0 | 0% | 514.8373 | 151.6839 | 514.8373 | 151.6839
556.02 | 363.65 | 7.4288 | 51.4835 | 0 | 0 | 92.8615 | 0 | 0% | 515.4239 | 151.7739 | 515.4239 | 151.7739
556.04 | 363.7209 | 7.4276 | 51.4957 | 0 | 0 | 92.8802 | 0 | 0% | 515.5244 | 151.8035 | 515.5244 | 151.8035
556.06 | 363.3501 | 7.4263 | 51.4454 | 0 | 6.4717e-14 | 92.8987 | 0 | 0% | 515.1205 | 151.7704 | 515.1205 | 151.7704
556.08 | 362.5808 | 7.425 | 51.3386 | 0 | 0 | 92.9171 | 0 | 0% | 514.2616 | 151.6808 | 514.2616 | 151.6808
556.1 | 361.4968 | 7.4237 | 51.1873 | 0 | 1.4022e-13 | 92.9355 | 0 | 0% | 513.0433 | 151.5465 | 513.0433 | 151.5465
556.12 | 360.2041 | 7.4224 | 51.0064 | 0 | 0 | 92.954 | 0 | 0% | 511.5869 | 151.3828 | 511.5869 | 151.3828
556.14 | 358.8133 | 7.4211 | 50.8116 | 0 | 0 | 92.9726 | 0 | 0% | 510.0186 | 151.2053 | 510.0186 | 151.2053
556.16 | 357.4203 | 7.4198 | 50.6164 | 0 | 0 | 92.9914 | 0 | 0% | 508.448 | 151.0276 | 508.448 | 151.0276
556.18 | 356.0943 | 7.4186 | 50.4306 | 0 | 0 | 93.0104 | 0 | 0% | 506.9538 | 150.8596 | 506.9538 | 150.8596
556.2 | 354.8787 | 7.4174 | 50.2604 | 0 | 0 | 93.0295 | 0 | 0% | 505.5859 | 150.7072 | 505.5859 | 150.7072
556.22 | 353.8015 | 7.4161 | 50.1098 | 0 | 0 | 93.0486 | 0 | 0% | 504.3761 | 150.5745 | 504.3761 | 150.5745
556.24 | 352.8805 | 7.4149 | 49.9813 | 0 | 4.0424e-06 | 93.0678 | 0 | 0% | 503.3445 | 150.464 | 503.3445 | 150.464
556.26 | 352.1179 | 7.4137 | 49.8752 | 0 | 0.00012506 | 93.087 | 0 | 0% | 502.4939 | 150.376 | 502.4939 | 150.376
556.28 | 351.4945 | 7.4125 | 49.7888 | 0 | 0.0011086 | 93.1063 | 0 | 0% | 501.8032 | 150.3087 | 501.8032 | 150.3087
556.3 | 350.9764 | 7.4113 | 49.7173 | 0 | 0.0078395 | 93.1257 | 0 | 0% | 501.2386 | 150.2622 | 501.2386 | 150.2622
556.32 | 350.5316 | 7.4101 | 49.6562 | 0 | 0.044168 | 93.1453 | 0 | 0% | 500.7873 | 150.2557 | 500.7873 | 150.2557
556.34 | 350.1379 | 7.4089 | 49.6022 | 0 | 0.19801 | 93.1651 | 0 | 0% | 500.5121 | 150.3742 | 500.5121 | 150.3742
556.36 | 349.7753 | 7.4078 | 49.5526 | 0 | 0.70685 | 93.185 | 0 | 0% | 500.6275 | 150.8522 | 500.6275 | 150.8522
556.38 | 349.4138 | 7.4067 | 49.5031 | 0 | 2.0082 | 93.205 | 0 | 0% | 501.5367 | 152.1229 | 501.5367 | 152.1229
556.4 | 349.0183 | 7.4055 | 49.4488 | 0 | 4.5705 | 93.2249 | 0 | 0% | 503.6681 | 154.6498 | 503.6681 | 154.6498
556.42 | 348.5686 | 7.4043 | 49.3868 | 0 | 8.5106 | 93.2448 | 0 | 0% | 507.1151 | 158.5465 | 507.1151 | 158.5465
556.44 | 348.0701 | 7.4032 | 49.318 | 0 | 13.774 | 93.2644 | 0 | 0% | 511.8297 | 163.7596 | 511.8297 | 163.7596
556.46 | 347.5417 | 7.402 | 49.2449 | 0 | 21.933 | 93.284 | 0 | 0% | 519.4055 | 171.8638 | 519.4055 | 171.8638
556.48 | 346.9935 | 7.4008 | 49.169 | 0 | 38.428 | 93.3034 | 0 | 0% | 535.2946 | 188.3011 | 535.2946 | 188.3011
556.5 | 346.4211 | 7.3996 | 49.0897 | 0 | 70.4816 | 93.3227 | 0 | 0% | 566.7148 | 220.2937 | 566.7148 | 220.2937
556.52 | 345.8189 | 7.3984 | 49.0062 | 0 | 117.7546 | 93.3421 | 0 | 0% | 613.3202 | 267.5013 | 613.3202 | 267.5013
556.54 | 345.197 | 7.3972 | 48.92 | 0 | 163.7743 | 93.3614 | 0 | 0% | 658.6497 | 313.4527 | 658.6497 | 313.4527
556.56 | 344.5854 | 7.396 | 48.8352 | 0 | 182.9188 | 93.3807 | 0 | 0% | 677.116 | 332.5306 | 677.116 | 332.5306
556.58 | 344.0258 | 7.3947 | 48.7577 | 0 | 162.1128 | 93.4 | 0 | 0% | 655.691 | 311.6652 | 655.691 | 311.6652
556.6 | 343.5579 | 7.3935 | 48.6933 | 0 | 113.5779 | 93.4193 | 0 | 0% | 606.642 | 263.084 | 606.642 | 263.084
556.62 | 343.2127 | 7.3923 | 48.6463 | 0 | 62.8329 | 93.4386 | 0 | 0% | 555.5227 | 212.3101 | 555.5227 | 212.3101
556.64 | 343.0151 | 7.3911 | 48.6201 | 0 | 27.4375 | 93.4579 | 0 | 0% | 519.9217 | 176.9066 | 519.9217 | 176.9066
556.66 | 342.9962 | 7.3899 | 48.6194 | 0 | 9.4562 | 93.4772 | 0 | 0% | 501.9389 | 158.9427 | 501.9389 | 158.9427
556.68 | 343.192 | 7.3887 | 48.649 | 0 | 2.5721 | 93.4964 | 0 | 0% | 495.2983 | 152.1063 | 495.2983 | 152.1063
556.7 | 343.6155 | 7.3875 | 48.7109 | 0 | 0.55217 | 93.5157 | 0 | 0% | 493.7817 | 150.1663 | 493.7817 | 150.1663
556.72 | 344.2164 | 7.3863 | 48.798 | 0 | 0.093549 | 93.5349 | 0 | 0% | 494.0291 | 149.8128 | 494.0291 | 149.8128
556.74 | 344.8738 | 7.385 | 48.8931 | 0 | 0.012509 | 93.5542 | 0 | 0% | 494.7186 | 149.8448 | 494.7186 | 149.8448
556.76 | 345.4408 | 7.3838 | 48.9754 | 0 | 0.00132 | 93.5733 | 0 | 0% | 495.3747 | 149.9339 | 495.3747 | 149.9339
556.78 | 345.8067 | 7.3826 | 49.0292 | 0 | 0 | 93.5925 | 0 | 0% | 495.811 | 150.0043 | 495.811 | 150.0043
556.8 | 345.9251 | 7.3814 | 49.0479 | 0 | 0 | 93.6116 | 0 | 0% | 495.966 | 150.0409 | 495.966 | 150.0409
556.82 | 345.8004 | 7.3801 | 49.0321 | 0 | 1.9718e-14 | 93.6307 | 0 | 0% | 495.8433 | 150.0429 | 495.8433 | 150.0429
556.84 | 345.4685 | 7.3789 | 48.987 | 0 | 1.1696e-13 | 93.6497 | 0 | 0% | 495.4842 | 150.0156 | 495.4842 | 150.0156
556.86 | 344.9978 | 7.3777 | 48.9222 | 0 | 4.4493e-14 | 93.6687 | 0 | 0% | 494.9664 | 149.9686 | 494.9664 | 149.9686
556.88 | 344.4977 | 7.3764 | 48.8533 | 0 | 3.3707e-14 | 93.6876 | 0 | 0% | 494.4151 | 149.9174 | 494.4151 | 149.9174
556.9 | 344.1074 | 7.3752 | 48.8 | 0 | 0.0004118 | 93.7065 | 0 | 0% | 493.9895 | 149.8821 | 493.9895 | 149.8821
556.92 | 343.9571 | 7.3739 | 48.7807 | 0 | 0.0039024 | 93.7254 | 0 | 0% | 493.841 | 149.8839 | 493.841 | 149.8839
556.94 | 344.1251 | 7.3727 | 48.8066 | 0 | 0.029186 | 93.7441 | 0 | 0% | 494.0777 | 149.9525 | 494.0777 | 149.9525
556.96 | 344.6139 | 7.3714 | 48.878 | 0 | 0.17227 | 93.7627 | 0 | 0% | 494.7983 | 150.1844 | 494.7983 | 150.1844
556.98 | 345.3527 | 7.3701 | 48.9849 | 0 | 0.80248 | 93.7812 | 0 | 0% | 496.2913 | 150.9386 | 496.2913 | 150.9386
557 | 346.2183 | 7.3688 | 49.1098 | 0 | 2.9503 | 93.7996 | 0 | 0% | 499.4467 | 153.2284 | 499.4467 | 153.2284
557.02 | 347.0644 | 7.3675 | 49.2319 | 0 | 8.5602 | 93.8179 | 0 | 0% | 506.0419 | 158.9775 | 506.0419 | 158.9775
557.04 | 347.7446 | 7.3662 | 49.3305 | 0 | 19.6024 | 93.8363 | 0 | 0% | 517.8799 | 170.1353 | 517.8799 | 170.1353
557.06 | 348.1258 | 7.3649 | 49.3866 | 0 | 35.4267 | 93.8548 | 0 | 0% | 534.1588 | 186.033 | 534.1588 | 186.033
557.08 | 348.1024 | 7.3636 | 49.3853 | 0 | 50.5303 | 93.8735 | 0 | 0% | 549.2552 | 201.1528 | 549.2552 | 201.1528
557.1 | 347.6248 | 7.3624 | 49.3196 | 0 | 56.8819 | 93.8924 | 0 | 0% | 555.0811 | 207.4562 | 555.0811 | 207.4562
557.12 | 346.7306 | 7.3612 | 49.1946 | 0 | 50.5357 | 93.9114 | 0 | 0% | 547.7335 | 201.0029 | 547.7335 | 201.0029
557.14 | 345.5456 | 7.3599 | 49.0284 | 0 | 35.4344 | 93.9305 | 0 | 0% | 531.2989 | 185.7533 | 531.2989 | 185.7533
557.16 | 344.2385 | 7.3587 | 48.8449 | 0 | 19.609 | 93.9497 | 0 | 0% | 514.0008 | 169.7623 | 514.0008 | 169.7623
557.18 | 342.9612 | 7.3575 | 48.6656 | 0 | 8.5644 | 93.9688 | 0 | 0% | 501.5174 | 158.5562 | 501.5174 | 158.5562
557.2 | 341.8182 | 7.3563 | 48.5053 | 0 | 2.9522 | 93.988 | 0 | 0% | 494.6199 | 152.8017 | 494.6199 | 152.8017
557.22 | 340.8739 | 7.355 | 48.3732 | 0 | 0.80317 | 94.0071 | 0 | 0% | 491.4124 | 150.5385 | 491.4124 | 150.5385
557.24 | 340.1705 | 7.3538 | 48.2753 | 0 | 0.17246 | 94.0263 | 0 | 0% | 489.9984 | 149.8278 | 489.9984 | 149.8278
557.26 | 339.7356 | 7.3526 | 48.2155 | 0 | 0.029228 | 94.0454 | 0 | 0% | 489.3783 | 149.6427 | 489.3783 | 149.6427
557.28 | 339.578 | 7.3514 | 48.195 | 0 | 0.0039096 | 94.0646 | 0 | 0% | 489.1929 | 149.6149 | 489.1929 | 149.6149
557.3 | 339.6842 | 7.3501 | 48.212 | 0 | 0.00041277 | 94.0837 | 0 | 0% | 489.3305 | 149.6463 | 489.3305 | 149.6463
557.32 | 340.0192 | 7.3489 | 48.2614 | 0 | 1.0228e-07 | 94.1029 | 0 | 0% | 489.7325 | 149.7133 | 489.7325 | 149.7133
557.34 | 340.5276 | 7.3477 | 48.3355 | 0 | 0 | 94.1221 | 0 | 0% | 490.3328 | 149.8053 | 490.3328 | 149.8053
557.36 | 341.132 | 7.3465 | 48.4232 | 0 | 3.0134e-13 | 94.1412 | 0 | 0% | 491.0429 | 149.9109 | 491.0429 | 149.9109
557.38 | 341.7336 | 7.3453 | 48.5105 | 0 | 2.4471e-13 | 94.1604 | 0 | 0% | 491.7497 | 150.0161 | 491.7497 | 150.0161
557.4 | 342.2237 | 7.344 | 48.582 | 0 | 0 | 94.1795 | 0 | 0% | 492.3293 | 150.1056 | 492.3293 | 150.1056
557.42 | 342.5058 | 7.3428 | 48.6239 | 0 | 2.2449e-13 | 94.1987 | 0 | 0% | 492.6712 | 150.1654 | 492.6712 | 150.1654
557.44 | 342.5161 | 7.3416 | 48.6273 | 0 | 0 | 94.2178 | 0 | 0% | 492.7028 | 150.1868 | 492.7028 | 150.1868
557.46 | 342.2329 | 7.3404 | 48.589 | 0 | 0 | 94.237 | 0 | 0% | 492.3993 | 150.1664 | 492.3993 | 150.1664
557.48 | 341.6769 | 7.3392 | 48.512 | 0 | 1.0584e-13 | 94.2562 | 0 | 0% | 491.7843 | 150.1073 | 491.7843 | 150.1073
557.5 | 340.909 | 7.3379 | 48.4049 | 0 | 1.4292e-13 | 94.2753 | 0 | 0% | 490.9272 | 150.0181 | 490.9272 | 150.0181
557.52 | 340.0254 | 7.3367 | 48.2813 | 0 | 1.9361e-12 | 94.2945 | 0 | 0% | 489.9379 | 149.9125 | 489.9379 | 149.9125
557.54 | 339.1423 | 7.3355 | 48.1578 | 0 | 1.5047e-12 | 94.3136 | 0 | 0% | 488.9492 | 149.8069 | 488.9492 | 149.8069
557.56 | 338.3708 | 7.3343 | 48.0502 | 0 | 9.4379e-13 | 94.3328 | 0 | 0% | 488.088 | 149.7172 | 488.088 | 149.7172
557.58 | 337.7967 | 7.3331 | 47.9705 | 0 | 2.6965e-13 | 94.3519 | 0 | 0% | 487.4522 | 149.6555 | 487.4522 | 149.6555
557.6 | 337.4799 | 7.3318 | 47.9274 | 0 | 0 | 94.3711 | 0 | 0% | 487.1103 | 149.6304 | 487.1103 | 149.6304
557.62 | 337.4678 | 7.3306 | 47.9276 | 0 | 0 | 94.3902 | 0 | 0% | 487.1163 | 149.6485 | 487.1163 | 149.6485
557.64 | 337.7979 | 7.3294 | 47.9764 | 0 | 0 | 94.4094 | 0 | 0% | 487.5131 | 149.7152 | 487.5131 | 149.7152
557.66 | 338.4803 | 7.3282 | 48.0752 | 0 | 0 | 94.4285 | 0 | 0% | 488.3122 | 149.8319 | 488.3122 | 149.8319
557.68 | 339.4774 | 7.327 | 48.2188 | 0 | 0.12519 | 94.4477 | 0 | 0% | 489.596 | 150.1186 | 489.596 | 150.1186
557.7 | 340.7063 | 7.3257 | 48.3952 | 0 | 1.3115 | 94.4668 | 0 | 0% | 492.2056 | 151.4993 | 492.2056 | 151.4993
557.72 | 342.063 | 7.3245 | 48.5899 | 0 | 10.0588 | 94.486 | 0 | 0% | 502.5221 | 160.4591 | 502.5221 | 160.4591
557.74 | 343.4416 | 7.3233 | 48.7876 | 0 | 61.2411 | 94.5051 | 0 | 0% | 555.2988 | 211.8571 | 555.2988 | 211.8571
557.76 | 344.733 | 7.3221 | 48.973 | 0 | 296.3159 | 94.5243 | 0 | 0% | 791.8683 | 447.1352 | 791.8683 | 447.1352
557.78 | 345.8236 | 7.3209 | 49.1299 | 0 | 1140.7906 | 94.5434 | 0 | 0% | 1637.6083 | 1291.7847 | 1637.6083 | 1291.7847
557.8 | 346.6233 | 7.3196 | 49.2454 | 0 | 3499.0004 | 94.5626 | 0 | 0% | 3996.7513 | 3650.128 | 3996.7513 | 3650.128
557.82 | 347.1123 | 7.3184 | 49.3169 | 0 | 8560.7902 | 94.5817 | 0 | 0% | 9059.1195 | 8712.0072 | 9059.1195 | 8712.0072
557.84 | 347.3591 | 7.3172 | 49.3539 | 0 | 16727.1534 | 94.6008 | 0 | 0% | 17225.7844 | 16878.4253 | 17225.7844 | 16878.4253
557.86 | 347.4809 | 7.316 | 49.3731 | 0 | 26127.4738 | 94.62 | 0 | 0% | 26626.2638 | 26278.7829 | 26626.2638 | 26278.7829
557.88 | 347.5832 | 7.3148 | 49.3896 | 0 | 32647.6984 | 94.6391 | 0 | 0% | 33146.6251 | 32799.0419 | 33146.6251 | 32799.0419
557.9 | 347.7328 | 7.3135 | 49.4128 | 0 | 32647.6947 | 94.6582 | 0 | 0% | 33146.8121 | 32799.0793 | 33146.8121 | 32799.0793
557.92 | 347.9688 | 7.3123 | 49.4483 | 0 | 26127.4651 | 94.6773 | 0 | 0% | 26626.8718 | 26278.9031 | 26626.8718 | 26278.9031
557.94 | 348.313 | 7.3111 | 49.4993 | 0 | 16727.1443 | 94.6963 | 0 | 0% | 17226.9639 | 16878.6509 | 17226.9639 | 16878.6509
557.96 | 348.7539 | 7.3098 | 49.5639 | 0 | 8560.7839 | 94.7152 | 0 | 0% | 9061.1267 | 8712.3728 | 9061.1267 | 8712.3728
557.98 | 349.2306 | 7.3086 | 49.6336 | 0 | 3498.9971 | 94.7341 | 0 | 0% | 3999.9041 | 3650.6735 | 3999.9041 | 3650.6735
558 | 349.6578 | 7.3073 | 49.6964 | 0 | 1140.7893 | 94.753 | 0 | 0% | 1642.2038 | 1292.546 | 1642.2038 | 1292.546
558.02 | 349.981 | 7.3061 | 49.7443 | 0 | 296.3155 | 94.7719 | 0 | 0% | 798.1188 | 448.1378 | 798.1188 | 448.1378
558.04 | 350.208 | 7.3048 | 49.7786 | 0 | 61.241 | 94.7908 | 0 | 0% | 563.3231 | 213.1152 | 563.3231 | 213.1152
558.06 | 350.38 | 7.3036 | 49.805 | 0 | 10.0588 | 94.8096 | 0 | 0% | 512.3571 | 161.977 | 512.3571 | 161.977
558.08 | 350.5224 | 7.3024 | 49.8273 | 0 | 1.3119 | 94.8285 | 0 | 0% | 503.7925 | 153.2701 | 503.7925 | 153.2701
558.1 | 350.63 | 7.3011 | 49.8446 | 0 | 0.12863 | 94.8474 | 0 | 0% | 502.7518 | 152.1218 | 502.7518 | 152.1218
558.12 | 350.6961 | 7.2999 | 49.856 | 0 | 0.025707 | 94.8664 | 0 | 0% | 502.744 | 152.0479 | 502.744 | 152.0479
558.14 | 350.7351 | 7.2986 | 49.8635 | 0 | 0.15173 | 94.8853 | 0 | 0% | 502.9343 | 152.1992 | 502.9343 | 152.1992
558.16 | 350.7667 | 7.2974 | 49.8701 | 0 | 0.70681 | 94.9043 | 0 | 0% | 503.5452 | 152.7785 | 503.5452 | 152.7785
558.18 | 350.7818 | 7.2962 | 49.8743 | 0 | 2.5985 | 94.9232 | 0 | 0% | 505.474 | 154.6921 | 505.474 | 154.6921
558.2 | 350.7354 | 7.2949 | 49.8697 | 0 | 7.5395 | 94.9421 | 0 | 0% | 510.3816 | 159.6462 | 510.3816 | 159.6462
558.22 | 350.5742 | 7.2937 | 49.8489 | 0 | 17.2646 | 94.9609 | 0 | 0% | 519.9422 | 169.368 | 519.9422 | 169.368
558.24 | 350.2713 | 7.2924 | 49.808 | 0 | 31.2008 | 94.9796 | 0 | 0% | 533.552 | 183.2807 | 533.552 | 183.2807
558.26 | 349.839 | 7.2911 | 49.7486 | 0 | 44.5011 | 94.9981 | 0 | 0% | 546.378 | 196.539 | 546.378 | 196.539
558.28 | 349.3206 | 7.2898 | 49.6771 | 0 | 50.0925 | 95.0164 | 0 | 0% | 551.3965 | 202.0759 | 551.3965 | 202.0759
558.3 | 348.7743 | 7.2885 | 49.6016 | 0 | 44.5011 | 95.0347 | 0 | 0% | 545.2002 | 196.4259 | 545.2002 | 196.4259
558.32 | 348.2592 | 7.2872 | 49.5305 | 0 | 31.2008 | 95.0529 | 0 | 0% | 531.3306 | 183.0714 | 531.3306 | 183.0714
558.34 | 347.8211 | 7.2859 | 49.4703 | 0 | 17.2646 | 95.0712 | 0 | 0% | 516.9131 | 169.0921 | 516.9131 | 169.0921
558.36 | 347.4784 | 7.2846 | 49.4237 | 0 | 7.5395 | 95.0897 | 0 | 0% | 506.816 | 159.3376 | 506.816 | 159.3376
558.38 | 347.2118 | 7.2834 | 49.3879 | 0 | 2.5985 | 95.1084 | 0 | 0% | 501.5899 | 154.3781 | 501.5899 | 154.3781
558.4 | 346.9619 | 7.2821 | 49.3543 | 0 | 0.70681 | 95.1272 | 0 | 0% | 499.4324 | 152.4705 | 499.4324 | 152.4705
558.42 | 346.639 | 7.2809 | 49.3104 | 0 | 0.15173 | 95.1462 | 0 | 0% | 498.5282 | 151.8892 | 498.5282 | 151.8892
558.44 | 346.1408 | 7.2797 | 49.2415 | 0 | 0.025707 | 95.1652 | 0 | 0% | 497.8529 | 151.7121 | 497.8529 | 151.7121
558.46 | 345.3757 | 7.2784 | 49.1346 | 0 | 0.0034373 | 95.1844 | 0 | 0% | 496.9766 | 151.6009 | 496.9766 | 151.6009
558.48 | 344.2899 | 7.2772 | 48.9821 | 0 | 0.00036273 | 95.2035 | 0 | 0% | 495.7531 | 151.4632 | 495.7531 | 151.4632
558.5 | 342.894 | 7.276 | 48.7854 | 0 | 0 | 95.2226 | 0 | 0% | 494.178 | 151.284 | 494.178 | 151.284
558.52 | 341.277 | 7.2748 | 48.5573 | 0 | 0 | 95.2417 | 0 | 0% | 492.3508 | 151.0738 | 492.3508 | 151.0738
558.54 | 339.5896 | 7.2736 | 48.3192 | 0 | 0 | 95.2607 | 0 | 0% | 490.4431 | 150.8534 | 490.4431 | 150.8534
558.56 | 337.9936 | 7.2723 | 48.094 | 0 | 0 | 95.2796 | 0 | 0% | 488.6396 | 150.646 | 488.6396 | 150.646
558.58 | 336.6069 | 7.2711 | 47.8987 | 0 | 6.9436e-14 | 95.2985 | 0 | 0% | 487.0751 | 150.4682 | 487.0751 | 150.4682
558.6 | 335.4793 | 7.2698 | 47.7402 | 0 | 1.9145e-13 | 95.3172 | 0 | 0% | 485.8066 | 150.3272 | 485.8066 | 150.3272
558.62 | 334.598 | 7.2686 | 47.6167 | 0 | 3.5055e-14 | 95.3359 | 0 | 0% | 484.8193 | 150.2212 | 484.8193 | 150.2212
558.64 | 333.8971 | 7.2673 | 47.5189 | 0 | 2.9662e-14 | 95.3546 | 0 | 0% | 484.0379 | 150.1408 | 484.0379 | 150.1408
558.66 | 333.2574 | 7.266 | 47.4299 | 0 | 1.3618e-13 | 95.3732 | 0 | 0% | 483.3265 | 150.0691 | 483.3265 | 150.0691
558.68 | 332.5196 | 7.2648 | 47.3268 | 0 | 2.0224e-13 | 95.3919 | 0 | 0% | 482.503 | 149.9835 | 482.503 | 149.9835
558.7 | 331.5384 | 7.2635 | 47.1891 | 0 | 3.0201e-13 | 95.4106 | 0 | 0% | 481.4016 | 149.8632 | 481.4016 | 149.8632
558.72 | 330.2596 | 7.2623 | 47.009 | 0 | 2.1471e-13 | 95.4293 | 0 | 0% | 479.9602 | 149.7006 | 479.9602 | 149.7006
558.74 | 328.7537 | 7.261 | 46.7966 | 0 | 0 | 95.448 | 0 | 0% | 478.2593 | 149.5056 | 478.2593 | 149.5056
558.76 | 327.1697 | 7.2597 | 46.5731 | 0 | 2.4977e-13 | 95.4668 | 0 | 0% | 476.4694 | 149.2996 | 476.4694 | 149.2996
558.78 | 325.6569 | 7.2585 | 46.3597 | 0 | 0 | 95.4855 | 0 | 0% | 474.7606 | 149.1037 | 474.7606 | 149.1037
558.8 | 324.3224 | 7.2572 | 46.1717 | 0 | 0 | 95.5041 | 0 | 0% | 473.2555 | 148.9331 | 473.2555 | 148.9331
558.82 | 323.2402 | 7.256 | 46.0197 | 0 | 0 | 95.5228 | 0 | 0% | 472.0387 | 148.7984 | 472.0387 | 148.7984
558.84 | 322.4674 | 7.2547 | 45.9117 | 0 | 4.0448e-14 | 95.5414 | 0 | 0% | 471.1751 | 148.7077 | 471.1751 | 148.7077
558.86 | 322.0319 | 7.2534 | 45.8517 | 0 | 0.0011523 | 95.5598 | 0 | 0% | 470.6979 | 148.6661 | 470.6979 | 148.6661
558.88 | 321.9084 | 7.2521 | 45.8361 | 0 | 0.010973 | 95.5783 | 0 | 0% | 470.5859 | 148.6775 | 470.5859 | 148.6775
558.9 | 322.0174 | 7.2508 | 45.8536 | 0 | 0.082171 | 95.5967 | 0 | 0% | 470.8007 | 148.7833 | 470.8007 | 148.7833
558.92 | 322.2571 | 7.2496 | 45.8897 | 0 | 0.48581 | 95.6152 | 0 | 0% | 471.4974 | 149.2403 | 471.4974 | 149.2403
558.94 | 322.5474 | 7.2483 | 45.933 | 0 | 2.2678 | 95.6339 | 0 | 0% | 473.6304 | 151.083 | 473.6304 | 151.083
558.96 | 322.8597 | 7.2471 | 45.9793 | 0 | 8.3592 | 95.6528 | 0 | 0% | 480.0981 | 157.2384 | 480.0981 | 157.2384
558.98 | 323.2177 | 7.2458 | 46.0322 | 0 | 24.335 | 95.6718 | 0 | 0% | 496.5025 | 173.2848 | 496.5025 | 173.2848
559 | 323.6728 | 7.2446 | 46.0989 | 0 | 55.9595 | 95.6908 | 0 | 0% | 528.6666 | 204.9938 | 528.6666 | 204.9938
559.02 | 324.2683 | 7.2434 | 46.1856 | 0 | 101.6694 | 95.7098 | 0 | 0% | 575.0765 | 250.8082 | 575.0765 | 250.8082
559.04 | 325.0201 | 7.2422 | 46.2945 | 0 | 145.9828 | 95.7288 | 0 | 0% | 620.2684 | 295.2483 | 620.2684 | 295.2483
559.06 | 325.9252 | 7.2409 | 46.4253 | 0 | 165.7133 | 95.7478 | 0 | 0% | 641.0526 | 315.1274 | 641.0526 | 315.1274
559.08 | 326.9766 | 7.2397 | 46.577 | 0 | 148.779 | 95.7668 | 0 | 0% | 625.339 | 298.3624 | 625.339 | 298.3624
559.1 | 328.1609 | 7.2385 | 46.7476 | 0 | 105.7008 | 95.7857 | 0 | 0% | 583.6334 | 255.4725 | 583.6334 | 255.4725
559.12 | 329.4398 | 7.2372 | 46.9317 | 0 | 59.4617 | 95.8046 | 0 | 0% | 538.875 | 209.4352 | 538.875 | 209.4352
559.14 | 330.7465 | 7.236 | 47.1197 | 0 | 26.5058 | 95.8236 | 0 | 0% | 507.4316 | 176.6851 | 507.4316 | 176.6851
559.16 | 332.0124 | 7.2348 | 47.302 | 0 | 9.3705 | 95.8425 | 0 | 0% | 491.7622 | 159.7498 | 491.7622 | 159.7498
559.18 | 333.1985 | 7.2335 | 47.4729 | 0 | 2.6299 | 95.8613 | 0 | 0% | 486.3962 | 153.1977 | 486.3962 | 153.1977
559.2 | 334.2966 | 7.2323 | 47.6313 | 0 | 0.58662 | 95.8801 | 0 | 0% | 485.627 | 151.3304 | 485.627 | 151.3304
559.22 | 335.2989 | 7.231 | 47.7761 | 0 | 0.10412 | 95.8989 | 0 | 0% | 486.309 | 151.0101 | 486.309 | 151.0101
559.24 | 336.1721 | 7.2298 | 47.9025 | 0 | 0.014724 | 95.9176 | 0 | 0% | 487.2367 | 151.0646 | 487.2367 | 151.0646
559.26 | 336.8625 | 7.2285 | 48.0029 | 0 | 0.001661 | 95.9363 | 0 | 0% | 488.0319 | 151.1694 | 488.0319 | 151.1694
559.28 | 337.3246 | 7.2273 | 48.0707 | 0 | 5.3689e-05 | 95.9551 | 0 | 0% | 488.5778 | 151.2531 | 488.5778 | 151.2531
559.3 | 337.5486 | 7.226 | 48.1046 | 0 | 1.7528e-14 | 95.9739 | 0 | 0% | 488.8532 | 151.3046 | 488.8532 | 151.3046
559.32 | 337.5707 | 7.2248 | 48.1098 | 0 | 1.6988e-13 | 95.9928 | 0 | 0% | 488.898 | 151.3274 | 488.898 | 151.3274
559.34 | 337.4633 | 7.2235 | 48.0966 | 0 | 5.865e-14 | 96.0115 | 0 | 0% | 488.7949 | 151.3316 | 488.7949 | 151.3316
559.36 | 337.3114 | 7.2223 | 48.077 | 0 | 0 | 96.0302 | 0 | 0% | 488.6408 | 151.3294 | 488.6408 | 151.3294
559.38 | 337.1892 | 7.221 | 48.0617 | 0 | 0 | 96.0487 | 0 | 0% | 488.5206 | 151.3314 | 488.5206 | 151.3314
559.4 | 337.15 | 7.2197 | 48.0582 | 0 | 0 | 96.0671 | 0 | 0% | 488.4951 | 151.345 | 488.4951 | 151.345
559.42 | 337.2268 | 7.2184 | 48.0713 | 0 | 0 | 96.0854 | 0 | 0% | 488.6019 | 151.3751 | 488.6019 | 151.3751
559.44 | 337.4325 | 7.2171 | 48.1028 | 0 | 0 | 96.1036 | 0 | 0% | 488.856 | 151.4235 | 488.856 | 151.4235
559.46 | 337.7551 | 7.2158 | 48.1509 | 0 | 0 | 96.1219 | 0 | 0% | 489.2438 | 151.4886 | 489.2438 | 151.4886
559.48 | 338.1571 | 7.2145 | 48.2103 | 0 | 0 | 96.1403 | 0 | 0% | 489.7222 | 151.5651 | 489.7222 | 151.5651
559.5 | 338.5923 | 7.2133 | 48.2744 | 0 | 0 | 96.1589 | 0 | 0% | 490.2388 | 151.6465 | 490.2388 | 151.6465
559.52 | 339.0343 | 7.212 | 48.3394 | 0 | 0 | 96.1776 | 0 | 0% | 490.7633 | 151.729 | 490.7633 | 151.729
559.54 | 339.4908 | 7.2108 | 48.4065 | 0 | 0 | 96.1965 | 0 | 0% | 491.3045 | 151.8137 | 491.3045 | 151.8137
559.56 | 339.9884 | 7.2096 | 48.4794 | 0 | 0 | 96.2154 | 0 | 0% | 491.8929 | 151.9044 | 491.8929 | 151.9044
559.58 | 340.5382 | 7.2083 | 48.5598 | 0 | 0 | 96.2345 | 0 | 0% | 492.5408 | 152.0026 | 492.5408 | 152.0026
559.6 | 341.108 | 7.2071 | 48.643 | 0 | 0 | 96.2535 | 0 | 0% | 493.2116 | 152.1036 | 493.2116 | 152.1036
559.62 | 341.6179 | 7.2059 | 48.7177 | 0 | 0 | 96.2725 | 0 | 0% | 493.814 | 152.1961 | 493.814 | 152.1961
559.64 | 341.9609 | 7.2047 | 48.7686 | 0 | 2.8314e-13 | 96.2915 | 0 | 0% | 494.2256 | 152.2647 | 494.2256 | 152.2647
559.66 | 342.0412 | 7.2034 | 48.782 | 0 | 2.2921e-13 | 96.3105 | 0 | 0% | 494.3371 | 152.2959 | 494.3371 | 152.2959
559.68 | 341.8112 | 7.2022 | 48.7512 | 0 | 8.0896e-14 | 96.3294 | 0 | 0% | 494.0941 | 152.2829 | 494.0941 | 152.2829
559.7 | 341.2881 | 7.201 | 48.6786 | 0 | 2.5887e-13 | 96.3484 | 0 | 0% | 493.5161 | 152.228 | 493.5161 | 152.228
559.72 | 340.5494 | 7.1997 | 48.5752 | 0 | 2.6224e-13 | 96.3673 | 0 | 0% | 492.6917 | 152.1423 | 492.6917 | 152.1423
559.74 | 339.7195 | 7.1985 | 48.4588 | 0 | 0.00050851 | 96.3862 | 0 | 0% | 491.7636 | 152.044 | 491.7636 | 152.044
559.76 | 338.9549 | 7.1973 | 48.3518 | 0 | 0.0048187 | 96.405 | 0 | 0% | 490.9137 | 151.9588 | 490.9137 | 151.9588
559.78 | 338.4221 | 7.196 | 48.2778 | 0 | 0.036038 | 96.4237 | 0 | 0% | 490.3557 | 151.9335 | 490.3557 | 151.9335
559.8 | 338.2597 | 7.1948 | 48.2566 | 0 | 0.21271 | 96.4424 | 0 | 0% | 490.3662 | 152.1065 | 490.3662 | 152.1065
559.82 | 338.5308 | 7.1935 | 48.2973 | 0 | 0.99087 | 96.461 | 0 | 0% | 491.4735 | 152.9427 | 491.4735 | 152.9427
559.84 | 339.1982 | 7.1922 | 48.3946 | 0 | 3.6428 | 96.4796 | 0 | 0% | 494.9075 | 155.7093 | 494.9075 | 155.7093
559.86 | 340.1395 | 7.191 | 48.531 | 0 | 10.5695 | 96.4982 | 0 | 0% | 502.9291 | 162.7896 | 502.9291 | 162.7896
559.88 | 341.1882 | 7.1897 | 48.6827 | 0 | 24.2029 | 96.5167 | 0 | 0% | 517.7802 | 176.5921 | 517.7802 | 176.5921
559.9 | 342.1736 | 7.1884 | 48.8255 | 0 | 43.7399 | 96.5351 | 0 | 0% | 538.4625 | 196.2889 | 538.4625 | 196.2889
559.92 | 342.9493 | 7.1871 | 48.9383 | 0 | 62.3854 | 96.5534 | 0 | 0% | 558.0136 | 215.0643 | 558.0136 | 215.0643
559.94 | 343.4139 | 7.1859 | 49.0068 | 0 | 70.2239 | 96.5716 | 0 | 0% | 566.402 | 222.9882 | 566.402 | 222.9882
559.96 | 343.527 | 7.1847 | 49.0251 | 0 | 62.3854 | 96.5898 | 0 | 0% | 558.712 | 215.185 | 558.712 | 215.185
559.98 | 343.3104 | 7.1836 | 48.9964 | 0 | 43.7399 | 96.6081 | 0 | 0% | 539.8383 | 196.5279 | 539.8383 | 196.5279
560 | 342.8257 | 7.1826 | 48.9293 | 0 | 24.2029 | 96.6267 | 0 | 0% | 519.7674 | 176.9416 | 519.7674 | 176.9416
560.02 | 342.1362 | 7.1819 | 48.833 | 0 | 10.5695 | 96.6456 | 0 | 0% | 505.3662 | 163.23 | 505.3662 | 163.23
560.04 | 341.2721 | 7.1813 | 48.7117 | 0 | 3.6428 | 96.6646 | 0 | 0% | 497.4725 | 156.2004 | 497.4725 | 156.2004
560.06 | 340.2208 | 7.1808 | 48.5637 | 0 | 0.99087 | 96.6835 | 0 | 0% | 493.6397 | 153.4188 | 493.6397 | 153.4188
560.08 | 338.945 | 7.1803 | 48.3836 | 0 | 0.21271 | 96.7023 | 0 | 0% | 491.4239 | 152.4789 | 491.4239 | 152.4789
560.1 | 337.4223 | 7.1799 | 48.1683 | 0 | 0.036038 | 96.721 | 0 | 0% | 489.5275 | 152.1052 | 489.5275 | 152.1052
560.12 | 335.6882 | 7.1794 | 47.9227 | 0 | 0.0048187 | 96.7397 | 0 | 0% | 487.5348 | 151.8466 | 487.5348 | 151.8466
560.14 | 333.8527 | 7.179 | 47.6627 | 0 | 0.00050851 | 96.7583 | 0 | 0% | 485.4531 | 151.6004 | 485.4531 | 151.6004
560.16 | 332.0793 | 7.1785 | 47.4115 | 0 | 0 | 96.7769 | 0 | 0% | 483.4462 | 151.3669 | 483.4462 | 151.3669
560.18 | 330.5429 | 7.1781 | 47.1941 | 0 | 0 | 96.7956 | 0 | 0% | 481.7106 | 151.1678 | 481.7106 | 151.1678
560.2 | 329.3932 | 7.1777 | 47.0319 | 0 | 2.3932e-14 | 96.8143 | 0 | 0% | 480.417 | 151.0239 | 480.417 | 151.0239
560.22 | 328.7327 | 7.1772 | 46.9396 | 0 | 3.2106e-14 | 96.8329 | 0 | 0% | 479.6825 | 150.9498 | 479.6825 | 150.9498
560.24 | 328.6033 | 7.1768 | 46.9232 | 0 | 9.0924e-14 | 96.8516 | 0 | 0% | 479.5549 | 150.9516 | 479.5549 | 150.9516
560.26 | 328.9784 | 7.1764 | 46.9788 | 0 | 1.4933e-13 | 96.8703 | 0 | 0% | 480.0039 | 151.0255 | 480.0039 | 151.0255
560.28 | 329.7642 | 7.1759 | 47.0931 | 0 | 1.6369e-13 | 96.8889 | 0 | 0% | 480.9221 | 151.1579 | 480.9221 | 151.1579
560.3 | 330.8172 | 7.1755 | 47.2455 | 0 | 2.1488e-13 | 96.9075 | 0 | 0% | 482.1457 | 151.3285 | 482.1457 | 151.3285
560.32 | 331.9786 | 7.175 | 47.4135 | 0 | 2.2381e-13 | 96.926 | 0 | 0% | 483.493 | 151.5145 | 483.493 | 151.5145
560.34 | 333.1127 | 7.1746 | 47.5776 | 0 | 1.564e-13 | 96.9443 | 0 | 0% | 484.809 | 151.6964 | 484.809 | 151.6964
560.36 | 334.1364 | 7.1741 | 47.7259 | 0 | 8.629e-14 | 96.9625 | 0 | 0% | 485.9989 | 151.8625 | 485.9989 | 151.8625
560.38 | 335.0296 | 7.1736 | 47.8556 | 0 | 0 | 96.9807 | 0 | 0% | 487.0396 | 152.01 | 487.0396 | 152.01
560.4 | 335.8243 | 7.1731 | 47.9713 | 0 | 0 | 96.9991 | 0 | 0% | 487.9678 | 152.1435 | 487.9678 | 152.1435
560.42 | 336.5778 | 7.1727 | 48.081 | 0 | 0 | 97.0176 | 0 | 0% | 488.8491 | 152.2712 | 488.8491 | 152.2712
560.44 | 337.3444 | 7.1722 | 48.1925 | 0 | 0 | 97.0363 | 0 | 0% | 489.7454 | 152.401 | 489.7454 | 152.401
560.46 | 338.1546 | 7.1718 | 48.3103 | 0 | 7.3142e-05 | 97.0551 | 0 | 0% | 490.6919 | 152.5373 | 490.6919 | 152.5373
560.48 | 339.009 | 7.1714 | 48.4344 | 0 | 0.0022629 | 97.0741 | 0 | 0% | 491.6912 | 152.6822 | 491.6912 | 152.6822
560.5 | 339.8854 | 7.171 | 48.5616 | 0 | 0.020059 | 97.0931 | 0 | 0% | 492.7312 | 152.8458 | 492.7312 | 152.8458
560.52 | 340.7554 | 7.1706 | 48.6879 | 0 | 0.14185 | 97.1122 | 0 | 0% | 493.8679 | 153.1125 | 493.8679 | 153.1125
560.54 | 341.6041 | 7.1702 | 48.8111 | 0 | 0.79916 | 97.1312 | 0 | 0% | 495.5158 | 153.9117 | 495.5158 | 153.9117
560.56 | 342.4448 | 7.1698 | 48.9333 | 0 | 3.5828 | 97.1501 | 0 | 0% | 499.2808 | 156.836 | 499.2808 | 156.836
560.58 | 343.3216 | 7.1694 | 49.0606 | 0 | 12.7656 | 97.169 | 0 | 0% | 509.4862 | 166.1646 | 509.4862 | 166.1646
560.6 | 344.2973 | 7.169 | 49.2021 | 0 | 36.1092 | 97.1878 | 0 | 0% | 533.9653 | 189.668 | 533.9653 | 189.668
560.62 | 345.4301 | 7.1685 | 49.366 | 0 | 81.0055 | 97.2065 | 0 | 0% | 580.1767 | 234.7466 | 580.1767 | 234.7466
560.64 | 346.7508 | 7.1681 | 49.5569 | 0 | 143.9977 | 97.2253 | 0 | 0% | 644.6987 | 297.9479 | 644.6987 | 297.9479
560.66 | 348.2516 | 7.1677 | 49.7734 | 0 | 202.6837 | 97.244 | 0 | 0% | 705.1205 | 356.8689 | 705.1205 | 356.8689
560.68 | 349.8872 | 7.1672 | 50.0093 | 0 | 225.7536 | 97.2627 | 0 | 0% | 730.08 | 380.1928 | 730.08 | 380.1928
560.7 | 351.5815 | 7.1668 | 50.2536 | 0 | 198.8744 | 97.2814 | 0 | 0% | 705.1575 | 353.5761 | 705.1575 | 353.5761
560.72 | 353.2389 | 7.1663 | 50.4926 | 0 | 138.5057 | 97.2999 | 0 | 0% | 646.7034 | 293.4645 | 646.7034 | 293.4645
560.74 | 354.7561 | 7.1659 | 50.7116 | 0 | 76.2344 | 97.3183 | 0 | 0% | 586.1863 | 231.4302 | 586.1863 | 231.4302
560.76 | 356.0331 | 7.1654 | 50.8964 | 0 | 33.1519 | 97.3367 | 0 | 0% | 544.5835 | 188.5504 | 544.5835 | 188.5504
560.78 | 356.9892 | 7.165 | 51.0352 | 0 | 11.3879 | 97.3551 | 0 | 0% | 523.9324 | 166.9432 | 523.9324 | 166.9432
560.8 | 357.5822 | 7.1645 | 51.1222 | 0 | 3.0894 | 97.3737 | 0 | 0% | 516.3321 | 158.7499 | 516.3321 | 158.7499
560.82 | 357.827 | 7.1641 | 51.1594 | 0 | 0.66182 | 97.3925 | 0 | 0% | 514.2048 | 156.3778 | 514.2048 | 156.3778
560.84 | 357.7934 | 7.1637 | 51.1568 | 0 | 0.11194 | 97.4113 | 0 | 0% | 513.637 | 155.8437 | 513.637 | 155.8437
560.86 | 357.5787 | 7.1632 | 51.1284 | 0 | 0.014948 | 97.4299 | 0 | 0% | 513.3152 | 155.7365 | 513.3152 | 155.7365
560.88 | 357.271 | 7.1628 | 51.0867 | 0 | 0.0015698 | 97.4484 | 0 | 0% | 512.9704 | 155.6994 | 512.9704 | 155.6994
560.9 | 356.927 | 7.1623 | 51.0398 | 0 | 1.6011e-14 | 97.4667 | 0 | 0% | 512.5959 | 155.6688 | 512.5959 | 155.6688
560.92 | 356.5728 | 7.1618 | 50.9914 | 0 | 0 | 97.485 | 0 | 0% | 512.2111 | 155.6382 | 512.2111 | 155.6382
560.94 | 356.2159 | 7.1614 | 50.9427 | 0 | 0 | 97.5032 | 0 | 0% | 511.8231 | 155.6072 | 511.8231 | 155.6072
560.96 | 355.8575 | 7.1609 | 50.8937 | 0 | 2.737e-13 | 97.5214 | 0 | 0% | 511.4335 | 155.576 | 511.4335 | 155.576
560.98 | 355.5015 | 7.1604 | 50.8451 | 0 | 4.5841e-14 | 97.5396 | 0 | 0% | 511.0466 | 155.5451 | 511.0466 | 155.5451
561 | 355.1597 | 7.1599 | 50.7985 | 0 | 0 | 97.5578 | 0 | 0% | 510.6759 | 155.5162 | 510.6759 | 155.5162
561.02 | 354.8532 | 7.1595 | 50.757 | 0 | 1.0247e-13 | 97.576 | 0 | 0% | 510.3455 | 155.4924 | 510.3455 | 155.4924
561.04 | 354.6113 | 7.159 | 50.7247 | 0 | 0 | 97.594 | 0 | 0% | 510.0889 | 155.4776 | 510.0889 | 155.4776
561.06 | 354.4656 | 7.1584 | 50.7062 | 0 | 2.6965e-14 | 97.6117 | 0 | 0% | 509.942 | 155.4764 | 509.942 | 155.4764
561.08 | 354.4422 | 7.1579 | 50.7052 | 0 | 5.6627e-14 | 97.6293 | 0 | 0% | 509.9346 | 155.4924 | 509.9346 | 155.4924
561.1 | 354.5534 | 7.1574 | 50.7235 | 0 | 1.4966e-13 | 97.6469 | 0 | 0% | 510.0812 | 155.5277 | 510.0812 | 155.5277
561.12 | 354.7921 | 7.1569 | 50.7599 | 0 | 2.0629e-13 | 97.6648 | 0 | 0% | 510.3737 | 155.5816 | 510.3737 | 155.5816
561.14 | 355.1325 | 7.1564 | 50.8109 | 0 | 1.9259e-13 | 97.6832 | 0 | 0% | 510.783 | 155.6505 | 510.783 | 155.6505
561.16 | 355.5396 | 7.156 | 50.8713 | 0 | 1.4292e-13 | 97.7021 | 0 | 0% | 511.2689 | 155.7294 | 511.2689 | 155.7294
561.18 | 355.9801 | 7.1556 | 50.9365 | 0 | 1.6382e-13 | 97.7211 | 0 | 0% | 511.7933 | 155.8132 | 511.7933 | 155.8132
561.2 | 356.4289 | 7.1552 | 51.0029 | 0 | 1.0112e-13 | 97.7401 | 0 | 0% | 512.3271 | 155.8982 | 512.3271 | 155.8982
561.22 | 356.8659 | 7.1548 | 51.0675 | 0 | 0 | 97.759 | 0 | 0% | 512.8472 | 155.9813 | 512.8472 | 155.9813
561.24 | 357.2669 | 7.1543 | 51.1271 | 0 | 0 | 97.7777 | 0 | 0% | 513.3261 | 156.0592 | 513.3261 | 156.0592
561.26 | 357.5926 | 7.1539 | 51.1758 | 0 | 0 | 97.7965 | 0 | 0% | 513.7189 | 156.1263 | 513.7189 | 156.1263
561.28 | 357.7809 | 7.1535 | 51.2049 | 0 | 0 | 97.8154 | 0 | 0% | 513.9548 | 156.1738 | 513.9548 | 156.1738
561.3 | 357.7465 | 7.1531 | 51.2021 | 0 | 0 | 97.8346 | 0 | 0% | 513.9362 | 156.1898 | 513.9362 | 156.1898
561.32 | 357.3911 | 7.1528 | 51.1533 | 0 | 0 | 97.8539 | 0 | 0% | 513.551 | 156.16 | 513.551 | 156.16
561.34 | 356.6235 | 7.1524 | 51.0455 | 0 | 0 | 97.8733 | 0 | 0% | 512.6946 | 156.0711 | 512.6946 | 156.0711
561.36 | 355.3826 | 7.152 | 50.87 | 0 | 0 | 97.8925 | 0 | 0% | 511.297 | 155.9144 | 511.297 | 155.9144
561.38 | 353.6572 | 7.1516 | 50.6251 | 0 | 0 | 97.9115 | 0 | 0% | 509.3453 | 155.6881 | 509.3453 | 155.6881
561.4 | 351.4974 | 7.1512 | 50.318 | 0 | 0 | 97.9303 | 0 | 0% | 506.8968 | 155.3994 | 506.8968 | 155.3994
561.42 | 349.0128 | 7.1507 | 49.9644 | 0 | 1.3483e-14 | 97.949 | 0 | 0% | 504.0769 | 155.0641 | 504.0769 | 155.0641
561.44 | 346.3569 | 7.1503 | 49.5863 | 0 | 1.0761e-13 | 97.9676 | 0 | 0% | 501.0611 | 154.7042 | 501.0611 | 154.7042
561.46 | 343.6993 | 7.1499 | 49.2079 | 0 | 5.056e-14 | 97.9861 | 0 | 0% | 498.0431 | 154.3439 | 498.0431 | 154.3439
561.48 | 341.1967 | 7.1494 | 48.8517 | 0 | 3.9437e-14 | 98.0046 | 0 | 0% | 495.2024 | 154.0057 | 495.2024 | 154.0057
561.5 | 338.9714 | 7.149 | 48.5352 | 0 | 3.3707e-16 | 98.0231 | 0 | 0% | 492.6786 | 153.7073 | 492.6786 | 153.7073
561.52 | 337.0982 | 7.1485 | 48.2691 | 0 | 0 | 98.0416 | 0 | 0% | 490.5574 | 153.4592 | 490.5574 | 153.4592
561.54 | 335.601 | 7.1481 | 48.0568 | 0 | 0 | 98.0601 | 0 | 0% | 488.866 | 153.265 | 488.866 | 153.265
561.56 | 334.4575 | 7.1476 | 47.8952 | 0 | 0 | 98.0786 | 0 | 0% | 487.5789 | 153.1214 | 487.5789 | 153.1214
561.58 | 333.6111 | 7.1472 | 47.7761 | 0 | 0 | 98.0971 | 0 | 0% | 486.6314 | 153.0203 | 486.6314 | 153.0203
561.6 | 332.9865 | 7.1467 | 47.6888 | 0 | 0 | 98.1155 | 0 | 0% | 485.9375 | 152.951 | 485.9375 | 152.951
561.62 | 332.507 | 7.1463 | 47.6223 | 0 | 0 | 98.1339 | 0 | 0% | 485.4095 | 152.9024 | 485.4095 | 152.9024
561.64 | 332.1064 | 7.1458 | 47.567 | 0 | 0 | 98.1524 | 0 | 0% | 484.9715 | 152.8652 | 484.9715 | 152.8652
561.66 | 331.7337 | 7.1453 | 47.5158 | 0 | 0 | 98.1707 | 0 | 0% | 484.5655 | 152.8318 | 484.5655 | 152.8318
561.68 | 331.3509 | 7.1449 | 47.4631 | 0 | 0.00041027 | 98.1891 | 0 | 0% | 484.1484 | 152.7974 | 484.1484 | 152.7974
561.7 | 330.9281 | 7.1444 | 47.4047 | 0 | 0.0038878 | 98.2073 | 0 | 0% | 483.6884 | 152.7603 | 483.6884 | 152.7603
561.72 | 330.4415 | 7.1439 | 47.3371 | 0 | 0.029076 | 98.2255 | 0 | 0% | 483.1771 | 152.7356 | 483.1771 | 152.7356
561.74 | 329.8776 | 7.1434 | 47.2585 | 0 | 0.17162 | 98.2436 | 0 | 0% | 482.6947 | 152.8171 | 482.6947 | 152.8171
561.76 | 329.2426 | 7.143 | 47.1697 | 0 | 0.79945 | 98.2616 | 0 | 0% | 482.6163 | 153.3737 | 482.6163 | 153.3737
561.78 | 328.5723 | 7.1425 | 47.0758 | 0 | 2.9391 | 98.2796 | 0 | 0% | 484.0093 | 155.437 | 484.0093 | 155.437
561.8 | 327.9365 | 7.142 | 46.9869 | 0 | 8.5276 | 98.2976 | 0 | 0% | 488.8906 | 160.9541 | 488.8906 | 160.9541
561.82 | 327.4353 | 7.1415 | 46.9173 | 0 | 19.5273 | 98.3155 | 0 | 0% | 499.3368 | 171.9015 | 499.3368 | 171.9015
561.84 | 327.1883 | 7.141 | 46.884 | 0 | 35.29 | 98.3335 | 0 | 0% | 514.8368 | 187.6485 | 514.8368 | 187.6485
561.86 | 327.3192 | 7.1405 | 46.905 | 0 | 50.3335 | 98.3514 | 0 | 0% | 530.0495 | 202.7304 | 530.0495 | 202.7304
561.88 | 327.9335 | 7.14 | 46.9952 | 0 | 56.6577 | 98.3693 | 0 | 0% | 537.0957 | 209.1622 | 537.0957 | 209.1622
561.9 | 329.0888 | 7.1395 | 47.1629 | 0 | 50.3335 | 98.3873 | 0 | 0% | 532.112 | 203.0232 | 532.112 | 203.0232
561.92 | 330.7667 | 7.139 | 47.4055 | 0 | 35.29 | 98.4054 | 0 | 0% | 519.0065 | 188.2399 | 519.0065 | 188.2399
561.94 | 332.865 | 7.1385 | 47.7083 | 0 | 19.5273 | 98.4238 | 0 | 0% | 505.663 | 172.798 | 505.663 | 172.798
561.96 | 335.2217 | 7.1381 | 48.0481 | 0 | 8.5276 | 98.4427 | 0 | 0% | 497.3783 | 162.1566 | 497.3783 | 162.1566
561.98 | 337.654 | 7.1377 | 48.3988 | 0 | 2.9391 | 98.4619 | 0 | 0% | 494.5915 | 156.9375 | 494.5915 | 156.9375
562 | 339.9913 | 7.1374 | 48.7358 | 0 | 0.79945 | 98.4813 | 0 | 0% | 495.1452 | 155.1539 | 495.1452 | 155.1539
562.02 | 342.0951 | 7.137 | 49.0393 | 0 | 0.17162 | 98.5006 | 0 | 0% | 496.9437 | 154.8486 | 496.9437 | 154.8486
562.04 | 343.8704 | 7.1366 | 49.2959 | 0 | 0.029076 | 98.5198 | 0 | 0% | 498.8518 | 154.9814 | 498.8518 | 154.9814
562.06 | 345.2723 | 7.1362 | 49.4989 | 0 | 0.0038878 | 98.5389 | 0 | 0% | 500.4502 | 155.1779 | 500.4502 | 155.1779
562.08 | 346.3071 | 7.1358 | 49.6493 | 0 | 0.00041027 | 98.5579 | 0 | 0% | 501.6506 | 155.3435 | 501.6506 | 155.3435
562.1 | 347.0267 | 7.1354 | 49.7545 | 0 | 8.0222e-14 | 98.5769 | 0 | 0% | 502.4935 | 155.4668 | 502.4935 | 155.4668
562.12 | 347.5123 | 7.135 | 49.8263 | 0 | 3.1853e-13 | 98.5957 | 0 | 0% | 503.0692 | 155.557 | 503.0692 | 155.557
562.14 | 347.8504 | 7.1346 | 49.8769 | 0 | 9.3006e-13 | 98.6144 | 0 | 0% | 503.4763 | 155.6259 | 503.4763 | 155.6259
562.16 | 348.1055 | 7.1342 | 49.9156 | 0 | 2.844e-13 | 98.6331 | 0 | 0% | 503.7884 | 155.6828 | 503.7884 | 155.6828
562.18 | 348.3018 | 7.1337 | 49.9458 | 0 | 3.4227e-13 | 98.6517 | 0 | 0% | 504.0331 | 155.7313 | 504.0331 | 155.7313
562.2 | 348.4244 | 7.1333 | 49.9656 | 0 | 0 | 98.6703 | 0 | 0% | 504.1935 | 155.7691 | 504.1935 | 155.7691
562.22 | 348.4381 | 7.1328 | 49.9697 | 0 | 0 | 98.6889 | 0 | 0% | 504.2295 | 155.7914 | 504.2295 | 155.7914
562.24 | 348.3099 | 7.1324 | 49.9534 | 0 | 1.2717e-13 | 98.7074 | 0 | 0% | 504.1032 | 155.7933 | 504.1032 | 155.7933
562.26 | 348.0226 | 7.132 | 49.9144 | 0 | 1.7313e-13 | 98.726 | 0 | 0% | 503.7949 | 155.7723 | 503.7949 | 155.7723
562.28 | 347.579 | 7.1315 | 49.8529 | 0 | 1.4022e-13 | 98.7446 | 0 | 0% | 503.3081 | 155.729 | 503.3081 | 155.729
562.3 | 347 | 7.1311 | 49.7721 | 0 | 1.0112e-14 | 98.7631 | 0 | 0% | 502.6663 | 155.6663 | 502.6663 | 155.6663
562.32 | 346.3199 | 7.1306 | 49.6767 | 0 | 0 | 98.7816 | 0 | 0% | 501.9089 | 155.589 | 501.9089 | 155.589
562.34 | 345.5834 | 7.1302 | 49.5733 | 0 | 0.0015567 | 98.8001 | 0 | 0% | 501.0886 | 155.5052 | 501.0886 | 155.5052
562.36 | 344.8446 | 7.1298 | 49.4695 | 0 | 0.014752 | 98.8186 | 0 | 0% | 500.2772 | 155.4327 | 500.2772 | 155.4327
562.38 | 344.1633 | 7.1293 | 49.374 | 0 | 0.11033 | 98.8371 | 0 | 0% | 499.6141 | 155.4508 | 499.6141 | 155.4508
562.4 | 343.5984 | 7.1289 | 49.2952 | 0 | 0.65118 | 98.8555 | 0 | 0% | 499.5292 | 155.9308 | 499.5292 | 155.9308
562.42 | 343.1965 | 7.1284 | 49.2398 | 0 | 3.0334 | 98.8739 | 0 | 0% | 501.472 | 158.2755 | 501.472 | 158.2755
562.44 | 342.9853 | 7.1279 | 49.2117 | 0 | 11.1519 | 98.8922 | 0 | 0% | 509.369 | 166.3837 | 509.369 | 166.3837
562.46 | 342.9754 | 7.1275 | 49.2125 | 0 | 32.3568 | 98.9105 | 0 | 0% | 530.5828 | 187.6074 | 530.5828 | 187.6074
562.48 | 343.165 | 7.127 | 49.2419 | 0 | 74.0934 | 98.929 | 0 | 0% | 572.5563 | 229.3913 | 572.5563 | 229.3913
562.5 | 343.5374 | 7.1266 | 49.2975 | 0 | 133.9025 | 98.9475 | 0 | 0% | 632.8116 | 289.2742 | 632.8116 | 289.2742
562.52 | 344.0547 | 7.1262 | 49.3739 | 0 | 190.9829 | 98.9662 | 0 | 0% | 690.5038 | 346.4491 | 690.5038 | 346.4491
562.54 | 344.6576 | 7.1257 | 49.4625 | 0 | 214.9791 | 98.9848 | 0 | 0% | 715.2098 | 370.5522 | 715.2098 | 370.5522
562.56 | 345.2774 | 7.1253 | 49.5536 | 0 | 190.9829 | 99.0034 | 0 | 0% | 691.9425 | 346.6652 | 691.9425 | 346.6652
562.58 | 345.8508 | 7.1248 | 49.638 | 0 | 133.9025 | 99.0219 | 0 | 0% | 635.5381 | 289.6873 | 635.5381 | 289.6873
562.6 | 346.3248 | 7.1244 | 49.7082 | 0 | 74.0934 | 99.0404 | 0 | 0% | 576.2913 | 229.9664 | 576.2913 | 229.9664
562.62 | 346.6535 | 7.124 | 49.7576 | 0 | 32.3568 | 99.0589 | 0 | 0% | 534.9507 | 188.2972 | 534.9507 | 188.2972
562.64 | 346.7984 | 7.1235 | 49.7805 | 0 | 11.1519 | 99.0772 | 0 | 0% | 513.9315 | 167.1331 | 513.9315 | 167.1331
562.66 | 346.74 | 7.123 | 49.7744 | 0 | 3.0334 | 99.0954 | 0 | 0% | 505.7662 | 159.0262 | 505.7662 | 159.0262
562.68 | 346.4934 | 7.1226 | 49.7412 | 0 | 0.65118 | 99.1137 | 0 | 0% | 503.1221 | 156.6287 | 503.1221 | 156.6287
562.7 | 346.1148 | 7.1221 | 49.6891 | 0 | 0.11033 | 99.1322 | 0 | 0% | 502.1685 | 156.0537 | 502.1685 | 156.0537
562.72 | 345.6934 | 7.1217 | 49.6308 | 0 | 0.014752 | 99.1508 | 0 | 0% | 501.6115 | 155.9181 | 501.6115 | 155.9181
562.74 | 345.3365 | 7.1213 | 49.5818 | 0 | 0.0015567 | 99.1696 | 0 | 0% | 501.2107 | 155.8742 | 501.2107 | 155.8742
562.76 | 345.152 | 7.1208 | 49.5575 | 0 | 1.8876e-14 | 99.1883 | 0 | 0% | 501.0186 | 155.8666 | 501.0186 | 155.8666
562.78 | 345.2335 | 7.1204 | 49.5715 | 0 | 2.6965e-15 | 99.2067 | 0 | 0% | 501.132 | 155.8986 | 501.132 | 155.8986
562.8 | 345.645 | 7.1199 | 49.6328 | 0 | 0 | 99.225 | 0 | 0% | 501.6228 | 155.9777 | 501.6228 | 155.9777
562.82 | 346.4083 | 7.1195 | 49.7447 | 0 | 4.4493e-14 | 99.2432 | 0 | 0% | 502.5156 | 156.1073 | 502.5156 | 156.1073
562.84 | 347.4962 | 7.119 | 49.9032 | 0 | 2.5617e-14 | 99.2614 | 0 | 0% | 503.7798 | 156.2836 | 503.7798 | 156.2836
562.86 | 348.839 | 7.1185 | 50.0983 | 0 | 0 | 99.2796 | 0 | 0% | 505.3354 | 156.4964 | 505.3354 | 156.4964
562.88 | 350.3377 | 7.1181 | 50.3158 | 0 | 0 | 99.2979 | 0 | 0% | 507.0694 | 156.7317 | 507.0694 | 156.7317
562.9 | 351.88 | 7.1176 | 50.5395 | 0 | 0 | 99.3164 | 0 | 0% | 508.8535 | 156.9735 | 508.8535 | 156.9735
562.92 | 353.3558 | 7.1172 | 50.7536 | 0 | 0 | 99.335 | 0 | 0% | 510.5616 | 157.2058 | 510.5616 | 157.2058
562.94 | 354.6699 | 7.1168 | 50.9446 | 0 | 0 | 99.3538 | 0 | 0% | 512.085 | 157.4151 | 512.085 | 157.4151
562.96 | 355.7537 | 7.1163 | 51.1024 | 0 | 0 | 99.3726 | 0 | 0% | 513.345 | 157.5913 | 513.345 | 157.5913
562.98 | 356.5714 | 7.1159 | 51.2221 | 0 | 3.3437e-13 | 99.3911 | 0 | 0% | 514.3005 | 157.7291 | 514.3005 | 157.7291
563 | 357.1235 | 7.1155 | 51.3036 | 0 | 1.049e-12 | 99.4095 | 0 | 0% | 514.9521 | 157.8286 | 514.9521 | 157.8286
563.02 | 357.442 | 7.115 | 51.3516 | 0 | 2.5132e-12 | 99.4281 | 0 | 0% | 515.3367 | 157.8947 | 515.3367 | 157.8947
563.04 | 357.5805 | 7.1146 | 51.3738 | 0 | 3.0929e-12 | 99.4468 | 0 | 0% | 515.5156 | 157.9352 | 515.5156 | 157.9352
563.06 | 357.5976 | 7.1142 | 51.3785 | 0 | 9.9907e-13 | 99.4657 | 0 | 0% | 515.5559 | 157.9583 | 515.5559 | 157.9583
563.08 | 357.5429 | 7.1138 | 51.3729 | 0 | 1.3907e-12 | 99.4845 | 0 | 0% | 515.514 | 157.9712 | 515.514 | 157.9712
563.1 | 357.4497 | 7.1133 | 51.3618 | 0 | 1.3685e-12 | 99.5031 | 0 | 0% | 515.4279 | 157.9783 | 515.4279 | 157.9783
563.12 | 357.3352 | 7.1129 | 51.3477 | 0 | 4.6819e-13 | 99.5215 | 0 | 0% | 515.3172 | 157.9821 | 515.3172 | 157.9821
563.14 | 357.2037 | 7.1124 | 51.3312 | 0 | 2.7572e-13 | 99.5396 | 0 | 0% | 515.1869 | 157.9832 | 515.1869 | 157.9832
563.16 | 357.0509 | 7.1119 | 51.3116 | 0 | 9.3705e-14 | 99.5577 | 0 | 0% | 515.0321 | 157.9812 | 515.0321 | 157.9812
563.18 | 356.8671 | 7.1114 | 51.2875 | 0 | 0 | 99.5757 | 0 | 0% | 514.8418 | 157.9747 | 514.8418 | 157.9747
563.2 | 356.6416 | 7.111 | 51.2575 | 0 | 0 | 99.5939 | 0 | 0% | 514.604 | 157.9624 | 514.604 | 157.9624
563.22 | 356.3662 | 7.1105 | 51.2202 | 0 | 9.1683e-14 | 99.6122 | 0 | 0% | 514.3092 | 157.9429 | 514.3092 | 157.9429
563.24 | 356.0391 | 7.1101 | 51.1755 | 0 | 3.2359e-14 | 99.6307 | 0 | 0% | 513.9554 | 157.9163 | 513.9554 | 157.9163
563.26 | 355.6675 | 7.1097 | 51.1243 | 0 | 5.1234e-14 | 99.6494 | 0 | 0% | 513.5508 | 157.8834 | 513.5508 | 157.8834
563.28 | 355.2672 | 7.1092 | 51.0689 | 0 | 7.011e-14 | 99.6683 | 0 | 0% | 513.1136 | 157.8464 | 513.1136 | 157.8464
563.3 | 354.8582 | 7.1088 | 51.0123 | 0 | 1.9318e-13 | 99.6871 | 0 | 0% | 512.6665 | 157.8083 | 512.6665 | 157.8083
563.32 | 354.4569 | 7.1084 | 50.9568 | 0 | 1.1393e-13 | 99.706 | 0 | 0% | 512.2281 | 157.7712 | 512.2281 | 157.7712
563.34 | 354.0705 | 7.108 | 50.9034 | 0 | 2.4526e-13 | 99.7248 | 0 | 0% | 511.8067 | 157.7362 | 511.8067 | 157.7362
563.36 | 353.6964 | 7.1076 | 50.8518 | 0 | 2.7182e-13 | 99.7435 | 0 | 0% | 511.3993 | 157.7029 | 511.3993 | 157.7029
563.38 | 353.3255 | 7.1072 | 50.8007 | 0 | 1.5497e-13 | 99.7621 | 0 | 0% | 510.9955 | 157.67 | 510.9955 | 157.67
563.4 | 352.9451 | 7.1067 | 50.7482 | 0 | 1.8101e-13 | 99.7807 | 0 | 0% | 510.5808 | 157.6357 | 510.5808 | 157.6357
563.42 | 352.5414 | 7.1063 | 50.6924 | 0 | 1.0112e-14 | 99.7993 | 0 | 0% | 510.1394 | 157.598 | 510.1394 | 157.598
563.44 | 352.1008 | 7.1059 | 50.6312 | 0 | 7.2807e-14 | 99.8179 | 0 | 0% | 509.6559 | 157.555 | 509.6559 | 157.555
563.46 | 351.6128 | 7.1054 | 50.5632 | 0 | 1.3483e-14 | 99.8366 | 0 | 0% | 509.118 | 157.5052 | 509.118 | 157.5052
563.48 | 351.0722 | 7.105 | 50.4876 | 0 | 0 | 99.8553 | 0 | 0% | 508.5202 | 157.448 | 508.5202 | 157.448
563.5 | 350.4828 | 7.1046 | 50.4051 | 0 | 0 | 99.874 | 0 | 0% | 507.8665 | 157.3837 | 507.8665 | 157.3837
563.52 | 349.8571 | 7.1042 | 50.3172 | 0 | 0 | 99.8928 | 0 | 0% | 507.1713 | 157.3142 | 507.1713 | 157.3142
563.54 | 349.2133 | 7.1038 | 50.2268 | 0 | 0 | 99.9116 | 0 | 0% | 506.4555 | 157.2421 | 506.4555 | 157.2421
563.56 | 348.5683 | 7.1033 | 50.1362 | 0 | 0 | 99.9304 | 0 | 0% | 505.7383 | 157.17 | 505.7383 | 157.17
563.58 | 347.9308 | 7.1029 | 50.0467 | 0 | 4.0448e-14 | 99.9493 | 0 | 0% | 505.0297 | 157.0989 | 505.0297 | 157.0989
563.6 | 347.2998 | 7.1025 | 49.9581 | 0 | 9.4379e-15 | 99.9681 | 0 | 0% | 504.3285 | 157.0287 | 504.3285 | 157.0287
563.62 | 346.6694 | 7.1021 | 49.8696 | 0 | 0 | 99.987 | 0 | 0% | 503.628 | 156.9587 | 503.628 | 156.9587
563.64 | 346.0365 | 7.1017 | 49.7808 | 0 | 1.0786e-14 | 100.0057 | 0 | 0% | 502.9247 | 156.8882 | 502.9247 | 156.8882
563.66 | 345.4084 | 7.1013 | 49.6926 | 0 | 0 | 100.0243 | 0 | 0% | 502.2266 | 156.8183 | 502.2266 | 156.8183
563.68 | 344.805 | 7.1008 | 49.6081 | 0 | 8.629e-14 | 100.0428 | 0 | 0% | 501.5568 | 156.7518 | 501.5568 | 156.7518
563.7 | 344.257 | 7.1004 | 49.5316 | 0 | 1.6179e-14 | 100.0611 | 0 | 0% | 500.9501 | 156.693 | 500.9501 | 156.693
563.72 | 343.7981 | 7.0999 | 49.4678 | 0 | 1.0786e-14 | 100.0793 | 0 | 0% | 500.4451 | 156.647 | 500.4451 | 156.647
563.74 | 343.4587 | 7.0994 | 49.4213 | 0 | 0 | 100.0973 | 0 | 0% | 500.0767 | 156.6181 | 500.0767 | 156.6181
563.76 | 343.2621 | 7.0989 | 49.3953 | 0 | 0 | 100.1155 | 0 | 0% | 499.8718 | 156.6097 | 499.8718 | 156.6097
563.78 | 343.2214 | 7.0985 | 49.3917 | 0 | 0 | 100.1337 | 0 | 0% | 499.8453 | 156.6239 | 499.8453 | 156.6239
563.8 | 343.3327 | 7.098 | 49.4099 | 0 | 0 | 100.1521 | 0 | 0% | 499.9928 | 156.6601 | 499.9928 | 156.6601
563.82 | 343.5666 | 7.0976 | 49.4458 | 0 | 0 | 100.1706 | 0 | 0% | 500.2806 | 156.714 | 500.2806 | 156.714
563.84 | 343.8682 | 7.0972 | 49.4914 | 0 | 0 | 100.1891 | 0 | 0% | 500.6458 | 156.7776 | 500.6458 | 156.7776
563.86 | 344.1682 | 7.0967 | 49.5367 | 0 | 0 | 100.2076 | 0 | 0% | 501.0093 | 156.8411 | 501.0093 | 156.8411
563.88 | 344.3989 | 7.0963 | 49.5721 | 0 | 0.00032617 | 100.2261 | 0 | 0% | 501.2937 | 156.8948 | 501.2937 | 156.8948
563.9 | 344.5038 | 7.0958 | 49.5894 | 0 | 0.0030909 | 100.2445 | 0 | 0% | 501.4366 | 156.9328 | 501.4366 | 156.9328
563.92 | 344.4419 | 7.0954 | 49.5826 | 0 | 0.023116 | 100.2629 | 0 | 0% | 501.4059 | 156.964 | 501.4059 | 156.964
563.94 | 344.1915 | 7.0949 | 49.5488 | 0 | 0.13644 | 100.2812 | 0 | 0% | 501.2529 | 157.0614 | 501.2529 | 157.0614
563.96 | 343.7581 | 7.0945 | 49.4886 | 0 | 0.63558 | 100.2996 | 0 | 0% | 501.2764 | 157.5183 | 501.2764 | 157.5183
563.98 | 343.179 | 7.094 | 49.4074 | 0 | 2.3366 | 100.318 | 0 | 0% | 502.3351 | 159.1561 | 502.3351 | 159.1561
564 | 342.5175 | 7.0936 | 49.3144 | 0 | 6.7797 | 100.3364 | 0 | 0% | 506.0416 | 163.5241 | 506.0416 | 163.5241
564.02 | 341.8468 | 7.0931 | 49.2201 | 0 | 15.5246 | 100.3547 | 0 | 0% | 514.0394 | 172.1926 | 514.0394 | 172.1926
564.04 | 341.2333 | 7.0927 | 49.1341 | 0 | 28.0563 | 100.3729 | 0 | 0% | 525.8891 | 184.6559 | 525.8891 | 184.6559
564.06 | 340.7266 | 7.0922 | 49.0634 | 0 | 40.0162 | 100.3909 | 0 | 0% | 537.2892 | 196.5627 | 537.2892 | 196.5627
564.08 | 340.3589 | 7.0917 | 49.0128 | 0 | 45.0441 | 100.4091 | 0 | 0% | 541.9165 | 201.5576 | 541.9165 | 201.5576
564.1 | 340.1477 | 7.0913 | 48.9846 | 0 | 40.0162 | 100.4275 | 0 | 0% | 536.6673 | 196.5196 | 536.6673 | 196.5196
564.12 | 340.0978 | 7.0908 | 48.9796 | 0 | 28.0563 | 100.4461 | 0 | 0% | 524.6707 | 184.5729 | 524.6707 | 184.5729
564.14 | 340.1997 | 7.0904 | 48.9965 | 0 | 15.5246 | 100.4647 | 0 | 0% | 512.276 | 172.0763 | 512.276 | 172.0763
564.16 | 340.4264 | 7.09 | 49.0314 | 0 | 6.7797 | 100.4832 | 0 | 0% | 503.8107 | 163.3843 | 503.8107 | 163.3843
564.18 | 340.734 | 7.0895 | 49.0779 | 0 | 2.3366 | 100.5017 | 0 | 0% | 499.7397 | 159.0057 | 499.7397 | 159.0057
564.2 | 341.0725 | 7.0891 | 49.1289 | 0 | 0.63558 | 100.5201 | 0 | 0% | 498.4462 | 157.3736 | 498.4462 | 157.3736
564.22 | 341.4043 | 7.0886 | 49.1788 | 0 | 0.13644 | 100.5386 | 0 | 0% | 498.3469 | 156.9425 | 498.3469 | 156.9425
564.24 | 341.7139 | 7.0882 | 49.2256 | 0 | 0.023116 | 100.5572 | 0 | 0% | 498.608 | 156.8941 | 498.608 | 156.8941
564.26 | 342.001 | 7.0878 | 49.2691 | 0 | 0.0030909 | 100.5758 | 0 | 0% | 498.9368 | 156.9358 | 498.9368 | 156.9358
564.28 | 342.2653 | 7.0874 | 49.3093 | 0 | 0.00032617 | 100.5944 | 0 | 0% | 499.2567 | 156.9914 | 499.2567 | 156.9914
564.3 | 342.4977 | 7.0869 | 49.345 | 0 | 0 | 100.6129 | 0 | 0% | 499.5425 | 157.0448 | 499.5425 | 157.0448
564.32 | 342.6847 | 7.0865 | 49.3741 | 0 | 0 | 100.6315 | 0 | 0% | 499.7767 | 157.092 | 499.7767 | 157.092
564.34 | 342.818 | 7.0861 | 49.3955 | 0 | 0 | 100.6501 | 0 | 0% | 499.9497 | 157.1317 | 499.9497 | 157.1317
564.36 | 342.9023 | 7.0856 | 49.4098 | 0 | 0 | 100.6689 | 0 | 0% | 500.0666 | 157.1643 | 500.0666 | 157.1643
564.38 | 342.9566 | 7.0852 | 49.4198 | 0 | 0 | 100.6877 | 0 | 0% | 500.1494 | 157.1928 | 500.1494 | 157.1928
564.4 | 343.0121 | 7.0848 | 49.4301 | 0 | 0 | 100.7064 | 0 | 0% | 500.2334 | 157.2213 | 500.2334 | 157.2213
564.42 | 343.106 | 7.0844 | 49.4459 | 0 | 3.4179e-13 | 100.7249 | 0 | 0% | 500.3612 | 157.2552 | 500.3612 | 157.2552
564.44 | 343.278 | 7.0839 | 49.4729 | 0 | 0 | 100.7432 | 0 | 0% | 500.578 | 157.3001 | 500.578 | 157.3001
564.46 | 343.5678 | 7.0835 | 49.517 | 0 | 1.2067e-13 | 100.7613 | 0 | 0% | 500.9296 | 157.3618 | 500.9296 | 157.3618
564.48 | 344.0118 | 7.083 | 49.5834 | 0 | 0.00034684 | 100.7794 | 0 | 0% | 501.4578 | 157.446 | 501.4578 | 157.446
564.5 | 344.6333 | 7.0825 | 49.6753 | 0 | 0.0036891 | 100.7974 | 0 | 0% | 502.1921 | 157.5588 | 502.1921 | 157.5588
564.52 | 345.4292 | 7.082 | 49.7923 | 0 | 0.028393 | 100.8155 | 0 | 0% | 503.1474 | 157.7182 | 503.1474 | 157.7182
564.54 | 346.3643 | 7.0816 | 49.9294 | 0 | 0.1736 | 100.8338 | 0 | 0% | 504.3827 | 158.0184 | 504.3827 | 158.0184
564.56 | 347.3798 | 7.0811 | 50.078 | 0 | 0.84415 | 100.8523 | 0 | 0% | 506.2355 | 158.8556 | 506.2355 | 158.8556
564.58 | 348.4075 | 7.0807 | 50.2284 | 0 | 3.2687 | 100.8711 | 0 | 0% | 509.8563 | 161.4488 | 509.8563 | 161.4488
564.6 | 349.3819 | 7.0803 | 50.371 | 0 | 10.0914 | 100.8899 | 0 | 0% | 517.8146 | 168.4326 | 517.8146 | 168.4326
564.62 | 350.2469 | 7.0799 | 50.4979 | 0 | 24.8708 | 100.9088 | 0 | 0% | 533.6044 | 183.3575 | 533.6044 | 183.3575
564.64 | 350.9624 | 7.0795 | 50.6033 | 0 | 48.9832 | 100.9278 | 0 | 0% | 558.5561 | 207.5937 | 558.5561 | 207.5937
564.66 | 351.5138 | 7.0791 | 50.6849 | 0 | 77.1584 | 100.9467 | 0 | 0% | 587.383 | 235.8692 | 587.383 | 235.8692
564.68 | 351.9178 | 7.0787 | 50.7454 | 0 | 97.2571 | 100.9656 | 0 | 0% | 607.9647 | 256.0469 | 607.9647 | 256.0469
564.7 | 352.217 | 7.0783 | 50.7907 | 0 | 98.1124 | 100.9846 | 0 | 0% | 609.183 | 256.966 | 609.183 | 256.966
564.72 | 352.462 | 7.0779 | 50.8282 | 0 | 79.1929 | 101.0034 | 0 | 0% | 590.5646 | 238.1025 | 590.5646 | 238.1025
564.74 | 352.69 | 7.0775 | 50.8633 | 0 | 51.115 | 101.0222 | 0 | 0% | 562.768 | 210.078 | 562.768 | 210.078
564.76 | 352.9085 | 7.0771 | 50.8971 | 0 | 26.3584 | 101.0409 | 0 | 0% | 538.282 | 185.3735 | 538.282 | 185.3735
564.78 | 353.0925 | 7.0767 | 50.9258 | 0 | 10.8472 | 101.0596 | 0 | 0% | 523.0018 | 169.9093 | 523.0018 | 169.9093
564.8 | 353.1966 | 7.0762 | 50.9431 | 0 | 3.558 | 101.0782 | 0 | 0% | 515.8522 | 162.6555 | 515.8522 | 162.6555
564.82 | 353.1759 | 7.0758 | 50.9423 | 0 | 0.92906 | 101.0967 | 0 | 0% | 513.2199 | 160.0439 | 513.2199 | 160.0439
564.84 | 353.0027 | 7.0754 | 50.9196 | 0 | 0.19288 | 101.1152 | 0 | 0% | 512.3057 | 159.303 | 512.3057 | 159.303
564.86 | 352.67 | 7.0749 | 50.8739 | 0 | 0.0318 | 101.1336 | 0 | 0% | 511.7841 | 159.1142 | 511.7841 | 159.1142
564.88 | 352.1878 | 7.0745 | 50.8066 | 0 | 0.0041594 | 101.1518 | 0 | 0% | 511.2248 | 159.0371 | 511.2248 | 159.0371
564.9 | 351.5806 | 7.074 | 50.7213 | 0 | 0.00040233 | 101.17 | 0 | 0% | 510.5463 | 158.9657 | 510.5463 | 158.9657
564.92 | 350.8881 | 7.0735 | 50.6237 | 0 | 1.2943e-13 | 101.1882 | 0 | 0% | 509.7736 | 158.8855 | 509.7736 | 158.8855
564.94 | 350.1613 | 7.0731 | 50.5212 | 0 | 5.6965e-14 | 101.2065 | 0 | 0% | 508.962 | 158.8008 | 508.962 | 158.8008
564.96 | 349.4495 | 7.0726 | 50.4208 | 0 | 8.5615e-14 | 101.225 | 0 | 0% | 508.1679 | 158.7183 | 508.1679 | 158.7183
564.98 | 348.7864 | 7.0721 | 50.3274 | 0 | 0 | 101.2434 | 0 | 0% | 507.4293 | 158.6429 | 507.4293 | 158.6429
565 | 348.1825 | 7.0716 | 50.2426 | 0 | 0 | 101.2617 | 0 | 0% | 506.7584 | 158.5759 | 506.7584 | 158.5759
565.02 | 347.6314 | 7.071 | 50.1655 | 0 | 0 | 101.2795 | 0 | 0% | 506.1474 | 158.516 | 506.1474 | 158.516
565.04 | 347.1209 | 7.0703 | 50.0943 | 0 | 0 | 101.2969 | 0 | 0% | 505.5824 | 158.4615 | 505.5824 | 158.4615
565.06 | 346.6466 | 7.0695 | 50.0283 | 0 | 0 | 101.3141 | 0 | 0% | 505.0584 | 158.4119 | 505.0584 | 158.4119
565.08 | 346.2171 | 7.0688 | 49.9687 | 0 | 0 | 101.3316 | 0 | 0% | 504.5862 | 158.3691 | 504.5862 | 158.3691
565.1 | 345.8495 | 7.0681 | 49.9179 | 0 | 0 | 101.3501 | 0 | 0% | 504.1856 | 158.3361 | 504.1856 | 158.3361
565.12 | 345.5567 | 7.0675 | 49.8778 | 0 | 0 | 101.3694 | 0 | 0% | 503.8714 | 158.3148 | 503.8714 | 158.3148
565.14 | 345.3387 | 7.067 | 49.8484 | 0 | 0 | 101.3892 | 0 | 0% | 503.6433 | 158.3046 | 503.6433 | 158.3046
565.16 | 345.1835 | 7.0665 | 49.8281 | 0 | 0 | 101.4089 | 0 | 0% | 503.487 | 158.3035 | 503.487 | 158.3035
565.18 | 345.0734 | 7.0659 | 49.8144 | 0 | 0 | 101.4282 | 0 | 0% | 503.3818 | 158.3084 | 503.3818 | 158.3084
565.2 | 344.9889 | 7.0652 | 49.8043 | 0 | 0 | 101.4471 | 0 | 0% | 503.3055 | 158.3167 | 503.3055 | 158.3167
565.22 | 344.9094 | 7.0646 | 49.7951 | 0 | 0 | 101.4657 | 0 | 0% | 503.2347 | 158.3253 | 503.2347 | 158.3253
565.24 | 344.8132 | 7.0639 | 49.7834 | 0 | 0 | 101.4841 | 0 | 0% | 503.1446 | 158.3315 | 503.1446 | 158.3315
565.26 | 344.6786 | 7.0633 | 49.7662 | 0 | 8.1549e-14 | 101.5026 | 0 | 0% | 503.0107 | 158.3321 | 503.0107 | 158.3321
565.28 | 344.4867 | 7.0627 | 49.7407 | 0 | 0 | 101.5212 | 0 | 0% | 502.8113 | 158.3246 | 502.8113 | 158.3246
565.3 | 344.2233 | 7.062 | 49.7049 | 0 | 0 | 101.5399 | 0 | 0% | 502.5301 | 158.3068 | 502.5301 | 158.3068
565.32 | 343.8816 | 7.0614 | 49.6578 | 0 | 0 | 101.5585 | 0 | 0% | 502.1593 | 158.2777 | 502.1593 | 158.2777
565.34 | 343.4659 | 7.0607 | 49.6001 | 0 | 0 | 101.577 | 0 | 0% | 501.7037 | 158.2378 | 501.7037 | 158.2378
565.36 | 342.9952 | 7.06 | 49.5344 | 0 | 0 | 101.5953 | 0 | 0% | 501.185 | 158.1897 | 501.185 | 158.1897
565.38 | 342.505 | 7.0594 | 49.4659 | 0 | 0 | 101.6134 | 0 | 0% | 500.6437 | 158.1387 | 500.6437 | 158.1387
565.4 | 342.0444 | 7.0587 | 49.4018 | 0 | 0 | 101.6314 | 0 | 0% | 500.1362 | 158.0918 | 500.1362 | 158.0918
565.42 | 341.6684 | 7.058 | 49.3498 | 0 | 0 | 101.6493 | 0 | 0% | 499.7254 | 158.0571 | 499.7254 | 158.0571
565.44 | 341.4277 | 7.0573 | 49.3174 | 0 | 0 | 101.6673 | 0 | 0% | 499.4696 | 158.0419 | 499.4696 | 158.0419
565.46 | 341.3604 | 7.0566 | 49.31 | 0 | 0 | 101.6853 | 0 | 0% | 499.4122 | 158.0519 | 499.4122 | 158.0519
565.48 | 341.4864 | 7.0559 | 49.3305 | 0 | 0 | 101.7035 | 0 | 0% | 499.5763 | 158.0899 | 499.5763 | 158.0899
565.5 | 341.8042 | 7.0552 | 49.3786 | 0 | 0 | 101.7219 | 0 | 0% | 499.96 | 158.1558 | 499.96 | 158.1558
565.52 | 342.2894 | 7.0546 | 49.451 | 0 | 0 | 101.7405 | 0 | 0% | 500.5354 | 158.246 | 500.5354 | 158.246
565.54 | 342.8935 | 7.0539 | 49.5404 | 0 | 0 | 101.7591 | 0 | 0% | 501.247 | 158.3535 | 501.247 | 158.3535
565.56 | 343.5437 | 7.0533 | 49.6366 | 0 | 0 | 101.7777 | 0 | 0% | 502.0112 | 158.4676 | 502.0112 | 158.4676
565.58 | 344.1444 | 7.0526 | 49.7256 | 0 | 0 | 101.796 | 0 | 0% | 502.7187 | 158.5743 | 502.7187 | 158.5743
565.6 | 344.5838 | 7.0519 | 49.7914 | 0 | 9.0924e-14 | 101.8141 | 0 | 0% | 503.2412 | 158.6574 | 503.2412 | 158.6574
565.62 | 344.7457 | 7.0512 | 49.817 | 0 | 1.4288e-12 | 101.8319 | 0 | 0% | 503.4459 | 158.7002 | 503.4459 | 158.7002
565.64 | 344.5249 | 7.0505 | 49.7874 | 0 | 3.8476e-13 | 101.8497 | 0 | 0% | 503.2126 | 158.6877 | 503.2126 | 158.6877
565.66 | 343.8414 | 7.0498 | 49.6909 | 0 | 1.2369e-13 | 101.8678 | 0 | 0% | 502.4499 | 158.6085 | 502.4499 | 158.6085
565.68 | 342.6535 | 7.0492 | 49.5215 | 0 | 0 | 101.8862 | 0 | 0% | 501.1103 | 158.4569 | 501.1103 | 158.4569
565.7 | 340.9709 | 7.0485 | 49.2806 | 0 | 8.8649e-14 | 101.9049 | 0 | 0% | 499.205 | 158.234 | 499.205 | 158.234
565.72 | 338.8655 | 7.0479 | 48.9785 | 0 | 0 | 101.9237 | 0 | 0% | 496.8157 | 157.9502 | 496.8157 | 157.9502
565.74 | 336.4689 | 7.0473 | 48.6343 | 0 | 0 | 101.9426 | 0 | 0% | 494.0931 | 157.6242 | 494.0931 | 157.6242
565.76 | 333.955 | 7.0467 | 48.2732 | 0 | 0 | 101.9613 | 0 | 0% | 491.2361 | 157.2811 | 491.2361 | 157.2811
565.78 | 331.5142 | 7.046 | 47.9226 | 0 | 0 | 101.9798 | 0 | 0% | 488.4625 | 156.9484 | 488.4625 | 156.9484
565.8 | 329.3277 | 7.0453 | 47.6087 | 0 | 0 | 101.9981 | 0 | 0% | 485.9798 | 156.6522 | 485.9798 | 156.6522
565.82 | 327.5445 | 7.0447 | 47.3532 | 0 | 0 | 102.0162 | 0 | 0% | 483.9586 | 156.4141 | 483.9586 | 156.4141
565.84 | 326.2602 | 7.044 | 47.1698 | 0 | 7.0447e-14 | 102.0344 | 0 | 0% | 482.5084 | 156.2482 | 482.5084 | 156.2482
565.86 | 325.503 | 7.0433 | 47.0625 | 0 | 9.6823e-14 | 102.0527 | 0 | 0% | 481.6615 | 156.1585 | 481.6615 | 156.1585
565.88 | 325.2325 | 7.0427 | 47.0255 | 0 | 6.4886e-14 | 102.0712 | 0 | 0% | 481.3719 | 156.1394 | 481.3719 | 156.1394
565.9 | 325.3573 | 7.042 | 47.0457 | 0 | 0 | 102.0899 | 0 | 0% | 481.5349 | 156.1776 | 481.5349 | 156.1776
565.92 | 325.7632 | 7.0414 | 47.1065 | 0 | 0 | 102.1087 | 0 | 0% | 482.0198 | 156.2566 | 482.0198 | 156.2566
565.94 | 326.3372 | 7.0408 | 47.1915 | 0 | 1.6179e-13 | 102.1276 | 0 | 0% | 482.6971 | 156.3599 | 482.6971 | 156.3599
565.96 | 326.9746 | 7.0402 | 47.2858 | 0 | 2.8583e-13 | 102.1465 | 0 | 0% | 483.4471 | 156.4725 | 483.4471 | 156.4725
565.98 | 327.5755 | 7.0396 | 47.3747 | 0 | 2.3999e-13 | 102.1654 | 0 | 0% | 484.1552 | 156.5797 | 484.1552 | 156.5797
566 | 328.0426 | 7.0389 | 47.4444 | 0 | 1.1325e-13 | 102.1843 | 0 | 0% | 484.7102 | 156.6676 | 484.7102 | 156.6676
566.02 | 328.2874 | 7.0383 | 47.4819 | 0 | 1.4292e-13 | 102.203 | 0 | 0% | 485.0106 | 156.7232 | 485.0106 | 156.7232
566.04 | 328.2415 | 7.0377 | 47.4773 | 0 | 3.7752e-14 | 102.2217 | 0 | 0% | 484.9782 | 156.7367 | 484.9782 | 156.7367
566.06 | 327.8655 | 7.037 | 47.425 | 0 | 0 | 102.2402 | 0 | 0% | 484.5677 | 156.7022 | 484.5677 | 156.7022
566.08 | 327.1569 | 7.0364 | 47.3247 | 0 | 0 | 102.2585 | 0 | 0% | 483.7765 | 156.6196 | 483.7765 | 156.6196
566.1 | 326.1606 | 7.0357 | 47.1827 | 0 | 4.3145e-14 | 102.2769 | 0 | 0% | 482.6559 | 156.4953 | 482.6559 | 156.4953
566.12 | 324.9778 | 7.0351 | 47.0137 | 0 | 1.2876e-13 | 102.2953 | 0 | 0% | 481.3217 | 156.344 | 481.3217 | 156.344
566.14 | 323.7657 | 7.0344 | 46.8404 | 0 | 0 | 102.3136 | 0 | 0% | 479.9541 | 156.1884 | 479.9541 | 156.1884
566.16 | 322.723 | 7.0337 | 46.6917 | 0 | 1.6769e-14 | 102.3316 | 0 | 0% | 478.78 | 156.057 | 478.78 | 156.057
566.18 | 322.0603 | 7.033 | 46.598 | 0 | 1.8577e-13 | 102.3493 | 0 | 0% | 478.0406 | 155.9803 | 478.0406 | 155.9803
566.2 | 321.9617 | 7.0323 | 46.586 | 0 | 1.64e-14 | 102.3669 | 0 | 0% | 477.9469 | 155.9852 | 477.9469 | 155.9852
566.22 | 322.543 | 7.0316 | 46.6723 | 0 | 0 | 102.385 | 0 | 0% | 478.6318 | 156.0888 | 478.6318 | 156.0888
566.24 | 323.8234 | 7.0309 | 46.8597 | 0 | 0 | 102.4036 | 0 | 0% | 480.1177 | 156.2943 | 480.1177 | 156.2943
566.26 | 325.7241 | 7.0303 | 47.1369 | 0 | 0 | 102.4227 | 0 | 0% | 482.3139 | 156.5899 | 482.3139 | 156.5899
566.28 | 328.087 | 7.0297 | 47.481 | 0 | 2.9999e-14 | 102.4416 | 0 | 0% | 485.0394 | 156.9523 | 485.0394 | 156.9523
566.3 | 330.7041 | 7.0291 | 47.862 | 0 | 7.5503e-14 | 102.4602 | 0 | 0% | 488.0553 | 157.3512 | 488.0553 | 157.3512
566.32 | 333.3492 | 7.0284 | 48.2471 | 0 | 1.1123e-13 | 102.4783 | 0 | 0% | 491.103 | 157.7538 | 491.103 | 157.7538
566.34 | 335.8173 | 7.0277 | 48.6066 | 0 | 5.9324e-14 | 102.4961 | 0 | 0% | 493.9477 | 158.1304 | 493.9477 | 158.1304
566.36 | 337.9625 | 7.027 | 48.9195 | 0 | 1.2539e-13 | 102.5138 | 0 | 0% | 496.4228 | 158.4603 | 496.4228 | 158.4603
566.38 | 339.7226 | 7.0262 | 49.1766 | 0 | 0.0003601 | 102.5315 | 0 | 0% | 498.4574 | 158.7347 | 498.4574 | 158.7347
566.4 | 341.1146 | 7.0255 | 49.3805 | 0 | 0.0034124 | 102.5493 | 0 | 0% | 500.0733 | 158.9587 | 500.0733 | 158.9587
566.42 | 342.2041 | 7.0249 | 49.5405 | 0 | 0.025521 | 102.5673 | 0 | 0% | 501.3623 | 159.1582 | 501.3623 | 159.1582
566.44 | 343.0674 | 7.0242 | 49.6678 | 0 | 0.15063 | 102.5859 | 0 | 0% | 502.4959 | 159.4285 | 502.4959 | 159.4285
566.46 | 343.7617 | 7.0236 | 49.7705 | 0 | 0.70169 | 102.6049 | 0 | 0% | 503.8624 | 160.1007 | 503.8624 | 160.1007
566.48 | 344.3132 | 7.023 | 49.8525 | 0 | 2.5797 | 102.6242 | 0 | 0% | 506.3926 | 162.0794 | 506.3926 | 162.0794
566.5 | 344.7241 | 7.0224 | 49.9142 | 0 | 7.4849 | 102.6432 | 0 | 0% | 511.7888 | 167.0647 | 511.7888 | 167.0647
566.52 | 344.9894 | 7.0218 | 49.9548 | 0 | 17.1395 | 102.6618 | 0 | 0% | 521.7673 | 176.7779 | 521.7673 | 176.7779
566.54 | 345.1147 | 7.0211 | 49.9752 | 0 | 30.9746 | 102.6801 | 0 | 0% | 535.7658 | 190.6511 | 535.7658 | 190.6511
566.56 | 345.1253 | 7.0204 | 49.979 | 0 | 44.1786 | 102.6983 | 0 | 0% | 549.0016 | 203.8764 | 549.0016 | 203.8764
566.58 | 345.0678 | 7.0198 | 49.973 | 0 | 49.7295 | 102.7166 | 0 | 0% | 554.5067 | 209.4389 | 554.5067 | 209.4389
566.6 | 345.0043 | 7.0191 | 49.9661 | 0 | 44.1786 | 102.7352 | 0 | 0% | 548.9033 | 203.899 | 548.9033 | 203.899
566.62 | 344.9996 | 7.0185 | 49.9677 | 0 | 30.9746 | 102.7539 | 0 | 0% | 535.7143 | 190.7147 | 535.7143 | 190.7147
566.64 | 345.1066 | 7.0178 | 49.9855 | 0 | 17.1395 | 102.7722 | 0 | 0% | 522.0216 | 176.915 | 522.0216 | 176.915
566.66 | 345.3506 | 7.0171 | 50.0233 | 0 | 7.4849 | 102.7899 | 0 | 0% | 512.6657 | 167.3151 | 512.6657 | 167.3151
566.68 | 345.7206 | 7.0163 | 50.0794 | 0 | 2.5797 | 102.8066 | 0 | 0% | 508.2026 | 162.482 | 508.2026 | 162.482
566.7 | 346.1695 | 7.0155 | 50.1471 | 0 | 0.70169 | 102.8227 | 0 | 0% | 506.8564 | 160.6869 | 506.8564 | 160.6869
566.72 | 346.6232 | 7.0146 | 50.2154 | 0 | 0.15063 | 102.8389 | 0 | 0% | 506.8428 | 160.2196 | 506.8428 | 160.2196
566.74 | 346.9951 | 7.0139 | 50.2717 | 0 | 0.025521 | 102.8562 | 0 | 0% | 507.1624 | 160.1674 | 507.1624 | 160.1674
566.76 | 347.2017 | 7.0132 | 50.304 | 0 | 0.0034124 | 102.8748 | 0 | 0% | 507.3972 | 160.1955 | 507.3972 | 160.1955
566.78 | 347.1801 | 7.0127 | 50.3032 | 0 | 0.0003601 | 102.894 | 0 | 0% | 507.3903 | 160.2102 | 507.3903 | 160.2102
566.8 | 346.9062 | 7.012 | 50.2658 | 0 | 5.5684e-13 | 102.9127 | 0 | 0% | 507.0967 | 160.1906 | 507.0967 | 160.1906
566.82 | 346.4062 | 7.0113 | 50.1958 | 0 | 2.6022e-13 | 102.9307 | 0 | 0% | 506.544 | 160.1378 | 506.544 | 160.1378
566.84 | 345.7519 | 7.0106 | 50.1034 | 0 | 2.2247e-13 | 102.9486 | 0 | 0% | 505.8146 | 160.0627 | 505.8146 | 160.0627
566.86 | 345.036 | 7.01 | 50.002 | 0 | 3.1684e-14 | 102.9671 | 0 | 0% | 505.0152 | 159.9792 | 505.0152 | 159.9792
566.88 | 344.3426 | 7.0094 | 49.9038 | 0 | 2.8988e-14 | 102.9864 | 0 | 0% | 504.2423 | 159.8997 | 504.2423 | 159.8997
566.9 | 343.7306 | 7.0089 | 49.8173 | 0 | 0.00020765 | 103.006 | 0 | 0% | 503.5629 | 159.8324 | 503.5629 | 159.8324
566.92 | 343.2319 | 7.0083 | 49.7473 | 0 | 0.0020784 | 103.0251 | 0 | 0% | 503.0147 | 159.7828 | 503.0147 | 159.7828
566.94 | 342.8583 | 7.0076 | 49.6955 | 0 | 0.015766 | 103.0437 | 0 | 0% | 502.6208 | 159.7626 | 502.6208 | 159.7626
566.96 | 342.6084 | 7.0069 | 49.6617 | 0 | 0.094709 | 103.0617 | 0 | 0% | 502.4335 | 159.8251 | 502.4335 | 159.8251
566.98 | 342.4748 | 7.0062 | 49.6448 | 0 | 0.45094 | 103.0795 | 0 | 0% | 502.6563 | 160.1814 | 502.6563 | 160.1814
567 | 342.4479 | 7.0055 | 49.6433 | 0 | 1.7033 | 103.0972 | 0 | 0% | 503.8972 | 161.4493 | 503.8972 | 161.4493
567.02 | 342.5191 | 7.0048 | 49.656 | 0 | 5.1093 | 103.1149 | 0 | 0% | 507.4043 | 164.8851 | 507.4043 | 164.8851
567.04 | 342.6851 | 7.0041 | 49.6825 | 0 | 12.185 | 103.1328 | 0 | 0% | 514.6894 | 172.0043 | 514.6894 | 172.0043
567.06 | 342.9519 | 7.0034 | 49.7236 | 0 | 23.1318 | 103.1506 | 0 | 0% | 525.9613 | 183.0094 | 525.9613 | 183.0094
567.08 | 343.3361 | 7.0027 | 49.7818 | 0 | 35.0003 | 103.1684 | 0 | 0% | 538.2893 | 194.9532 | 538.2893 | 194.9532
567.1 | 343.8567 | 7.002 | 49.8597 | 0 | 42.2617 | 103.186 | 0 | 0% | 546.1661 | 202.3094 | 546.1661 | 202.3094
567.12 | 344.5209 | 7.0012 | 49.9585 | 0 | 40.7679 | 103.2032 | 0 | 0% | 545.4517 | 200.9308 | 545.4517 | 200.9308
567.14 | 345.3136 | 7.0004 | 50.076 | 0 | 31.4471 | 103.2198 | 0 | 0% | 537.0569 | 191.7433 | 537.0569 | 191.7433
567.16 | 346.1988 | 6.9996 | 50.207 | 0 | 19.4087 | 103.2361 | 0 | 0% | 526.0501 | 179.8513 | 526.0501 | 179.8513
567.18 | 347.1281 | 6.9988 | 50.3443 | 0 | 9.5868 | 103.2527 | 0 | 0% | 517.3107 | 170.1826 | 517.3107 | 170.1826
567.2 | 348.0511 | 6.9981 | 50.4805 | 0 | 3.7893 | 103.2704 | 0 | 0% | 512.5894 | 164.5383 | 512.5894 | 164.5383
567.22 | 348.9235 | 6.9975 | 50.6093 | 0 | 1.1979 | 103.2896 | 0 | 0% | 511.0178 | 162.0943 | 511.0178 | 162.0943
567.24 | 349.7141 | 6.997 | 50.7261 | 0 | 0.30265 | 103.3096 | 0 | 0% | 511.0493 | 161.3353 | 511.0493 | 161.3353
567.26 | 350.4101 | 6.9964 | 50.8292 | 0 | 0.06104 | 103.3293 | 0 | 0% | 511.6262 | 161.216 | 511.6262 | 161.216
567.28 | 351.0174 | 6.9958 | 50.9196 | 0 | 0.009816 | 103.3483 | 0 | 0% | 512.2909 | 161.2735 | 512.2909 | 161.2735
567.3 | 351.5518 | 6.9951 | 50.9995 | 0 | 0.0012571 | 103.3663 | 0 | 0% | 512.914 | 161.3622 | 512.914 | 161.3622
567.32 | 352.0273 | 6.9944 | 51.0709 | 0 | 0.00011074 | 103.3839 | 0 | 0% | 513.4766 | 161.4493 | 513.4766 | 161.4493
567.34 | 352.4485 | 6.9937 | 51.1344 | 0 | 1.0643e-12 | 103.4017 | 0 | 0% | 513.9784 | 161.5298 | 513.9784 | 161.5298
567.36 | 352.8113 | 6.9931 | 51.1893 | 0 | 9.9536e-13 | 103.4204 | 0 | 0% | 514.4141 | 161.6028 | 514.4141 | 161.6028
567.38 | 353.1082 | 6.9925 | 51.2347 | 0 | 3.5325e-13 | 103.4399 | 0 | 0% | 514.7753 | 161.6671 | 514.7753 | 161.6671
567.4 | 353.3331 | 6.992 | 51.2696 | 0 | 5.0998e-13 | 103.4597 | 0 | 0% | 515.0544 | 161.7212 | 515.0544 | 161.7212
567.42 | 353.484 | 6.9914 | 51.2938 | 0 | 1.0045e-13 | 103.4791 | 0 | 0% | 515.2483 | 161.7643 | 515.2483 | 161.7643
567.44 | 353.5649 | 6.9908 | 51.3079 | 0 | 1.7056e-13 | 103.4978 | 0 | 0% | 515.3614 | 161.7965 | 515.3614 | 161.7965
567.46 | 353.5877 | 6.9901 | 51.3137 | 0 | 0 | 103.5154 | 0 | 0% | 515.4069 | 161.8192 | 515.4069 | 161.8192
567.48 | 353.5722 | 6.9892 | 51.3142 | 0 | 0 | 103.5315 | 0 | 0% | 515.4071 | 161.8349 | 515.4071 | 161.8349
567.5 | 353.5436 | 6.9882 | 51.313 | 0 | 0 | 103.5452 | 0 | 0% | 515.39 | 161.8464 | 515.39 | 161.8464
567.52 | 353.5265 | 6.9869 | 51.3137 | 0 | 0 | 103.5564 | 0 | 0% | 515.3835 | 161.857 | 515.3835 | 161.857
567.54 | 353.5403 | 6.9855 | 51.3191 | 0 | 0 | 103.5658 | 0 | 0% | 515.4108 | 161.8705 | 515.4108 | 161.8705
567.56 | 353.594 | 6.9842 | 51.3302 | 0 | 6.674e-14 | 103.5765 | 0 | 0% | 515.4849 | 161.8909 | 515.4849 | 161.8909
567.58 | 353.6808 | 6.9833 | 51.3455 | 0 | 6.6234e-14 | 103.5917 | 0 | 0% | 515.6013 | 161.9205 | 515.6013 | 161.9205
567.6 | 353.777 | 6.9829 | 51.3615 | 0 | 4.8469e-14 | 103.6129 | 0 | 0% | 515.7343 | 161.9573 | 515.7343 | 161.9573
567.62 | 353.8496 | 6.9828 | 51.3736 | 0 | 1.2919e-13 | 103.6385 | 0 | 0% | 515.8446 | 161.9949 | 515.8446 | 161.9949
567.64 | 353.866 | 6.9829 | 51.3774 | 0 | 1.7924e-13 | 103.6653 | 0 | 0% | 515.8916 | 162.0256 | 515.8916 | 162.0256
567.66 | 353.7995 | 6.9828 | 51.3694 | 0 | 0 | 103.6904 | 0 | 0% | 515.842 | 162.0426 | 515.842 | 162.0426
567.68 | 353.6279 | 6.9825 | 51.3464 | 0 | 2.144e-14 | 103.7129 | 0 | 0% | 515.6696 | 162.0418 | 515.6696 | 162.0418
567.7 | 353.3367 | 6.982 | 51.3062 | 0 | 0 | 103.7333 | 0 | 0% | 515.3583 | 162.0216 | 515.3583 | 162.0216
567.72 | 352.9268 | 6.9814 | 51.249 | 0 | 6.0381e-14 | 103.7523 | 0 | 0% | 514.9095 | 161.9827 | 514.9095 | 161.9827
567.74 | 352.4174 | 6.9807 | 51.1775 | 0 | 0 | 103.7698 | 0 | 0% | 514.3454 | 161.928 | 514.3454 | 161.928
567.76 | 351.8393 | 6.9797 | 51.0963 | 0 | 0 | 103.7848 | 0 | 0% | 513.7001 | 161.8608 | 513.7001 | 161.8608
567.78 | 351.2259 | 6.9785 | 51.0104 | 0 | 0 | 103.7962 | 0 | 0% | 513.011 | 161.7851 | 513.011 | 161.7851
567.8 | 350.614 | 6.9771 | 50.9249 | 0 | 0 | 103.8051 | 0 | 0% | 512.3212 | 161.7071 | 512.3212 | 161.7071
567.82 | 350.0505 | 6.9757 | 50.8464 | 0 | 8.7638e-14 | 103.8152 | 0 | 0% | 511.6878 | 161.6373 | 511.6878 | 161.6373
567.84 | 349.5901 | 6.9748 | 50.7823 | 0 | 0 | 103.8306 | 0 | 0% | 511.1779 | 161.5877 | 511.1779 | 161.5877
567.86 | 349.2804 | 6.9745 | 50.7393 | 0 | 0 | 103.8532 | 0 | 0% | 510.8473 | 161.5669 | 510.8473 | 161.5669
567.88 | 349.1479 | 6.9746 | 50.7216 | 0 | 0 | 103.88 | 0 | 0% | 510.724 | 161.5761 | 510.724 | 161.5761
567.9 | 349.1948 | 6.9746 | 50.7299 | 0 | 0 | 103.9068 | 0 | 0% | 510.8061 | 161.6113 | 510.8061 | 161.6113
567.92 | 349.4005 | 6.9744 | 50.7616 | 0 | 0 | 103.9307 | 0 | 0% | 511.0672 | 161.6667 | 511.0672 | 161.6667
567.94 | 349.7238 | 6.974 | 50.8107 | 0 | 4.5504e-15 | 103.9515 | 0 | 0% | 511.46 | 161.7362 | 511.46 | 161.7362
567.96 | 350.1077 | 6.9734 | 50.8689 | 0 | 6.2358e-14 | 103.9703 | 0 | 0% | 511.9203 | 161.8126 | 511.9203 | 161.8126
567.98 | 350.487 | 6.9727 | 50.9265 | 0 | 1.7224e-13 | 103.9882 | 0 | 0% | 512.3744 | 161.8874 | 512.3744 | 161.8874
568 | 350.7904 | 6.9719 | 50.9731 | 0 | 1.0112e-14 | 104.0055 | 0 | 0% | 512.7409 | 161.9506 | 512.7409 | 161.9506
568.02 | 350.9389 | 6.9711 | 50.9974 | 0 | 0 | 104.0221 | 0 | 0% | 512.9294 | 161.9905 | 512.9294 | 161.9905
568.04 | 350.8541 | 6.9702 | 50.9878 | 0 | 0 | 104.0372 | 0 | 0% | 512.8492 | 161.9952 | 512.8492 | 161.9952
568.06 | 350.481 | 6.9691 | 50.9366 | 0 | 0 | 104.0499 | 0 | 0% | 512.4366 | 161.9556 | 512.4366 | 161.9556
568.08 | 349.8149 | 6.9677 | 50.8431 | 0 | 0 | 104.0601 | 0 | 0% | 511.6858 | 161.8709 | 511.6858 | 161.8709
568.1 | 348.9102 | 6.9663 | 50.715 | 0 | 2.1572e-14 | 104.0693 | 0 | 0% | 510.6608 | 161.7506 | 510.6608 | 161.7506
568.12 | 347.8625 | 6.9651 | 50.5659 | 0 | 6.4717e-14 | 104.0809 | 0 | 0% | 509.4744 | 161.6119 | 509.4744 | 161.6119
568.14 | 346.7758 | 6.9643 | 50.4104 | 0 | 1.5101e-13 | 104.0979 | 0 | 0% | 508.2485 | 161.4727 | 508.2485 | 161.4727
568.16 | 345.7351 | 6.964 | 50.2611 | 0 | 0 | 104.12 | 0 | 0% | 507.0801 | 161.3451 | 507.0801 | 161.3451
568.18 | 344.7987 | 6.9638 | 50.1267 | 0 | 2.373e-13 | 104.1438 | 0 | 0% | 506.0329 | 161.2343 | 506.0329 | 161.2343
568.2 | 344.0034 | 6.9634 | 50.013 | 0 | 4.7999e-13 | 104.1657 | 0 | 0% | 505.1455 | 161.1422 | 505.1455 | 161.1422
568.22 | 343.3663 | 6.9628 | 49.9226 | 0 | 0 | 104.1846 | 0 | 0% | 504.4364 | 161.07 | 504.4364 | 161.07
568.24 | 342.8802 | 6.962 | 49.8545 | 0 | 0 | 104.2007 | 0 | 0% | 503.8974 | 161.0172 | 503.8974 | 161.0172
568.26 | 342.5112 | 6.9609 | 49.8037 | 0 | 2.6157e-13 | 104.2137 | 0 | 0% | 503.4895 | 160.9783 | 503.4895 | 160.9783
568.28 | 342.213 | 6.9594 | 49.7637 | 0 | 0 | 104.2218 | 0 | 0% | 503.158 | 160.9449 | 503.158 | 160.9449
568.3 | 341.9539 | 6.9575 | 49.7299 | 0 | 5.3931e-14 | 104.2251 | 0 | 0% | 502.8664 | 160.9125 | 502.8664 | 160.9125
568.32 | 341.7367 | 6.9555 | 49.7023 | 0 | 1.8202e-14 | 104.2281 | 0 | 0% | 502.6226 | 160.8859 | 502.6226 | 160.8859
568.34 | 341.5902 | 6.9542 | 49.6843 | 0 | 0 | 104.2379 | 0 | 0% | 502.4666 | 160.8764 | 502.4666 | 160.8764
568.36 | 341.5347 | 6.9537 | 49.6783 | 0 | 0 | 104.2585 | 0 | 0% | 502.4252 | 160.8905 | 502.4252 | 160.8905
568.38 | 341.5564 | 6.9539 | 49.6828 | 0 | 0 | 104.2869 | 0 | 0% | 502.48 | 160.9236 | 502.48 | 160.9236
568.4 | 341.6111 | 6.9542 | 49.6919 | 0 | 0 | 104.3169 | 0 | 0% | 502.5742 | 160.9631 | 502.5742 | 160.9631
568.42 | 341.6442 | 6.9543 | 49.6982 | 0 | 1.0449e-14 | 104.3439 | 0 | 0% | 502.6405 | 160.9963 | 502.6405 | 160.9963
568.44 | 341.6005 | 6.9539 | 49.6939 | 0 | 4.0111e-14 | 104.365 | 0 | 0% | 502.6133 | 161.0128 | 502.6133 | 161.0128
568.46 | 341.424 | 6.9527 | 49.6713 | 0 | 1.7612e-14 | 104.3774 | 0 | 0% | 502.4253 | 161.0013 | 502.4253 | 161.0013
568.48 | 341.0692 | 6.9505 | 49.6241 | 0 | 4.5841e-14 | 104.3768 | 0 | 0% | 502.0206 | 160.9514 | 502.0206 | 160.9514
568.5 | 340.5358 | 6.9473 | 49.5521 | 0 | 1.3163e-13 | 104.3643 | 0 | 0% | 501.3995 | 160.8637 | 501.3995 | 160.8637
568.52 | 339.8989 | 6.944 | 49.4652 | 0 | 0 | 104.3509 | 0 | 0% | 500.659 | 160.7601 | 500.659 | 160.7601
568.54 | 339.2899 | 6.942 | 49.3806 | 0 | 0 | 104.3538 | 0 | 0% | 499.9663 | 160.6764 | 499.9663 | 160.6764
568.56 | 338.8275 | 6.9422 | 49.3146 | 0 | 6.0082e-14 | 104.382 | 0 | 0% | 499.4663 | 160.6388 | 499.4663 | 160.6388
568.58 | 338.5603 | 6.9439 | 49.2752 | 0 | 0 | 104.4283 | 0 | 0% | 499.2077 | 160.6473 | 499.2077 | 160.6473
568.6 | 338.4693 | 6.9456 | 49.2613 | 0 | 0 | 104.4754 | 0 | 0% | 499.1517 | 160.6823 | 499.1517 | 160.6823
568.62 | 338.5012 | 6.9463 | 49.2666 | 0 | 1.9887e-14 | 104.5098 | 0 | 0% | 499.2239 | 160.7227 | 499.2239 | 160.7227
568.64 | 338.5921 | 6.9456 | 49.2822 | 0 | 0 | 104.5275 | 0 | 0% | 499.3475 | 160.7553 | 499.3475 | 160.7553
568.66 | 338.6792 | 6.9439 | 49.2986 | 0 | 0 | 104.5334 | 0 | 0% | 499.4551 | 160.7759 | 499.4551 | 160.7759
568.68 | 338.7131 | 6.9421 | 49.3074 | 0 | 0 | 104.5375 | 0 | 0% | 499.5001 | 160.787 | 499.5001 | 160.787
568.7 | 338.6635 | 6.9409 | 49.3032 | 0 | 0 | 104.5499 | 0 | 0% | 499.4576 | 160.7941 | 499.4576 | 160.7941
568.72 | 338.5141 | 6.9408 | 49.2831 | 0 | 0 | 104.5749 | 0 | 0% | 499.313 | 160.7989 | 499.313 | 160.7989
568.74 | 338.2618 | 6.9415 | 49.2471 | 0 | 0 | 104.6088 | 0 | 0% | 499.0593 | 160.7975 | 499.0593 | 160.7975
568.76 | 337.9298 | 6.9422 | 49.1994 | 0 | 0 | 104.644 | 0 | 0% | 498.7154 | 160.7856 | 498.7154 | 160.7856
568.78 | 337.5732 | 6.9425 | 49.1486 | 0 | 1.2134e-14 | 104.674 | 0 | 0% | 498.3384 | 160.7652 | 498.3384 | 160.7652
568.8 | 337.2553 | 6.9421 | 49.1045 | 0 | 2.2247e-14 | 104.6947 | 0 | 0% | 497.9966 | 160.7412 | 497.9966 | 160.7412
568.82 | 337.0075 | 6.9404 | 49.0721 | 0 | 3.3707e-14 | 104.7008 | 0 | 0% | 497.7208 | 160.7133 | 497.7208 | 160.7133
568.84 | 336.8139 | 6.9371 | 49.0497 | 0 | 1.3045e-13 | 104.6865 | 0 | 0% | 497.4871 | 160.6733 | 497.4871 | 160.6733
568.86 | 336.6463 | 6.9321 | 49.0331 | 0 | 1.0321e-13 | 104.6527 | 0 | 0% | 497.2642 | 160.618 | 497.2642 | 160.618
568.88 | 336.5166 | 6.9269 | 49.0225 | 0 | 9.0587e-14 | 104.6153 | 0 | 0% | 497.0812 | 160.5646 | 497.0812 | 160.5646
568.9 | 336.4783 | 6.9235 | 49.0227 | 0 | 1.4662e-13 | 104.6011 | 0 | 0% | 497.0257 | 160.5473 | 497.0257 | 160.5473
568.92 | 336.5605 | 6.9236 | 49.0361 | 0 | 1.6449e-13 | 104.6282 | 0 | 0% | 497.1484 | 160.5879 | 497.1484 | 160.5879
568.94 | 336.7118 | 6.9265 | 49.056 | 0 | 1.6719e-13 | 104.6894 | 0 | 0% | 497.3836 | 160.6718 | 497.3836 | 160.6718
568.96 | 336.8349 | 6.93 | 49.0709 | 0 | 1.7258e-13 | 104.7585 | 0 | 0% | 497.5943 | 160.7595 | 497.5943 | 160.7595
568.98 | 336.8753 | 6.9324 | 49.0754 | 0 | 8.629e-14 | 104.8131 | 0 | 0% | 497.6962 | 160.8208 | 497.6962 | 160.8208
569 | 336.8624 | 6.933 | 49.0742 | 0 | 0 | 104.8474 | 0 | 0% | 497.717 | 160.8546 | 497.717 | 160.8546
569.02 | 336.866 | 6.9326 | 49.0769 | 0 | 0 | 104.8676 | 0 | 0% | 497.7431 | 160.877 | 497.7431 | 160.877
569.04 | 336.9289 | 6.9314 | 49.0891 | 0 | 0 | 104.8795 | 0 | 0% | 497.8288 | 160.9 | 497.8288 | 160.9
569.06 | 337.0416 | 6.9295 | 49.1094 | 0 | 0 | 104.8832 | 0 | 0% | 497.9637 | 160.9221 | 497.9637 | 160.9221
569.08 | 337.1732 | 6.9269 | 49.1335 | 0 | 0 | 104.8774 | 0 | 0% | 498.111 | 160.9378 | 498.111 | 160.9378
569.1 | 337.3133 | 6.9238 | 49.1594 | 0 | 0 | 104.8661 | 0 | 0% | 498.2626 | 160.9493 | 498.2626 | 160.9493
569.12 | 337.4826 | 6.9208 | 49.1894 | 0 | 0 | 104.8565 | 0 | 0% | 498.4493 | 160.9668 | 498.4493 | 160.9668
569.14 | 337.7121 | 6.9184 | 49.2276 | 0 | 0 | 104.8527 | 0 | 0% | 498.7107 | 160.9986 | 498.7107 | 160.9986
569.16 | 338.0347 | 6.9164 | 49.2786 | 0 | 0 | 104.855 | 0 | 0% | 499.0848 | 161.0501 | 499.0848 | 161.0501
569.18 | 338.5001 | 6.9153 | 49.3495 | 0 | 1.5101e-13 | 104.8676 | 0 | 0% | 499.6324 | 161.1324 | 499.6324 | 161.1324
569.2 | 339.17 | 6.9157 | 49.4481 | 0 | 2.6426e-13 | 104.8993 | 0 | 0% | 500.4331 | 161.2631 | 500.4331 | 161.2631
569.22 | 340.0727 | 6.918 | 49.5784 | 0 | 2.0224e-13 | 104.953 | 0 | 0% | 501.522 | 161.4494 | 501.522 | 161.4494
569.24 | 341.1667 | 6.9212 | 49.7353 | 0 | 3.4752e-13 | 105.0187 | 0 | 0% | 502.8419 | 161.6752 | 502.8419 | 161.6752
569.26 | 342.3566 | 6.9241 | 49.9067 | 0 | 3.2662e-13 | 105.0795 | 0 | 0% | 504.2669 | 161.9103 | 504.2669 | 161.9103
569.28 | 343.5326 | 6.9256 | 50.0777 | 0 | 2.3291e-13 | 105.1244 | 0 | 0% | 505.6603 | 162.1277 | 505.6603 | 162.1277
569.3 | 344.5886 | 6.9256 | 50.2333 | 0 | 2.2752e-13 | 105.1501 | 0 | 0% | 506.8976 | 162.309 | 506.8976 | 162.309
569.32 | 345.4245 | 6.9239 | 50.359 | 0 | 2.2921e-13 | 105.156 | 0 | 0% | 507.8634 | 162.4389 | 507.8634 | 162.4389
569.34 | 345.9601 | 6.9205 | 50.4431 | 0 | 3.4111e-13 | 105.1405 | 0 | 0% | 508.4643 | 162.5042 | 508.4643 | 162.5042
569.36 | 346.1749 | 6.9156 | 50.4825 | 0 | 2.7707e-13 | 105.1068 | 0 | 0% | 508.6797 | 162.5049 | 508.6797 | 162.5049
569.38 | 346.1409 | 6.9104 | 50.4859 | 0 | 2.5651e-13 | 105.0701 | 0 | 0% | 508.6073 | 162.4665 | 508.6073 | 162.4665
569.4 | 346.0002 | 6.907 | 50.4715 | 0 | 1.3078e-13 | 105.0545 | 0 | 0% | 508.4332 | 162.433 | 508.4332 | 162.433
569.42 | 345.8833 | 6.9065 | 50.4566 | 0 | 0 | 105.0756 | 0 | 0% | 508.322 | 162.4387 | 508.322 | 162.4387
569.44 | 345.8426 | 6.9087 | 50.4494 | 0 | 6.0462e-14 | 105.1277 | 0 | 0% | 508.3284 | 162.4858 | 508.3284 | 162.4858
569.46 | 345.8653 | 6.9116 | 50.4504 | 0 | 1.8539e-14 | 105.1899 | 0 | 0% | 508.4171 | 162.5518 | 508.4171 | 162.5518
569.48 | 345.9342 | 6.9138 | 50.4591 | 0 | 1.5303e-13 | 105.2427 | 0 | 0% | 508.5497 | 162.6155 | 508.5497 | 162.6155
569.5 | 346.063 | 6.9147 | 50.4782 | 0 | 1.5505e-13 | 105.2797 | 0 | 0% | 508.7355 | 162.6725 | 508.7355 | 162.6725
569.52 | 346.2802 | 6.9146 | 50.5114 | 0 | 2.1572e-13 | 105.3055 | 0 | 0% | 509.0117 | 162.7316 | 509.0117 | 162.7316
569.54 | 346.5961 | 6.9143 | 50.5594 | 0 | 3.0201e-13 | 105.328 | 0 | 0% | 509.3978 | 162.8017 | 509.3978 | 162.8017
569.56 | 346.9903 | 6.9142 | 50.6187 | 0 | 0 | 105.3521 | 0 | 0% | 509.8753 | 162.885 | 509.8753 | 162.885
569.58 | 347.4213 | 6.9142 | 50.683 | 0 | 0 | 105.3793 | 0 | 0% | 510.3979 | 162.9765 | 510.3979 | 162.9765
569.6 | 347.8385 | 6.9145 | 50.7451 | 0 | 0.00011731 | 105.4082 | 0 | 0% | 510.9065 | 163.0679 | 510.9065 | 163.0679
569.62 | 348.1879 | 6.9146 | 50.7974 | 0 | 0.0011117 | 105.4366 | 0 | 0% | 511.3376 | 163.1497 | 511.3376 | 163.1497
569.64 | 348.4184 | 6.9146 | 50.8327 | 0 | 0.0084105 | 105.4619 | 0 | 0% | 511.636 | 163.2175 | 511.636 | 163.2175
569.66 | 348.4937 | 6.9141 | 50.8459 | 0 | 0.049987 | 105.4823 | 0 | 0% | 511.786 | 163.2923 | 511.786 | 163.2923
569.68 | 348.4017 | 6.9131 | 50.8353 | 0 | 0.23543 | 105.4965 | 0 | 0% | 511.8821 | 163.4804 | 511.8821 | 163.4804
569.7 | 348.1576 | 6.9116 | 50.8033 | 0 | 0.88073 | 105.5041 | 0 | 0% | 512.2573 | 164.0997 | 512.2573 | 164.0997
569.72 | 347.8025 | 6.9097 | 50.7556 | 0 | 2.6263 | 105.507 | 0 | 0% | 513.6011 | 165.7986 | 513.6011 | 165.7986
569.74 | 347.3955 | 6.9078 | 50.7002 | 0 | 6.2744 | 105.5108 | 0 | 0% | 516.7887 | 169.3932 | 516.7887 | 169.3932
569.76 | 346.9973 | 6.9065 | 50.6455 | 0 | 12.0949 | 105.5209 | 0 | 0% | 522.1651 | 175.1678 | 522.1651 | 175.1678
569.78 | 346.6499 | 6.9058 | 50.5973 | 0 | 18.9815 | 105.5387 | 0 | 0% | 528.6732 | 182.0233 | 528.6732 | 182.0233
569.8 | 346.3719 | 6.9055 | 50.5588 | 0 | 24.4943 | 105.5607 | 0 | 0% | 533.8911 | 187.5192 | 533.8911 | 187.5192
569.82 | 346.1712 | 6.9051 | 50.5316 | 0 | 26.2214 | 105.583 | 0 | 0% | 535.4122 | 189.241 | 535.4122 | 189.241
569.84 | 346.0537 | 6.9048 | 50.5166 | 0 | 23.4061 | 105.6049 | 0 | 0% | 532.486 | 186.4323 | 532.486 | 186.4323
569.86 | 346.0143 | 6.9044 | 50.513 | 0 | 17.4126 | 105.6268 | 0 | 0% | 526.4711 | 180.4568 | 526.4711 | 180.4568
569.88 | 346.0216 | 6.9038 | 50.5165 | 0 | 10.732 | 105.646 | 0 | 0% | 519.8199 | 173.7983 | 519.8199 | 173.7983
569.9 | 346.0162 | 6.9026 | 50.5191 | 0 | 5.4296 | 105.6566 | 0 | 0% | 514.524 | 168.5078 | 514.524 | 168.5078
569.92 | 345.9248 | 6.9001 | 50.5107 | 0 | 2.2327 | 105.6527 | 0 | 0% | 511.2211 | 165.2963 | 511.2211 | 165.2963
569.94 | 345.6883 | 6.8965 | 50.4826 | 0 | 0.73979 | 105.6346 | 0 | 0% | 509.4418 | 163.7536 | 509.4418 | 163.7536
569.96 | 345.2863 | 6.8926 | 50.4308 | 0 | 0.19619 | 105.6123 | 0 | 0% | 508.4183 | 163.1319 | 508.4183 | 163.1319
569.98 | 344.7334 | 6.8896 | 50.3557 | 0 | 0.041444 | 105.6012 | 0 | 0% | 507.6214 | 162.888 | 507.6214 | 162.888
570 | 344.0403 | 6.8883 | 50.2581 | 0 | 0.0069506 | 105.6098 | 0 | 0% | 506.8035 | 162.7631 | 506.8035 | 162.7631
570.02 | 343.1903 | 6.8882 | 50.136 | 0 | 0.00091369 | 105.6321 | 0 | 0% | 505.8475 | 162.6572 | 505.8475 | 162.6572
570.04 | 342.1666 | 6.8882 | 49.9884 | 0 | 9.6419e-05 | 105.6548 | 0 | 0% | 504.6981 | 162.5315 | 504.6981 | 162.5315
570.06 | 341.0052 | 6.8878 | 49.8213 | 0 | 0 | 105.672 | 0 | 0% | 503.3863 | 162.3811 | 503.3863 | 162.3811
570.08 | 339.8102 | 6.8877 | 49.649 | 0 | 0 | 105.6916 | 0 | 0% | 502.0385 | 162.2283 | 502.0385 | 162.2283
570.1 | 338.7074 | 6.8886 | 49.4888 | 0 | 0 | 105.7251 | 0 | 0% | 500.8099 | 162.1025 | 500.8099 | 162.1025
570.12 | 337.7796 | 6.8907 | 49.3526 | 0 | 0 | 105.7729 | 0 | 0% | 499.7958 | 162.0162 | 499.7958 | 162.0162
570.14 | 337.0436 | 6.8929 | 49.2443 | 0 | 0 | 105.8213 | 0 | 0% | 499.0021 | 161.9586 | 499.0021 | 161.9586
570.16 | 336.479 | 6.8937 | 49.1628 | 0 | 2.5617e-14 | 105.853 | 0 | 0% | 498.3886 | 161.9096 | 498.3886 | 161.9096
570.18 | 336.0714 | 6.8925 | 49.1068 | 0 | 5.2288e-14 | 105.8599 | 0 | 0% | 497.9307 | 161.8593 | 497.9307 | 161.8593
570.2 | 335.8376 | 6.89 | 49.078 | 0 | 4.5167e-14 | 105.8501 | 0 | 0% | 497.6556 | 161.8181 | 497.6556 | 161.8181
570.22 | 335.8195 | 6.8877 | 49.0803 | 0 | 0 | 105.8437 | 0 | 0% | 497.6312 | 161.8117 | 497.6312 | 161.8117
570.24 | 336.0424 | 6.8872 | 49.1155 | 0 | 5.9809e-14 | 105.8598 | 0 | 0% | 497.905 | 161.8626 | 497.905 | 161.8626
570.26 | 336.4679 | 6.8889 | 49.1777 | 0 | 0 | 105.9019 | 0 | 0% | 498.4364 | 161.9685 | 498.4364 | 161.9685
570.28 | 336.9918 | 6.8916 | 49.2528 | 0 | 0 | 105.9572 | 0 | 0% | 499.0934 | 162.1016 | 499.0934 | 162.1016
570.3 | 337.4934 | 6.894 | 49.3251 | 0 | 6.9436e-14 | 106.0087 | 0 | 0% | 499.7212 | 162.2279 | 499.7212 | 162.2279
570.32 | 337.8834 | 6.8955 | 49.3823 | 0 | 1.0517e-13 | 106.0482 | 0 | 0% | 500.2094 | 162.326 | 500.2094 | 162.326
570.34 | 338.1118 | 6.896 | 49.4171 | 0 | 1.1595e-13 | 106.0764 | 0 | 0% | 500.5013 | 162.3895 | 500.5013 | 162.3895
570.36 | 338.15 | 6.896 | 49.4248 | 0 | 7.011e-14 | 106.0973 | 0 | 0% | 500.5681 | 162.4181 | 500.5681 | 162.4181
570.38 | 337.9814 | 6.8955 | 49.4028 | 0 | 0 | 106.1136 | 0 | 0% | 500.3933 | 162.4119 | 500.3933 | 162.4119
570.4 | 337.6085 | 6.8948 | 49.3512 | 0 | 0 | 106.1262 | 0 | 0% | 499.9806 | 162.3722 | 499.9806 | 162.3722
570.42 | 337.0649 | 6.8938 | 49.275 | 0 | 0 | 106.1363 | 0 | 0% | 499.37 | 162.3051 | 499.37 | 162.3051
570.44 | 336.4197 | 6.8929 | 49.1838 | 0 | 0 | 106.1463 | 0 | 0% | 498.6427 | 162.223 | 498.6427 | 162.223
570.46 | 335.767 | 6.8922 | 49.0913 | 0 | 0 | 106.1594 | 0 | 0% | 497.9099 | 162.1429 | 497.9099 | 162.1429
570.48 | 335.2053 | 6.8919 | 49.0115 | 0 | 7.9548e-14 | 106.1776 | 0 | 0% | 497.2863 | 162.081 | 497.2863 | 162.081
570.5 | 334.8142 | 6.8919 | 48.9562 | 0 | 8.2245e-14 | 106.1998 | 0 | 0% | 496.8621 | 162.0479 | 496.8621 | 162.0479
570.52 | 334.64 | 6.892 | 48.9326 | 0 | 2.6965e-14 | 106.2221 | 0 | 0% | 496.6868 | 162.0468 | 496.6868 | 162.0468
570.54 | 334.6957 | 6.8918 | 48.943 | 0 | 3.2359e-14 | 106.2412 | 0 | 0% | 496.7718 | 162.0761 | 496.7718 | 162.0761
570.56 | 334.969 | 6.8913 | 48.9855 | 0 | 4.3145e-14 | 106.2574 | 0 | 0% | 497.1033 | 162.1343 | 497.1033 | 162.1343
570.58 | 335.4217 | 6.8909 | 49.0542 | 0 | 7.011e-14 | 106.2743 | 0 | 0% | 497.6411 | 162.2195 | 497.6411 | 162.2195
570.6 | 335.9791 | 6.8909 | 49.1378 | 0 | 0 | 106.2952 | 0 | 0% | 498.303 | 162.3239 | 498.303 | 162.3239
570.62 | 336.5287 | 6.8911 | 49.2199 | 0 | 0 | 106.32 | 0 | 0% | 498.9598 | 162.4311 | 498.9598 | 162.4311
570.64 | 336.9429 | 6.8915 | 49.2821 | 0 | 6.2021e-14 | 106.3459 | 0 | 0% | 499.4624 | 162.5195 | 499.4624 | 162.5195
570.66 | 337.1177 | 6.8917 | 49.3095 | 0 | 8.0896e-15 | 106.37 | 0 | 0% | 499.6889 | 162.5712 | 499.6889 | 162.5712
570.68 | 336.9981 | 6.8916 | 49.2941 | 0 | 1.2404e-13 | 106.3914 | 0 | 0% | 499.5752 | 162.5772 | 499.5752 | 162.5772
570.7 | 336.572 | 6.8914 | 49.2341 | 0 | 7.1458e-14 | 106.4106 | 0 | 0% | 499.1081 | 162.5362 | 499.1081 | 162.5362
570.72 | 335.8448 | 6.8911 | 49.1302 | 0 | 0 | 106.4285 | 0 | 0% | 498.2946 | 162.4498 | 498.2946 | 162.4498
570.74 | 334.8245 | 6.8907 | 48.9835 | 0 | 0 | 106.4452 | 0 | 0% | 497.144 | 162.3194 | 497.144 | 162.3194
570.76 | 333.5318 | 6.8902 | 48.7971 | 0 | 0 | 106.4601 | 0 | 0% | 495.6792 | 162.1474 | 495.6792 | 162.1474
570.78 | 332.0191 | 6.8894 | 48.5788 | 0 | 0 | 106.4724 | 0 | 0% | 493.9596 | 161.9406 | 493.9596 | 161.9406
570.8 | 330.3725 | 6.8884 | 48.3411 | 0 | 9.4379e-14 | 106.4819 | 0 | 0% | 492.084 | 161.7115 | 492.084 | 161.7115
570.82 | 328.6912 | 6.8874 | 48.0984 | 0 | 0 | 106.4908 | 0 | 0% | 490.1679 | 161.4767 | 490.1679 | 161.4767
570.84 | 327.0634 | 6.8866 | 47.8632 | 0 | 0 | 106.5027 | 0 | 0% | 488.316 | 161.2526 | 488.316 | 161.2526
570.86 | 325.5558 | 6.8863 | 47.645 | 0 | 0 | 106.5206 | 0 | 0% | 486.6077 | 161.0519 | 486.6077 | 161.0519
570.88 | 324.2156 | 6.8865 | 47.4507 | 0 | 0 | 106.5444 | 0 | 0% | 485.0971 | 160.8815 | 485.0971 | 160.8815
570.9 | 323.0739 | 6.8868 | 47.2851 | 0 | 0 | 106.5707 | 0 | 0% | 483.8166 | 160.7427 | 483.8166 | 160.7427
570.92 | 322.1448 | 6.8871 | 47.1508 | 0 | 0 | 106.5959 | 0 | 0% | 482.7786 | 160.6338 | 482.7786 | 160.6338
570.94 | 321.4189 | 6.8872 | 47.0465 | 0 | 0 | 106.618 | 0 | 0% | 481.9706 | 160.5517 | 481.9706 | 160.5517
570.96 | 320.8569 | 6.887 | 46.9664 | 0 | 0 | 106.6377 | 0 | 0% | 481.3481 | 160.4912 | 481.3481 | 160.4912
570.98 | 320.3932 | 6.8868 | 46.9008 | 0 | 0 | 106.6564 | 0 | 0% | 480.8373 | 160.444 | 480.8373 | 160.444
571 | 319.9542 | 6.8865 | 46.8389 | 0 | 5.6627e-14 | 106.6751 | 0 | 0% | 480.3547 | 160.4004 | 480.3547 | 160.4004
571.02 | 319.4872 | 6.8863 | 46.7728 | 0 | 1.8337e-13 | 106.6938 | 0 | 0% | 479.84 | 160.3528 | 479.84 | 160.3528
571.04 | 318.9785 | 6.886 | 46.7006 | 0 | 2.1471e-13 | 106.7124 | 0 | 0% | 479.2774 | 160.299 | 479.2774 | 160.299
571.06 | 318.4491 | 6.8857 | 46.6254 | 0 | 3.0774e-13 | 106.7307 | 0 | 0% | 478.6909 | 160.2418 | 478.6909 | 160.2418
571.08 | 317.9381 | 6.8854 | 46.5529 | 0 | 4.3853e-13 | 106.7486 | 0 | 0% | 478.125 | 160.1869 | 478.125 | 160.1869
571.1 | 317.4896 | 6.8851 | 46.4896 | 0 | 2.2482e-13 | 106.7662 | 0 | 0% | 477.6305 | 160.1409 | 477.6305 | 160.1409
571.12 | 317.1502 | 6.8847 | 46.4423 | 0 | 2.3207e-13 | 106.7835 | 0 | 0% | 477.2607 | 160.1105 | 477.2607 | 160.1105
571.14 | 316.967 | 6.8844 | 46.4179 | 0 | 1.5202e-13 | 106.8003 | 0 | 0% | 477.0695 | 160.1026 | 477.0695 | 160.1026
571.16 | 316.981 | 6.8839 | 46.4225 | 0 | 7.1796e-14 | 106.8161 | 0 | 0% | 477.1034 | 160.1224 | 477.1034 | 160.1224
571.18 | 317.2177 | 6.8832 | 46.4599 | 0 | 1.0449e-14 | 106.8298 | 0 | 0% | 477.3907 | 160.1729 | 477.3907 | 160.1729
571.2 | 317.6823 | 6.8824 | 46.531 | 0 | 0 | 106.8405 | 0 | 0% | 477.9362 | 160.2539 | 477.9362 | 160.2539
571.22 | 318.3617 | 6.8812 | 46.6339 | 0 | 0 | 106.848 | 0 | 0% | 478.7248 | 160.3631 | 478.7248 | 160.3631
571.24 | 319.2321 | 6.8799 | 46.765 | 0 | 0 | 106.8531 | 0 | 0% | 479.73 | 160.4979 | 479.73 | 160.4979
571.26 | 320.2691 | 6.8785 | 46.9205 | 0 | 1.7764e-13 | 106.8581 | 0 | 0% | 480.9262 | 160.6571 | 480.9262 | 160.6571
571.28 | 321.4524 | 6.8775 | 47.0971 | 0 | 3.4248e-13 | 106.867 | 0 | 0% | 482.2941 | 160.8417 | 482.2941 | 160.8417
571.3 | 322.756 | 6.8771 | 47.2906 | 0 | 0 | 106.8842 | 0 | 0% | 483.8079 | 161.0519 | 483.8079 | 161.0519
571.32 | 324.1288 | 6.8775 | 47.4932 | 0 | 0 | 106.9106 | 0 | 0% | 485.4102 | 161.2814 | 485.4102 | 161.2814
571.34 | 325.4911 | 6.8783 | 47.6938 | 0 | 1.6299e-13 | 106.9426 | 0 | 0% | 487.0059 | 161.5148 | 487.0059 | 161.5148
571.36 | 326.7616 | 6.8791 | 47.8811 | 0 | 2.127e-13 | 106.974 | 0 | 0% | 488.4958 | 161.7342 | 488.4958 | 161.7342
571.38 | 327.893 | 6.8795 | 48.0484 | 0 | 4.1536e-14 | 107.0004 | 0 | 0% | 489.8213 | 161.9283 | 489.8213 | 161.9283
571.4 | 328.8836 | 6.8795 | 48.1957 | 0 | 1.9636e-14 | 107.0215 | 0 | 0% | 490.9803 | 162.0967 | 490.9803 | 162.0967
571.42 | 329.7618 | 6.8792 | 48.3268 | 0 | 0 | 107.0396 | 0 | 0% | 492.0074 | 162.2456 | 492.0074 | 162.2456
571.44 | 330.5661 | 6.8788 | 48.4472 | 0 | 0 | 107.0568 | 0 | 0% | 492.949 | 162.3828 | 492.949 | 162.3828
571.46 | 331.3397 | 6.8784 | 48.5632 | 0 | 0 | 107.0735 | 0 | 0% | 493.8548 | 162.515 | 493.8548 | 162.515
571.48 | 332.1331 | 6.8778 | 48.6823 | 0 | 0 | 107.0876 | 0 | 0% | 494.7808 | 162.6477 | 494.7808 | 162.6477
571.5 | 333.0021 | 6.8768 | 48.813 | 0 | 5.5528e-14 | 107.0966 | 0 | 0% | 495.7885 | 162.7864 | 495.7885 | 162.7864
571.52 | 333.9982 | 6.8753 | 48.963 | 0 | 1.8249e-14 | 107.1 | 0 | 0% | 496.9365 | 162.9383 | 496.9365 | 162.9383
571.54 | 335.1531 | 6.8738 | 49.1363 | 0 | 0 | 107.1027 | 0 | 0% | 498.2659 | 163.1128 | 498.2659 | 163.1128
571.56 | 336.4588 | 6.8728 | 49.3311 | 0 | 0 | 107.1126 | 0 | 0% | 499.7754 | 163.3165 | 499.7754 | 163.3165
571.58 | 337.849 | 6.8729 | 49.5369 | 0 | 0 | 107.1349 | 0 | 0% | 501.3937 | 163.5447 | 501.3937 | 163.5447
571.6 | 339.2068 | 6.8737 | 49.7371 | 0 | 0 | 107.1668 | 0 | 0% | 502.9843 | 163.7775 | 502.9843 | 163.7775
571.62 | 340.4085 | 6.8747 | 49.9141 | 0 | 0 | 107.2007 | 0 | 0% | 504.398 | 163.9895 | 504.398 | 163.9895
571.64 | 341.3702 | 6.8753 | 50.0564 | 0 | 0 | 107.2306 | 0 | 0% | 505.5326 | 164.1624 | 505.5326 | 164.1624
571.66 | 342.0598 | 6.8756 | 50.1594 | 0 | 0 | 107.2549 | 0 | 0% | 506.3496 | 164.2898 | 506.3496 | 164.2898
571.68 | 342.4791 | 6.8754 | 50.2232 | 0 | 1.8843e-13 | 107.275 | 0 | 0% | 506.8526 | 164.3736 | 506.8526 | 164.3736
571.7 | 342.6496 | 6.8751 | 50.2507 | 0 | 0 | 107.293 | 0 | 0% | 507.0684 | 164.4188 | 507.0684 | 164.4188
571.72 | 342.6132 | 6.8748 | 50.2479 | 0 | 9.202e-14 | 107.3103 | 0 | 0% | 507.0462 | 164.433 | 507.0462 | 164.433
571.74 | 342.4341 | 6.8744 | 50.2242 | 0 | 0 | 107.3279 | 0 | 0% | 506.8606 | 164.4265 | 506.8606 | 164.4265
571.76 | 342.1886 | 6.8741 | 50.1906 | 0 | 0 | 107.3457 | 0 | 0% | 506.5991 | 164.4105 | 506.5991 | 164.4105
571.78 | 341.9469 | 6.8738 | 50.1577 | 0 | 0 | 107.3631 | 0 | 0% | 506.3415 | 164.3946 | 506.3415 | 164.3946
571.8 | 341.7584 | 6.8733 | 50.1328 | 0 | 0 | 107.3781 | 0 | 0% | 506.1425 | 164.3841 | 506.1425 | 164.3841
571.82 | 341.6472 | 6.8723 | 50.1198 | 0 | 0 | 107.3872 | 0 | 0% | 506.0265 | 164.3793 | 506.0265 | 164.3793
571.84 | 341.6158 | 6.8705 | 50.1195 | 0 | 0 | 107.3873 | 0 | 0% | 505.9932 | 164.3774 | 505.9932 | 164.3774
571.86 | 341.6583 | 6.8681 | 50.131 | 0 | 0 | 107.3784 | 0 | 0% | 506.0357 | 164.3775 | 506.0357 | 164.3775
571.88 | 341.7774 | 6.8655 | 50.1539 | 0 | 8.3424e-15 | 107.3675 | 0 | 0% | 506.1643 | 164.3868 | 506.1643 | 164.3868
571.9 | 341.9869 | 6.8637 | 50.189 | 0 | 2.6965e-14 | 107.3672 | 0 | 0% | 506.4068 | 164.4199 | 506.4068 | 164.4199
571.92 | 342.2875 | 6.8636 | 50.2354 | 0 | 1.8337e-13 | 107.3871 | 0 | 0% | 506.7735 | 164.486 | 506.7735 | 164.486
571.94 | 342.6396 | 6.8649 | 50.2874 | 0 | 1.1865e-13 | 107.4251 | 0 | 0% | 507.2171 | 164.5775 | 507.2171 | 164.5775
571.96 | 342.9661 | 6.8666 | 50.3352 | 0 | 1.5606e-13 | 107.4688 | 0 | 0% | 507.6368 | 164.6707 | 507.6368 | 164.6707
571.98 | 343.1857 | 6.8678 | 50.3681 | 0 | 0 | 107.5048 | 0 | 0% | 507.9263 | 164.7406 | 507.9263 | 164.7406
572 | 343.2473 | 6.8678 | 50.3793 | 0 | 3.5561e-14 | 107.5262 | 0 | 0% | 508.0206 | 164.7732 | 508.0206 | 164.7732
572.02 | 343.1445 | 6.8666 | 50.3679 | 0 | 0 | 107.5333 | 0 | 0% | 507.9122 | 164.7678 | 507.9122 | 164.7678
572.04 | 342.9078 | 6.8646 | 50.3379 | 0 | 0 | 107.5295 | 0 | 0% | 507.6398 | 164.732 | 507.6398 | 164.732
572.06 | 342.591 | 6.8619 | 50.2971 | 0 | 0 | 107.5179 | 0 | 0% | 507.2678 | 164.6768 | 507.2678 | 164.6768
572.08 | 342.2668 | 6.859 | 50.2555 | 0 | 0 | 107.5028 | 0 | 0% | 506.8841 | 164.6173 | 506.8841 | 164.6173
572.1 | 342.0315 | 6.8566 | 50.2262 | 0 | 0 | 107.4943 | 0 | 0% | 506.6086 | 164.5771 | 506.6086 | 164.5771
572.12 | 341.9862 | 6.8557 | 50.2229 | 0 | 1.5471e-13 | 107.5047 | 0 | 0% | 506.5695 | 164.5833 | 506.5695 | 164.5833
572.14 | 342.1852 | 6.8566 | 50.2531 | 0 | 6.6065e-14 | 107.5383 | 0 | 0% | 506.8332 | 164.648 | 506.8332 | 164.648
572.16 | 342.6053 | 6.8586 | 50.3143 | 0 | 0 | 107.5848 | 0 | 0% | 507.363 | 164.7577 | 507.363 | 164.7577
572.18 | 343.1775 | 6.8604 | 50.3981 | 0 | 1.9954e-13 | 107.6291 | 0 | 0% | 508.065 | 164.8876 | 508.065 | 164.8876
572.2 | 343.8446 | 6.8615 | 50.4968 | 0 | 1.1325e-13 | 107.6647 | 0 | 0% | 508.8675 | 165.0229 | 508.8675 | 165.0229
572.22 | 344.5752 | 6.8622 | 50.6053 | 0 | 1.2404e-13 | 107.6955 | 0 | 0% | 509.7382 | 165.163 | 509.7382 | 165.163
572.24 | 345.3352 | 6.8629 | 50.7182 | 0 | 1.6179e-14 | 107.7258 | 0 | 0% | 510.642 | 165.3069 | 510.642 | 165.3069
572.26 | 346.065 | 6.8634 | 50.8269 | 0 | 2.4269e-14 | 107.7532 | 0 | 0% | 511.5085 | 165.4435 | 511.5085 | 165.4435
572.28 | 346.6908 | 6.863 | 50.9215 | 0 | 3.7752e-14 | 107.7707 | 0 | 0% | 512.246 | 165.5552 | 512.246 | 165.5552
572.3 | 347.1576 | 6.8615 | 50.9942 | 0 | 5.7976e-14 | 107.7734 | 0 | 0% | 512.7868 | 165.6292 | 512.7868 | 165.6292
572.32 | 347.461 | 6.8592 | 51.0442 | 0 | 2.212e-14 | 107.7651 | 0 | 0% | 513.1294 | 165.6684 | 513.1294 | 165.6684
572.34 | 347.6556 | 6.8569 | 51.0779 | 0 | 2.6965e-15 | 107.7586 | 0 | 0% | 513.349 | 165.6934 | 513.349 | 165.6934
572.36 | 347.824 | 6.856 | 51.1061 | 0 | 0 | 107.7685 | 0 | 0% | 513.5546 | 165.7306 | 513.5546 | 165.7306
572.38 | 348.0256 | 6.8568 | 51.1368 | 0 | 0 | 107.8007 | 0 | 0% | 513.8198 | 165.7943 | 513.8198 | 165.7943
572.4 | 348.2689 | 6.8588 | 51.1721 | 0 | 0 | 107.8474 | 0 | 0% | 514.1472 | 165.8783 | 514.1472 | 165.8783
572.42 | 348.5303 | 6.8608 | 51.21 | 0 | 0 | 107.8945 | 0 | 0% | 514.4956 | 165.9653 | 514.4956 | 165.9653
572.44 | 348.7871 | 6.862 | 51.2484 | 0 | 0 | 107.9313 | 0 | 0% | 514.8288 | 166.0417 | 514.8288 | 166.0417
572.46 | 349.031 | 6.8621 | 51.2862 | 0 | 0 | 107.9545 | 0 | 0% | 515.1339 | 166.1029 | 515.1339 | 166.1029
572.48 | 349.2608 | 6.8613 | 51.3233 | 0 | 0 | 107.9657 | 0 | 0% | 515.4111 | 166.1503 | 515.4111 | 166.1503
572.5 | 349.4779 | 6.8599 | 51.3593 | 0 | 0 | 107.9693 | 0 | 0% | 515.6664 | 166.1885 | 515.6664 | 166.1885
572.52 | 349.6912 | 6.8584 | 51.3947 | 0 | 8.9905e-13 | 107.9726 | 0 | 0% | 515.917 | 166.2257 | 515.917 | 166.2257
572.54 | 349.9154 | 6.8576 | 51.4309 | 0 | 6.4675e-13 | 107.9837 | 0 | 0% | 516.1877 | 166.2722 | 516.1877 | 166.2722
572.56 | 350.1543 | 6.8577 | 51.468 | 0 | 0 | 108.0073 | 0 | 0% | 516.4873 | 166.333 | 516.4873 | 166.333
572.58 | 350.387 | 6.8587 | 51.503 | 0 | 0 | 108.0407 | 0 | 0% | 516.7894 | 166.4024 | 516.7894 | 166.4024
572.6 | 350.579 | 6.8598 | 51.5319 | 0 | 2.801e-13 | 108.0764 | 0 | 0% | 517.0471 | 166.4681 | 517.0471 | 166.4681
572.62 | 350.7077 | 6.8606 | 51.5519 | 0 | 1.7654e-13 | 108.108 | 0 | 0% | 517.2282 | 166.5205 | 517.2282 | 166.5205
572.64 | 350.775 | 6.8609 | 51.5635 | 0 | 1.0112e-13 | 108.1337 | 0 | 0% | 517.333 | 166.5581 | 517.333 | 166.5581
572.66 | 350.8001 | 6.8608 | 51.5694 | 0 | 3.8089e-14 | 108.155 | 0 | 0% | 517.3853 | 166.5852 | 517.3853 | 166.5852
572.68 | 350.8045 | 6.8606 | 51.5724 | 0 | 0 | 108.174 | 0 | 0% | 517.4116 | 166.6071 | 517.4116 | 166.6071
572.7 | 350.8017 | 6.8603 | 51.5746 | 0 | 0 | 108.1919 | 0 | 0% | 517.4286 | 166.6269 | 517.4286 | 166.6269
572.72 | 350.7949 | 6.8599 | 51.5763 | 0 | 7.7526e-15 | 108.2085 | 0 | 0% | 517.4396 | 166.6447 | 517.4396 | 166.6447
572.74 | 350.7763 | 6.8592 | 51.5767 | 0 | 0 | 108.2217 | 0 | 0% | 517.434 | 166.6577 | 517.434 | 166.6577
572.76 | 350.7304 | 6.858 | 51.5738 | 0 | 0 | 108.228 | 0 | 0% | 517.3902 | 166.6599 | 517.3902 | 166.6599
572.78 | 350.643 | 6.856 | 51.5659 | 0 | 0 | 108.224 | 0 | 0% | 517.289 | 166.6459 | 517.289 | 166.6459
572.8 | 350.5215 | 6.8533 | 51.5539 | 0 | 0 | 108.2112 | 0 | 0% | 517.1399 | 166.6184 | 517.1399 | 166.6184
572.82 | 350.4076 | 6.8506 | 51.5429 | 0 | 2.6965e-14 | 108.1997 | 0 | 0% | 517.0009 | 166.5933 | 517.0009 | 166.5933
572.84 | 350.3602 | 6.8493 | 51.54 | 0 | 0 | 108.2041 | 0 | 0% | 516.9536 | 166.5934 | 516.9536 | 166.5934
572.86 | 350.4084 | 6.8498 | 51.5486 | 0 | 4.4493e-14 | 108.2322 | 0 | 0% | 517.039 | 166.6306 | 517.039 | 166.6306
572.88 | 350.5214 | 6.8517 | 51.5649 | 0 | 6.1009e-14 | 108.2778 | 0 | 0% | 517.2158 | 166.6944 | 517.2158 | 166.6944
572.9 | 350.6276 | 6.8538 | 51.5799 | 0 | 1.0449e-13 | 108.3259 | 0 | 0% | 517.3872 | 166.7595 | 517.3872 | 166.7595
572.92 | 350.6578 | 6.8551 | 51.5847 | 0 | 9.4885e-14 | 108.3639 | 0 | 0% | 517.4615 | 166.8037 | 517.4615 | 166.8037
572.94 | 350.5689 | 6.8552 | 51.5736 | 0 | 3.0201e-13 | 108.3872 | 0 | 0% | 517.3849 | 166.816 | 517.3849 | 166.816
572.96 | 350.343 | 6.8543 | 51.5437 | 0 | 5.8987e-14 | 108.3978 | 0 | 0% | 517.1388 | 166.7958 | 517.1388 | 166.7958
572.98 | 349.9829 | 6.8528 | 51.4948 | 0 | 3.5426e-13 | 108.4011 | 0 | 0% | 516.7316 | 166.7487 | 516.7316 | 166.7487
573 | 349.512 | 6.8514 | 51.4296 | 0 | 7.4155e-14 | 108.4042 | 0 | 0% | 516.1971 | 166.6851 | 516.1971 | 166.6851
573.02 | 348.9669 | 6.8503 | 51.3529 | 0 | 3.546e-13 | 108.4121 | 0 | 0% | 515.5823 | 166.6154 | 515.5823 | 166.6154
573.04 | 348.3795 | 6.8495 | 51.2697 | 0 | 0 | 108.4239 | 0 | 0% | 514.9225 | 166.5431 | 514.9225 | 166.5431
573.06 | 347.7655 | 6.8484 | 51.1829 | 0 | 0 | 108.4321 | 0 | 0% | 514.2289 | 166.4634 | 514.2289 | 166.4634
573.08 | 347.14 | 6.8466 | 51.0955 | 0 | 1.3213e-13 | 108.4299 | 0 | 0% | 513.512 | 166.372 | 513.512 | 166.372
573.1 | 346.5489 | 6.8441 | 51.0139 | 0 | 0 | 108.4208 | 0 | 0% | 512.8278 | 166.2789 | 512.8278 | 166.2789
573.12 | 346.0747 | 6.8423 | 50.9487 | 0 | 0 | 108.4196 | 0 | 0% | 512.2853 | 166.2106 | 512.2853 | 166.2106
573.14 | 345.7921 | 6.8423 | 50.9093 | 0 | 2.3595e-14 | 108.4411 | 0 | 0% | 511.9848 | 166.1928 | 511.9848 | 166.1928
573.16 | 345.7104 | 6.8442 | 50.897 | 0 | 3.2359e-14 | 108.4872 | 0 | 0% | 511.9388 | 166.2284 | 511.9388 | 166.2284
573.18 | 345.7661 | 6.8471 | 50.9036 | 0 | 0 | 108.5451 | 0 | 0% | 512.0619 | 166.2958 | 512.0619 | 166.2958
573.2 | 345.8708 | 6.8497 | 50.9178 | 0 | 0 | 108.5991 | 0 | 0% | 512.2375 | 166.3666 | 512.2375 | 166.3666
573.22 | 345.964 | 6.8512 | 50.9316 | 0 | 0 | 108.6411 | 0 | 0% | 512.3879 | 166.424 | 512.3879 | 166.424
573.24 | 346.0273 | 6.8519 | 50.9423 | 0 | 0 | 108.6714 | 0 | 0% | 512.4929 | 166.4656 | 512.4929 | 166.4656
573.26 | 346.0688 | 6.852 | 50.9504 | 0 | 0 | 108.6944 | 0 | 0% | 512.5656 | 166.4969 | 512.5656 | 166.4969
573.28 | 346.1014 | 6.8519 | 50.9575 | 0 | 6.7414e-14 | 108.7142 | 0 | 0% | 512.625 | 166.5236 | 512.625 | 166.5236
573.3 | 346.1332 | 6.8516 | 50.9647 | 0 | 0 | 108.7328 | 0 | 0% | 512.6823 | 166.5492 | 512.6823 | 166.5492
573.32 | 346.165 | 6.8514 | 50.9718 | 0 | 2.6965e-13 | 108.7512 | 0 | 0% | 512.7394 | 166.5744 | 512.7394 | 166.5744
573.34 | 346.1925 | 6.8511 | 50.9784 | 0 | 0 | 108.7691 | 0 | 0% | 512.7911 | 166.5986 | 512.7911 | 166.5986
573.36 | 346.2069 | 6.8507 | 50.9832 | 0 | 0 | 108.7858 | 0 | 0% | 512.8266 | 166.6197 | 512.8266 | 166.6197
573.38 | 346.1968 | 6.8501 | 50.9846 | 0 | 8.4874e-13 | 108.7999 | 0 | 0% | 512.8314 | 166.6346 | 512.8314 | 166.6346
573.4 | 346.1505 | 6.8492 | 50.9811 | 0 | 0 | 108.8101 | 0 | 0% | 512.7909 | 166.6404 | 512.7909 | 166.6404
573.42 | 346.0625 | 6.848 | 50.9718 | 0 | 8.6694e-13 | 108.8166 | 0 | 0% | 512.699 | 166.6364 | 512.699 | 166.6364
573.44 | 345.9425 | 6.8467 | 50.9579 | 0 | 4.1796e-13 | 108.8221 | 0 | 0% | 512.5693 | 166.6268 | 512.5693 | 166.6268
573.46 | 345.8159 | 6.8458 | 50.9427 | 0 | 2.9662e-14 | 108.8316 | 0 | 0% | 512.4359 | 166.62 | 512.4359 | 166.62
573.48 | 345.7135 | 6.8454 | 50.9302 | 0 | 0 | 108.8487 | 0 | 0% | 512.3378 | 166.6243 | 512.3378 | 166.6243
573.5 | 345.6591 | 6.8456 | 50.924 | 0 | 0 | 108.8733 | 0 | 0% | 512.302 | 166.6429 | 512.302 | 166.6429
573.52 | 345.6662 | 6.8462 | 50.9264 | 0 | 0 | 108.9019 | 0 | 0% | 512.3407 | 166.6745 | 512.3407 | 166.6745
573.54 | 345.744 | 6.8468 | 50.9393 | 0 | 0 | 108.9309 | 0 | 0% | 512.461 | 166.7169 | 512.461 | 166.7169
573.56 | 345.9005 | 6.8472 | 50.9638 | 0 | 0 | 108.9585 | 0 | 0% | 512.67 | 166.7695 | 512.67 | 166.7695
573.58 | 346.14 | 6.8475 | 51.0009 | 0 | 0 | 108.9836 | 0 | 0% | 512.972 | 166.8319 | 512.972 | 166.8319
573.6 | 346.4573 | 6.8475 | 51.0497 | 0 | 0 | 109.0059 | 0 | 0% | 513.3604 | 166.9031 | 513.3604 | 166.9031
573.62 | 346.8317 | 6.8473 | 51.1073 | 0 | 0 | 109.0248 | 0 | 0% | 513.8111 | 166.9794 | 513.8111 | 166.9794
573.64 | 347.2251 | 6.8467 | 51.1682 | 0 | 0 | 109.0391 | 0 | 0% | 514.2792 | 167.0541 | 514.2792 | 167.0541
573.66 | 347.5895 | 6.8457 | 51.2255 | 0 | 0 | 109.048 | 0 | 0% | 514.7087 | 167.1192 | 514.7087 | 167.1192
573.68 | 347.8846 | 6.8444 | 51.2729 | 0 | 2.7303e-14 | 109.053 | 0 | 0% | 515.055 | 167.1704 | 515.055 | 167.1704
573.7 | 348.0919 | 6.8432 | 51.3073 | 0 | 9.8424e-14 | 109.0593 | 0 | 0% | 515.3018 | 167.2099 | 515.3018 | 167.2099
573.72 | 348.2116 | 6.8426 | 51.328 | 0 | 0 | 109.0733 | 0 | 0% | 515.4555 | 167.2439 | 515.4555 | 167.2439
573.74 | 348.2442 | 6.8428 | 51.3348 | 0 | 0 | 109.097 | 0 | 0% | 515.5188 | 167.2746 | 515.5188 | 167.2746
573.76 | 348.1793 | 6.8434 | 51.3267 | 0 | 0 | 109.1264 | 0 | 0% | 515.4757 | 167.2965 | 515.4757 | 167.2965
573.78 | 348.005 | 6.8439 | 51.3025 | 0 | 0 | 109.1549 | 0 | 0% | 515.3063 | 167.3013 | 515.3063 | 167.3013
573.8 | 347.7232 | 6.844 | 51.2631 | 0 | 0 | 109.1779 | 0 | 0% | 515.0082 | 167.285 | 515.0082 | 167.285
573.82 | 347.3514 | 6.8435 | 51.2111 | 0 | 7.011e-14 | 109.1929 | 0 | 0% | 514.5989 | 167.2475 | 514.5989 | 167.2475
573.84 | 346.9105 | 6.8421 | 51.1501 | 0 | 0 | 109.1972 | 0 | 0% | 514.0999 | 167.1894 | 514.0999 | 167.1894
573.86 | 346.4184 | 6.8397 | 51.083 | 0 | 0 | 109.1876 | 0 | 0% | 513.5287 | 167.1103 | 513.5287 | 167.1103
573.88 | 345.901 | 6.8363 | 51.0134 | 0 | 3.4516e-13 | 109.1658 | 0 | 0% | 512.9165 | 167.0154 | 512.9165 | 167.0154
573.9 | 345.4108 | 6.8328 | 50.9479 | 0 | 8.629e-14 | 109.1431 | 0 | 0% | 512.3345 | 166.9237 | 512.3345 | 166.9237
573.92 | 345.0183 | 6.8307 | 50.8949 | 0 | 2.2651e-13 | 109.1379 | 0 | 0% | 511.8818 | 166.8635 | 511.8818 | 166.8635
573.94 | 344.7666 | 6.8309 | 50.8597 | 0 | 1.2404e-13 | 109.1621 | 0 | 0% | 511.6193 | 166.8527 | 511.6193 | 166.8527
573.96 | 344.6329 | 6.833 | 50.8393 | 0 | 8.0896e-14 | 109.2108 | 0 | 0% | 511.516 | 166.8831 | 511.516 | 166.8831
573.98 | 344.5491 | 6.8357 | 50.8254 | 0 | 0 | 109.2668 | 0 | 0% | 511.4771 | 166.928 | 511.4771 | 166.928
574 | 344.4586 | 6.8378 | 50.8114 | 0 | 0 | 109.3157 | 0 | 0% | 511.4235 | 166.9649 | 511.4235 | 166.9649
574.02 | 344.3488 | 6.8391 | 50.7957 | 0 | 0 | 109.3534 | 0 | 0% | 511.3369 | 166.9881 | 511.3369 | 166.9881
574.04 | 344.2373 | 6.8397 | 50.7805 | 0 | 0 | 109.3835 | 0 | 0% | 511.241 | 167.0037 | 511.241 | 167.0037
574.06 | 344.1436 | 6.8401 | 50.7683 | 0 | 0 | 109.4102 | 0 | 0% | 511.1622 | 167.0185 | 511.1622 | 167.0185
574.08 | 344.0745 | 6.8404 | 50.7598 | 0 | 0 | 109.4356 | 0 | 0% | 511.1102 | 167.0358 | 511.1102 | 167.0358
574.1 | 344.025 | 6.8406 | 50.7544 | 0 | 1.3803e-13 | 109.4598 | 0 | 0% | 511.0798 | 167.0547 | 511.0798 | 167.0547
574.12 | 343.9875 | 6.8407 | 50.7509 | 0 | 9.3368e-14 | 109.4822 | 0 | 0% | 511.0613 | 167.0738 | 511.0613 | 167.0738
574.14 | 343.958 | 6.8406 | 50.7488 | 0 | 4.0048e-14 | 109.5029 | 0 | 0% | 511.0503 | 167.0922 | 511.0503 | 167.0922
574.16 | 343.9383 | 6.8404 | 50.7482 | 0 | 0 | 109.5222 | 0 | 0% | 511.0491 | 167.1109 | 511.0491 | 167.1109
574.18 | 343.9328 | 6.8402 | 50.7499 | 0 | 4.665e-13 | 109.541 | 0 | 0% | 511.0639 | 167.131 | 511.0639 | 167.131
574.2 | 343.9464 | 6.8399 | 50.7543 | 0 | 1.0769e-12 | 109.5597 | 0 | 0% | 511.1003 | 167.1539 | 511.1003 | 167.1539
574.22 | 343.9846 | 6.8397 | 50.7624 | 0 | 1.1184e-12 | 109.5783 | 0 | 0% | 511.165 | 167.1804 | 511.165 | 167.1804
574.24 | 344.0563 | 6.8394 | 50.7754 | 0 | 7.1315e-13 | 109.5967 | 0 | 0% | 511.2679 | 167.2116 | 511.2679 | 167.2116
574.26 | 344.1736 | 6.8391 | 50.7953 | 0 | 5.2027e-13 | 109.6144 | 0 | 0% | 511.4225 | 167.2488 | 511.4225 | 167.2488
574.28 | 344.3462 | 6.8386 | 50.8235 | 0 | 5.9594e-13 | 109.6299 | 0 | 0% | 511.6383 | 167.2921 | 511.6383 | 167.2921
574.3 | 344.5743 | 6.8377 | 50.8606 | 0 | 0 | 109.6398 | 0 | 0% | 511.9124 | 167.3381 | 511.9124 | 167.3381
574.32 | 344.8489 | 6.8361 | 50.9054 | 0 | 6.7414e-14 | 109.6412 | 0 | 0% | 512.2316 | 167.3827 | 512.2316 | 167.3827
574.34 | 345.1647 | 6.834 | 50.957 | 0 | 1.2943e-13 | 109.6349 | 0 | 0% | 512.5907 | 167.4259 | 512.5907 | 167.4259
574.36 | 345.5321 | 6.8319 | 51.0162 | 0 | 0 | 109.6295 | 0 | 0% | 513.0096 | 167.4775 | 513.0096 | 167.4775
574.38 | 345.9685 | 6.8307 | 51.0843 | 0 | 0 | 109.6365 | 0 | 0% | 513.52 | 167.5515 | 513.52 | 167.5515
574.4 | 346.4694 | 6.831 | 51.16 | 0 | 0 | 109.6622 | 0 | 0% | 514.1226 | 167.6532 | 514.1226 | 167.6532
574.42 | 346.9935 | 6.8324 | 51.2377 | 0 | 0 | 109.7017 | 0 | 0% | 514.7652 | 167.7717 | 514.7652 | 167.7717
574.44 | 347.4814 | 6.834 | 51.3098 | 0 | 0 | 109.7435 | 0 | 0% | 515.3686 | 167.8873 | 515.3686 | 167.8873
574.46 | 347.8877 | 6.835 | 51.3706 | 0 | 0 | 109.7782 | 0 | 0% | 515.8714 | 167.9837 | 515.8714 | 167.9837
574.48 | 348.1964 | 6.8352 | 51.418 | 0 | 5.1234e-14 | 109.8027 | 0 | 0% | 516.2523 | 168.0559 | 516.2523 | 168.0559
574.5 | 348.4139 | 6.8349 | 51.4527 | 0 | 7.5503e-14 | 109.8202 | 0 | 0% | 516.5217 | 168.1078 | 516.5217 | 168.1078
574.52 | 348.5515 | 6.8345 | 51.4758 | 0 | 0 | 109.8363 | 0 | 0% | 516.698 | 168.1466 | 516.698 | 168.1466
574.54 | 348.6065 | 6.8342 | 51.4864 | 0 | 1.5227e-13 | 109.8547 | 0 | 0% | 516.7819 | 168.1753 | 516.7819 | 168.1753
574.56 | 348.5524 | 6.834 | 51.4808 | 0 | 1.0786e-14 | 109.8741 | 0 | 0% | 516.7414 | 168.189 | 516.7414 | 168.189
574.58 | 348.3458 | 6.8335 | 51.4532 | 0 | 0 | 109.8893 | 0 | 0% | 516.5218 | 168.176 | 516.5218 | 168.176
574.6 | 347.9535 | 6.8323 | 51.399 | 0 | 1.7359e-14 | 109.8951 | 0 | 0% | 516.0799 | 168.1264 | 516.0799 | 168.1264
574.62 | 347.3808 | 6.8303 | 51.3193 | 0 | 0 | 109.8909 | 0 | 0% | 515.4212 | 168.0405 | 515.4212 | 168.0405
574.64 | 346.6787 | 6.8279 | 51.2209 | 0 | 0 | 109.8821 | 0 | 0% | 514.6095 | 167.9309 | 514.6095 | 167.9309
574.66 | 345.9178 | 6.8257 | 51.1136 | 0 | 1.0955e-14 | 109.8752 | 0 | 0% | 513.7322 | 167.8144 | 513.7322 | 167.8144
574.68 | 345.1554 | 6.8238 | 51.0056 | 0 | 8.8649e-14 | 109.8724 | 0 | 0% | 512.8573 | 167.7018 | 512.8573 | 167.7018
574.7 | 344.4363 | 6.8222 | 50.9036 | 0 | 1.9415e-13 | 109.8735 | 0 | 0% | 512.0356 | 167.5993 | 512.0356 | 167.5993
574.72 | 343.8197 | 6.8212 | 50.816 | 0 | 6.2021e-14 | 109.8828 | 0 | 0% | 511.3397 | 167.52 | 511.3397 | 167.52
574.74 | 343.3788 | 6.8216 | 50.7524 | 0 | 0 | 109.9097 | 0 | 0% | 510.8626 | 167.4838 | 510.8626 | 167.4838
574.76 | 343.1517 | 6.8237 | 50.7183 | 0 | 0 | 109.958 | 0 | 0% | 510.6517 | 167.5 | 510.6517 | 167.5
574.78 | 343.1039 | 6.8267 | 50.7093 | 0 | 0 | 110.0183 | 0 | 0% | 510.6581 | 167.5543 | 510.6581 | 167.5543
574.8 | 343.1531 | 6.8294 | 50.7151 | 0 | 0 | 110.0748 | 0 | 0% | 510.7725 | 167.6193 | 510.7725 | 167.6193
574.82 | 343.2258 | 6.831 | 50.7257 | 0 | 0 | 110.1177 | 0 | 0% | 510.9003 | 167.6745 | 510.9003 | 167.6745
574.84 | 343.2844 | 6.8316 | 50.7357 | 0 | 0 | 110.1464 | 0 | 0% | 510.9981 | 167.7137 | 510.9981 | 167.7137
574.86 | 343.3197 | 6.8314 | 50.7433 | 0 | 0 | 110.1654 | 0 | 0% | 511.0597 | 167.74 | 511.0597 | 167.74
574.88 | 343.3353 | 6.8308 | 50.7484 | 0 | 0 | 110.1792 | 0 | 0% | 511.0937 | 167.7584 | 511.0937 | 167.7584
574.9 | 343.3416 | 6.83 | 50.7523 | 0 | 1.6179e-13 | 110.1917 | 0 | 0% | 511.1156 | 167.774 | 511.1156 | 167.774
574.92 | 343.3514 | 6.8295 | 50.7565 | 0 | 1.9011e-13 | 110.2062 | 0 | 0% | 511.1437 | 167.7923 | 511.1437 | 167.7923
574.94 | 343.3715 | 6.8294 | 50.7617 | 0 | 1.0247e-13 | 110.2253 | 0 | 0% | 511.188 | 167.8165 | 511.188 | 167.8165
574.96 | 343.3927 | 6.8296 | 50.7666 | 0 | 1.4561e-13 | 110.2485 | 0 | 0% | 511.2375 | 167.8447 | 511.2375 | 167.8447
574.98 | 343.3894 | 6.8301 | 50.7675 | 0 | 1.7258e-13 | 110.2722 | 0 | 0% | 511.2592 | 167.8698 | 511.2592 | 167.8698
575 | 343.3302 | 6.8305 | 50.7602 | 0 | 1.2943e-13 | 110.2919 | 0 | 0% | 511.2127 | 167.8826 | 511.2127 | 167.8826
575.02 | 343.1922 | 6.8306 | 50.7416 | 0 | 1.7258e-13 | 110.305 | 0 | 0% | 511.0693 | 167.8771 | 511.0693 | 167.8771
575.04 | 342.9695 | 6.8304 | 50.7107 | 0 | 4.5841e-13 | 110.3114 | 0 | 0% | 510.8219 | 167.8525 | 510.8219 | 167.8525
575.06 | 342.6711 | 6.83 | 50.6689 | 0 | 1.0382e-12 | 110.313 | 0 | 0% | 510.483 | 167.8119 | 510.483 | 167.8119
575.08 | 342.3135 | 6.8295 | 50.6185 | 0 | 1.4777e-12 | 110.3121 | 0 | 0% | 510.0735 | 167.7601 | 510.0735 | 167.7601
575.1 | 341.9082 | 6.829 | 50.561 | 0 | 5.9459e-13 | 110.3102 | 0 | 0% | 509.6084 | 167.7002 | 509.6084 | 167.7002
575.12 | 341.4518 | 6.8284 | 50.496 | 0 | 5.6122e-14 | 110.3079 | 0 | 0% | 509.0841 | 167.6323 | 509.0841 | 167.6323
575.14 | 340.9266 | 6.8278 | 50.4209 | 0 | 5.9507e-13 | 110.305 | 0 | 0% | 508.4803 | 167.5537 | 508.4803 | 167.5537
575.16 | 340.3158 | 6.8272 | 50.3332 | 0 | 3.1697e-13 | 110.3012 | 0 | 0% | 507.7774 | 167.4616 | 507.7774 | 167.4616
575.18 | 339.6189 | 6.8265 | 50.2327 | 0 | 3.4697e-13 | 110.2969 | 0 | 0% | 506.9751 | 167.3561 | 506.9751 | 167.3561
575.2 | 338.8509 | 6.8258 | 50.1217 | 0 | 1.5353e-13 | 110.2935 | 0 | 0% | 506.0919 | 167.241 | 506.0919 | 167.241
575.22 | 338.0259 | 6.8253 | 50.002 | 0 | 1.4073e-13 | 110.292 | 0 | 0% | 505.1452 | 167.1193 | 505.1452 | 167.1193
575.24 | 337.1439 | 6.825 | 49.8736 | 0 | 1.2236e-13 | 110.2921 | 0 | 0% | 504.1346 | 166.9907 | 504.1346 | 166.9907
575.26 | 336.1967 | 6.8246 | 49.7357 | 0 | 5.9661e-14 | 110.2917 | 0 | 0% | 503.0487 | 166.852 | 503.0487 | 166.852
575.28 | 335.1865 | 6.824 | 49.5887 | 0 | 0 | 110.2885 | 0 | 0% | 501.8876 | 166.7011 | 501.8876 | 166.7011
575.3 | 334.138 | 6.8231 | 49.4363 | 0 | 7.9548e-14 | 110.2819 | 0 | 0% | 500.6793 | 166.5414 | 500.6793 | 166.5414
575.32 | 333.0944 | 6.8221 | 49.2848 | 0 | 2.0224e-14 | 110.2743 | 0 | 0% | 499.4756 | 166.3812 | 499.4756 | 166.3812
575.34 | 332.0997 | 6.8213 | 49.1403 | 0 | 1.8244e-13 | 110.2689 | 0 | 0% | 498.3302 | 166.2306 | 498.3302 | 166.2306
575.36 | 331.1809 | 6.8208 | 49.0067 | 0 | 1.9651e-13 | 110.267 | 0 | 0% | 497.2754 | 166.0945 | 497.2754 | 166.0945
575.38 | 330.3433 | 6.8203 | 48.885 | 0 | 1.6028e-13 | 110.2656 | 0 | 0% | 496.3142 | 165.9709 | 496.3142 | 165.9709
575.4 | 329.5823 | 6.8196 | 48.7751 | 0 | 3.4179e-13 | 110.2601 | 0 | 0% | 495.4371 | 165.8548 | 495.4371 | 165.8548
575.42 | 328.9028 | 6.8184 | 48.6778 | 0 | 3.4364e-13 | 110.2496 | 0 | 0% | 494.6485 | 165.7457 | 494.6485 | 165.7457
575.44 | 328.327 | 6.8171 | 48.5958 | 0 | 3.1272e-13 | 110.2384 | 0 | 0% | 493.9784 | 165.6514 | 493.9784 | 165.6514
575.46 | 327.8802 | 6.8164 | 48.5324 | 0 | 1.3896e-13 | 110.2334 | 0 | 0% | 493.4623 | 165.5821 | 493.4623 | 165.5821
575.48 | 327.5651 | 6.8162 | 48.4877 | 0 | 1.3516e-13 | 110.2362 | 0 | 0% | 493.1052 | 165.5401 | 493.1052 | 165.5401
575.5 | 327.3532 | 6.8162 | 48.458 | 0 | 0 | 110.2407 | 0 | 0% | 492.8681 | 165.5149 | 492.8681 | 165.5149
575.52 | 327.2065 | 6.8156 | 48.4388 | 0 | 0 | 110.2375 | 0 | 0% | 492.6984 | 165.4919 | 492.6984 | 165.4919
575.54 | 327.1112 | 6.8141 | 48.4282 | 0 | 0 | 110.2235 | 0 | 0% | 492.5771 | 165.4659 | 492.5771 | 165.4659
575.56 | 327.0903 | 6.8124 | 48.429 | 0 | 0 | 110.2055 | 0 | 0% | 492.5372 | 165.4469 | 492.5372 | 165.4469
575.58 | 327.1837 | 6.8112 | 48.446 | 0 | 0 | 110.1954 | 0 | 0% | 492.6363 | 165.4526 | 492.6363 | 165.4526
575.6 | 327.4189 | 6.8112 | 48.4825 | 0 | 2.8953e-13 | 110.2 | 0 | 0% | 492.9125 | 165.4937 | 492.9125 | 165.4937
575.62 | 327.8002 | 6.8121 | 48.5394 | 0 | 1.8855e-13 | 110.2162 | 0 | 0% | 493.368 | 165.5677 | 493.368 | 165.5677
575.64 | 328.3253 | 6.8131 | 48.6175 | 0 | 1.0179e-13 | 110.2346 | 0 | 0% | 493.9906 | 165.6652 | 493.9906 | 165.6652
575.66 | 329.002 | 6.8137 | 48.7186 | 0 | 1.8488e-13 | 110.2471 | 0 | 0% | 494.7815 | 165.7794 | 494.7815 | 165.7794
575.68 | 329.8476 | 6.8137 | 48.8455 | 0 | 3.3707e-15 | 110.2515 | 0 | 0% | 495.7582 | 165.9106 | 495.7582 | 165.9106
575.7 | 330.8757 | 6.8133 | 48.9999 | 0 | 0 | 110.2505 | 0 | 0% | 496.9394 | 166.0637 | 496.9394 | 166.0637
575.72 | 332.0844 | 6.8128 | 49.1812 | 0 | 0 | 110.2488 | 0 | 0% | 498.3272 | 166.2428 | 498.3272 | 166.2428
575.74 | 333.4505 | 6.8125 | 49.3856 | 0 | 0 | 110.2498 | 0 | 0% | 499.8984 | 166.4479 | 499.8984 | 166.4479
575.76 | 334.9309 | 6.8124 | 49.6067 | 0 | 0 | 110.2536 | 0 | 0% | 501.6035 | 166.6726 | 501.6035 | 166.6726
575.78 | 336.4679 | 6.8123 | 49.8361 | 0 | 0 | 110.2577 | 0 | 0% | 503.374 | 166.9061 | 503.374 | 166.9061
575.8 | 337.9962 | 6.8121 | 50.0646 | 0 | 0 | 110.2593 | 0 | 0% | 505.1322 | 167.136 | 505.1322 | 167.136
575.82 | 339.4479 | 6.8116 | 50.2821 | 0 | 0 | 110.2574 | 0 | 0% | 506.7989 | 167.351 | 506.7989 | 167.351
575.84 | 340.7587 | 6.8109 | 50.4789 | 0 | 0 | 110.2532 | 0 | 0% | 508.3018 | 167.5431 | 508.3018 | 167.5431
575.86 | 341.8772 | 6.8102 | 50.6473 | 0 | 1.8202e-14 | 110.2492 | 0 | 0% | 509.5839 | 167.7067 | 509.5839 | 167.7067
575.88 | 342.7716 | 6.8097 | 50.7823 | 0 | 0 | 110.247 | 0 | 0% | 510.6106 | 167.839 | 510.6106 | 167.839
575.9 | 343.4303 | 6.8093 | 50.8822 | 0 | 0 | 110.2468 | 0 | 0% | 511.3686 | 167.9383 | 511.3686 | 167.9383
575.92 | 343.8569 | 6.8089 | 50.9477 | 0 | 0 | 110.247 | 0 | 0% | 511.8605 | 168.0036 | 511.8605 | 168.0036
575.94 | 344.0648 | 6.8084 | 50.9809 | 0 | 0 | 110.2456 | 0 | 0% | 512.0998 | 168.035 | 512.0998 | 168.035
575.96 | 344.0745 | 6.8078 | 50.985 | 0 | 0 | 110.2416 | 0 | 0% | 512.1088 | 168.0344 | 512.1088 | 168.0344
575.98 | 343.9097 | 6.8069 | 50.9635 | 0 | 2.3258e-13 | 110.2352 | 0 | 0% | 511.9152 | 168.0055 | 511.9152 | 168.0055
576 | 343.5945 | 6.8059 | 50.9198 | 0 | 0 | 110.2273 | 0 | 0% | 511.5475 | 167.953 | 511.5475 | 167.953
576.02 | 343.1505 | 6.8049 | 50.857 | 0 | 0 | 110.2194 | 0 | 0% | 511.0318 | 167.8813 | 511.0318 | 167.8813
576.04 | 342.5944 | 6.8041 | 50.7774 | 0 | 0 | 110.2135 | 0 | 0% | 510.3894 | 167.795 | 510.3894 | 167.795
576.06 | 341.9332 | 6.8036 | 50.6817 | 0 | 0 | 110.212 | 0 | 0% | 509.6306 | 167.6974 | 509.6306 | 167.6974
576.08 | 341.1582 | 6.8036 | 50.5686 | 0 | 0 | 110.2161 | 0 | 0% | 508.7465 | 167.5883 | 508.7465 | 167.5883
576.1 | 340.2488 | 6.8038 | 50.4352 | 0 | 0 | 110.224 | 0 | 0% | 507.7118 | 167.463 | 507.7118 | 167.463
576.12 | 339.1916 | 6.804 | 50.2799 | 0 | 2.1572e-14 | 110.2316 | 0 | 0% | 506.5071 | 167.3155 | 506.5071 | 167.3155
576.14 | 338.0026 | 6.804 | 50.1054 | 0 | 0 | 110.2358 | 0 | 0% | 505.1477 | 167.1452 | 505.1477 | 167.1452
576.16 | 336.7344 | 6.8036 | 49.9195 | 0 | 0 | 110.2363 | 0 | 0% | 503.6939 | 166.9595 | 503.6939 | 166.9595
576.18 | 335.4644 | 6.8032 | 49.7335 | 0 | 2.528e-14 | 110.2354 | 0 | 0% | 502.2365 | 166.7721 | 502.2365 | 166.7721
576.2 | 334.2714 | 6.8028 | 49.5588 | 0 | 0 | 110.2353 | 0 | 0% | 500.8683 | 166.5969 | 500.8683 | 166.5969
576.22 | 333.2182 | 6.8025 | 49.4047 | 0 | 0 | 110.2358 | 0 | 0% | 499.6612 | 166.443 | 499.6612 | 166.443
576.24 | 332.3442 | 6.802 | 49.2774 | 0 | 0 | 110.2346 | 0 | 0% | 498.6583 | 166.314 | 498.6583 | 166.314
576.26 | 331.6713 | 6.8012 | 49.1803 | 0 | 1.1359e-13 | 110.2291 | 0 | 0% | 497.8819 | 166.2106 | 497.8819 | 166.2106
576.28 | 331.2125 | 6.8001 | 49.1154 | 0 | 1.8539e-13 | 110.2193 | 0 | 0% | 497.3473 | 166.1348 | 497.3473 | 166.1348
576.3 | 330.9742 | 6.799 | 49.0832 | 0 | 1.6584e-13 | 110.2092 | 0 | 0% | 497.0656 | 166.0914 | 497.0656 | 166.0914
576.32 | 330.9458 | 6.7982 | 49.0816 | 0 | 9.8424e-14 | 110.2043 | 0 | 0% | 497.0299 | 166.0841 | 497.0299 | 166.0841
576.34 | 331.0886 | 6.7981 | 49.1046 | 0 | 7.5503e-14 | 110.2073 | 0 | 0% | 497.1986 | 166.11 | 497.1986 | 166.11
576.36 | 331.3461 | 6.7983 | 49.1442 | 0 | 2.1572e-14 | 110.2149 | 0 | 0% | 497.5035 | 166.1574 | 497.5035 | 166.1574
576.38 | 331.6723 | 6.7984 | 49.1941 | 0 | 0 | 110.2213 | 0 | 0% | 497.8861 | 166.2138 | 497.8861 | 166.2138
576.4 | 332.0501 | 6.7981 | 49.2522 | 0 | 0 | 110.2225 | 0 | 0% | 498.323 | 166.2728 | 498.323 | 166.2728
576.42 | 332.4827 | 6.7974 | 49.319 | 0 | 0 | 110.2175 | 0 | 0% | 498.8165 | 166.3339 | 498.8165 | 166.3339
576.44 | 332.9729 | 6.7962 | 49.3949 | 0 | 0 | 110.2068 | 0 | 0% | 499.3708 | 166.3979 | 499.3708 | 166.3979
576.46 | 333.5209 | 6.7947 | 49.4798 | 0 | 0 | 110.1926 | 0 | 0% | 499.988 | 166.4671 | 499.988 | 166.4671
576.48 | 334.133 | 6.7934 | 49.574 | 0 | 0 | 110.1804 | 0 | 0% | 500.6808 | 166.5478 | 500.6808 | 166.5478
576.5 | 334.8177 | 6.7928 | 49.678 | 0 | 7.5751e-14 | 110.1773 | 0 | 0% | 501.4659 | 166.6482 | 501.4659 | 166.6482
576.52 | 335.5648 | 6.7931 | 49.7902 | 0 | 0 | 110.1861 | 0 | 0% | 502.3342 | 166.7693 | 502.3342 | 166.7693
576.54 | 336.3358 | 6.794 | 49.9051 | 0 | 0 | 110.2022 | 0 | 0% | 503.2371 | 166.9013 | 503.2371 | 166.9013
576.56 | 337.0863 | 6.7948 | 50.017 | 0 | 0 | 110.2181 | 0 | 0% | 504.1163 | 167.03 | 504.1163 | 167.03
576.58 | 337.7981 | 6.7953 | 50.1238 | 0 | 3.8426e-14 | 110.2288 | 0 | 0% | 504.9459 | 167.1478 | 504.9459 | 167.1478
576.6 | 338.4906 | 6.7953 | 50.2282 | 0 | 1.0988e-13 | 110.2339 | 0 | 0% | 505.748 | 167.2574 | 505.748 | 167.2574
576.62 | 339.2083 | 6.7951 | 50.3367 | 0 | 1.1056e-13 | 110.2354 | 0 | 0% | 506.5755 | 167.3672 | 506.5755 | 167.3672
576.64 | 339.9982 | 6.7947 | 50.4562 | 0 | 4.1796e-14 | 110.2354 | 0 | 0% | 507.4845 | 167.4863 | 507.4845 | 167.4863
576.66 | 340.8896 | 6.7943 | 50.5907 | 0 | 3.5055e-14 | 110.2348 | 0 | 0% | 508.5094 | 167.6198 | 508.5094 | 167.6198
576.68 | 341.8803 | 6.7938 | 50.74 | 0 | 3.7752e-14 | 110.2337 | 0 | 0% | 509.6479 | 167.7676 | 509.6479 | 167.7676
576.7 | 342.9345 | 6.7933 | 50.8989 | 0 | 1.2674e-13 | 110.2321 | 0 | 0% | 510.8588 | 167.9243 | 510.8588 | 167.9243
576.72 | 343.9911 | 6.7928 | 51.0581 | 0 | 1.4157e-13 | 110.2296 | 0 | 0% | 512.0716 | 168.0805 | 512.0716 | 168.0805
576.74 | 344.9755 | 6.7921 | 51.2067 | 0 | 8.2919e-13 | 110.2263 | 0 | 0% | 513.2007 | 168.2252 | 513.2007 | 168.2252
576.76 | 345.8098 | 6.7915 | 51.3331 | 0 | 1.0247e-12 | 110.2226 | 0 | 0% | 514.157 | 168.3472 | 514.157 | 168.3472
576.78 | 346.4216 | 6.7908 | 51.4264 | 0 | 1.9722e-12 | 110.2192 | 0 | 0% | 514.858 | 168.4364 | 514.858 | 168.4364
576.8 | 346.7573 | 6.7902 | 51.4788 | 0 | 9.1716e-13 | 110.2155 | 0 | 0% | 515.2418 | 168.4845 | 515.2418 | 168.4845
576.82 | 346.8009 | 6.7894 | 51.488 | 0 | 1.3137e-12 | 110.21 | 0 | 0% | 515.2883 | 168.4874 | 515.2883 | 168.4874
576.84 | 346.5888 | 6.7884 | 51.4594 | 0 | 0 | 110.2024 | 0 | 0% | 515.039 | 168.4502 | 515.039 | 168.4502
576.86 | 346.2058 | 6.7875 | 51.4054 | 0 | 0 | 110.1952 | 0 | 0% | 514.594 | 168.3882 | 514.594 | 168.3882
576.88 | 345.7552 | 6.787 | 51.3409 | 0 | 3.8224e-13 | 110.1934 | 0 | 0% | 514.0765 | 168.3213 | 514.0765 | 168.3213
576.9 | 345.3204 | 6.7871 | 51.2779 | 0 | 1.3078e-13 | 110.1991 | 0 | 0% | 513.5845 | 168.2641 | 513.5845 | 168.2641
576.92 | 344.9432 | 6.7875 | 51.223 | 0 | 4.1122e-14 | 110.2096 | 0 | 0% | 513.1634 | 168.2202 | 513.1634 | 168.2202
576.94 | 344.6297 | 6.7879 | 51.1777 | 0 | 6.674e-14 | 110.2194 | 0 | 0% | 512.8147 | 168.185 | 512.8147 | 168.185
576.96 | 344.3654 | 6.788 | 51.1401 | 0 | 0 | 110.2251 | 0 | 0% | 512.5186 | 168.1532 | 512.5186 | 168.1532
576.98 | 344.1259 | 6.7877 | 51.1066 | 0 | 0 | 110.2265 | 0 | 0% | 512.2466 | 168.1208 | 512.2466 | 168.1208
577 | 343.8797 | 6.7872 | 51.0724 | 0 | 0 | 110.2247 | 0 | 0% | 511.964 | 168.0843 | 511.964 | 168.0843
577.02 | 343.5965 | 6.7865 | 51.033 | 0 | 1.4359e-13 | 110.2206 | 0 | 0% | 511.6366 | 168.0401 | 511.6366 | 168.0401
577.04 | 343.2592 | 6.7857 | 50.9858 | 0 | 0 | 110.2146 | 0 | 0% | 511.2452 | 167.986 | 511.2452 | 167.986
577.06 | 342.8727 | 6.7848 | 50.9313 | 0 | 9.3874e-14 | 110.2078 | 0 | 0% | 510.7966 | 167.9239 | 510.7966 | 167.9239
577.08 | 342.4615 | 6.784 | 50.873 | 0 | 1.741e-13 | 110.2026 | 0 | 0% | 510.3211 | 167.8596 | 510.3211 | 167.8596
577.1 | 342.0565 | 6.7835 | 50.8153 | 0 | 4.4805e-13 | 110.2006 | 0 | 0% | 509.8559 | 167.7994 | 509.8559 | 167.7994
577.12 | 341.6804 | 6.7832 | 50.7615 | 0 | 2.6291e-13 | 110.2015 | 0 | 0% | 509.4267 | 167.7462 | 509.4267 | 167.7462
577.14 | 341.3447 | 6.7829 | 50.7138 | 0 | 2.4235e-13 | 110.2029 | 0 | 0% | 509.0443 | 167.6996 | 509.0443 | 167.6996
577.16 | 341.058 | 6.7826 | 50.6733 | 0 | 2.3123e-13 | 110.2035 | 0 | 0% | 508.7174 | 167.6594 | 508.7174 | 167.6594
577.18 | 340.8303 | 6.7823 | 50.6417 | 0 | 1.8202e-14 | 110.204 | 0 | 0% | 508.4582 | 167.6279 | 508.4582 | 167.6279
577.2 | 340.6648 | 6.782 | 50.6192 | 0 | 6.1009e-14 | 110.2054 | 0 | 0% | 508.2713 | 167.6065 | 508.2713 | 167.6065
577.22 | 340.5474 | 6.7817 | 50.6038 | 0 | 1.0533e-13 | 110.2065 | 0 | 0% | 508.1394 | 167.592 | 508.1394 | 167.592
577.24 | 340.4508 | 6.7812 | 50.5919 | 0 | 6.3369e-14 | 110.2048 | 0 | 0% | 508.0287 | 167.5779 | 508.0287 | 167.5779
577.26 | 340.3527 | 6.7804 | 50.58 | 0 | 9.3326e-14 | 110.1993 | 0 | 0% | 507.9125 | 167.5598 | 507.9125 | 167.5598
577.28 | 340.2498 | 6.7795 | 50.5676 | 0 | 0 | 110.1924 | 0 | 0% | 507.7894 | 167.5396 | 507.7894 | 167.5396
577.3 | 340.1548 | 6.7788 | 50.5561 | 0 | 0 | 110.188 | 0 | 0% | 507.6777 | 167.5229 | 507.6777 | 167.5229
577.32 | 340.0798 | 6.7784 | 50.5472 | 0 | 0 | 110.1879 | 0 | 0% | 507.5933 | 167.5135 | 507.5933 | 167.5135
577.34 | 340.0238 | 6.7782 | 50.5408 | 0 | 0 | 110.1897 | 0 | 0% | 507.5325 | 167.5087 | 507.5325 | 167.5087
577.36 | 339.977 | 6.7777 | 50.5361 | 0 | 0 | 110.1882 | 0 | 0% | 507.4791 | 167.5021 | 507.4791 | 167.5021
577.38 | 339.9365 | 6.7768 | 50.533 | 0 | 0 | 110.1807 | 0 | 0% | 507.4269 | 167.4904 | 507.4269 | 167.4904
577.4 | 339.9133 | 6.7755 | 50.5328 | 0 | 2.6965e-15 | 110.1692 | 0 | 0% | 507.3908 | 167.4775 | 507.3908 | 167.4775
577.42 | 339.9229 | 6.7744 | 50.5374 | 0 | 3.101e-14 | 110.1595 | 0 | 0% | 507.3942 | 167.4713 | 507.3942 | 167.4713
577.44 | 339.9711 | 6.7738 | 50.547 | 0 | 0 | 110.1566 | 0 | 0% | 507.4485 | 167.4774 | 507.4485 | 167.4774
577.46 | 340.0504 | 6.7739 | 50.5604 | 0 | 2.6965e-15 | 110.1622 | 0 | 0% | 507.5469 | 167.4965 | 507.5469 | 167.4965
577.48 | 340.1503 | 6.7744 | 50.5761 | 0 | 0 | 110.1745 | 0 | 0% | 507.6753 | 167.5251 | 507.6753 | 167.5251
577.5 | 340.2641 | 6.7752 | 50.5937 | 0 | 0 | 110.1898 | 0 | 0% | 507.8228 | 167.5587 | 507.8228 | 167.5587
577.52 | 340.3901 | 6.776 | 50.6132 | 0 | 0 | 110.2041 | 0 | 0% | 507.9833 | 167.5933 | 507.9833 | 167.5933
577.54 | 340.5297 | 6.7764 | 50.6351 | 0 | 0 | 110.2148 | 0 | 0% | 508.1559 | 167.6263 | 508.1559 | 167.6263
577.56 | 340.6872 | 6.7765 | 50.6601 | 0 | 1.1545e-13 | 110.221 | 0 | 0% | 508.3448 | 167.6576 | 508.3448 | 167.6576
577.58 | 340.8672 | 6.7764 | 50.6888 | 0 | 5.9998e-14 | 110.2238 | 0 | 0% | 508.5562 | 167.689 | 508.5562 | 167.689
577.6 | 341.0694 | 6.7761 | 50.721 | 0 | 4.8841e-13 | 110.2248 | 0 | 0% | 508.7913 | 167.7219 | 508.7913 | 167.7219
577.62 | 341.2843 | 6.7757 | 50.7552 | 0 | 8.5582e-13 | 110.225 | 0 | 0% | 509.0403 | 167.7559 | 509.0403 | 167.7559
577.64 | 341.4924 | 6.7754 | 50.7883 | 0 | 1.8175e-12 | 110.225 | 0 | 0% | 509.2811 | 167.7887 | 509.2811 | 167.7887
577.66 | 341.6682 | 6.7749 | 50.8168 | 0 | 6.6167e-13 | 110.2245 | 0 | 0% | 509.4844 | 167.8162 | 509.4844 | 167.8162
577.68 | 341.7872 | 6.7745 | 50.8368 | 0 | 3.1183e-13 | 110.2229 | 0 | 0% | 509.6214 | 167.8342 | 509.6214 | 167.8342
577.7 | 341.8333 | 6.7738 | 50.8462 | 0 | 2.911e-13 | 110.2192 | 0 | 0% | 509.6726 | 167.8392 | 509.6726 | 167.8392
577.72 | 341.8061 | 6.7729 | 50.845 | 0 | 1.1409e-12 | 110.2128 | 0 | 0% | 509.6369 | 167.8308 | 509.6369 | 167.8308
577.74 | 341.7251 | 6.7719 | 50.8359 | 0 | 1.8956e-13 | 110.2047 | 0 | 0% | 509.5377 | 167.8126 | 509.5377 | 167.8126
577.76 | 341.6265 | 6.771 | 50.8241 | 0 | 7.196e-13 | 110.1977 | 0 | 0% | 509.4194 | 167.7929 | 509.4194 | 167.7929
577.78 | 341.5503 | 6.7705 | 50.8152 | 0 | 4.2125e-13 | 110.1953 | 0 | 0% | 509.3313 | 167.781 | 509.3313 | 167.781
577.8 | 341.5244 | 6.7704 | 50.8131 | 0 | 2.2449e-13 | 110.1991 | 0 | 0% | 509.307 | 167.7826 | 509.307 | 167.7826
577.82 | 341.5542 | 6.7707 | 50.8188 | 0 | 7.7694e-14 | 110.2072 | 0 | 0% | 509.351 | 167.7968 | 509.351 | 167.7968
577.84 | 341.6239 | 6.771 | 50.8304 | 0 | 0 | 110.2163 | 0 | 0% | 509.4417 | 167.8178 | 509.4417 | 167.8178
577.86 | 341.7032 | 6.7712 | 50.8437 | 0 | 0 | 110.2235 | 0 | 0% | 509.5415 | 167.8383 | 509.5415 | 167.8383
577.88 | 341.7542 | 6.7711 | 50.8529 | 0 | 0 | 110.2278 | 0 | 0% | 509.6061 | 167.8519 | 509.6061 | 167.8519
577.9 | 341.741 | 6.7709 | 50.8529 | 0 | 7.7526e-15 | 110.23 | 0 | 0% | 509.5949 | 167.8539 | 509.5949 | 167.8539
577.92 | 341.6403 | 6.7706 | 50.84 | 0 | 0 | 110.231 | 0 | 0% | 509.4819 | 167.8416 | 509.4819 | 167.8416
577.94 | 341.445 | 6.7703 | 50.813 | 0 | 0 | 110.2314 | 0 | 0% | 509.2597 | 167.8147 | 509.2597 | 167.8147
577.96 | 341.1552 | 6.7699 | 50.772 | 0 | 0 | 110.2316 | 0 | 0% | 508.9288 | 167.7736 | 508.9288 | 167.7736
577.98 | 340.7668 | 6.7696 | 50.7163 | 0 | 0 | 110.232 | 0 | 0% | 508.4847 | 167.718 | 508.4847 | 167.718
578 | 340.2724 | 6.7693 | 50.6448 | 0 | 0 | 110.2326 | 0 | 0% | 507.919 | 167.6467 | 507.919 | 167.6467
578.02 | 339.6745 | 6.7689 | 50.5579 | 0 | 0 | 110.2331 | 0 | 0% | 507.2344 | 167.56 | 507.2344 | 167.56
578.04 | 338.9944 | 6.7686 | 50.4588 | 0 | 0 | 110.2334 | 0 | 0% | 506.4551 | 167.4607 | 506.4551 | 167.4607
578.06 | 338.265 | 6.7682 | 50.3523 | 0 | 0 | 110.2332 | 0 | 0% | 505.6186 | 167.3537 | 505.6186 | 167.3537
578.08 | 337.5149 | 6.7678 | 50.2428 | 0 | 0 | 110.2328 | 0 | 0% | 504.7583 | 167.2433 | 504.7583 | 167.2433
578.1 | 336.7602 | 6.7674 | 50.1325 | 0 | 0 | 110.2324 | 0 | 0% | 503.8925 | 167.1323 | 503.8925 | 167.1323
578.12 | 336.0072 | 6.767 | 50.0225 | 0 | 0 | 110.2319 | 0 | 0% | 503.0285 | 167.0213 | 503.0285 | 167.0213
578.14 | 335.2642 | 6.7665 | 49.914 | 0 | 0 | 110.231 | 0 | 0% | 502.1757 | 166.9115 | 502.1757 | 166.9115
578.16 | 334.5489 | 6.7661 | 49.8096 | 0 | 0 | 110.2304 | 0 | 0% | 501.355 | 166.8061 | 501.355 | 166.8061
578.18 | 333.8866 | 6.7658 | 49.7129 | 0 | 0 | 110.2313 | 0 | 0% | 500.5966 | 166.71 | 500.5966 | 166.71
578.2 | 333.2964 | 6.7657 | 49.6267 | 0 | 2.1303e-13 | 110.2342 | 0 | 0% | 499.923 | 166.6266 | 499.923 | 166.6266
578.22 | 332.7774 | 6.7656 | 49.5511 | 0 | 0 | 110.2382 | 0 | 0% | 499.3323 | 166.5549 | 499.3323 | 166.5549
578.24 | 332.306 | 6.7655 | 49.4826 | 0 | 1.666e-13 | 110.2415 | 0 | 0% | 498.7957 | 166.4896 | 498.7957 | 166.4896
578.26 | 331.8432 | 6.7652 | 49.4156 | 0 | 5.7091e-14 | 110.243 | 0 | 0% | 498.267 | 166.4238 | 498.267 | 166.4238
578.28 | 331.3441 | 6.7648 | 49.3434 | 0 | 2.6597e-14 | 110.2422 | 0 | 0% | 497.6945 | 166.3504 | 497.6945 | 166.3504
578.3 | 330.7663 | 6.7642 | 49.2597 | 0 | 0 | 110.2394 | 0 | 0% | 497.0296 | 166.2634 | 497.0296 | 166.2634
578.32 | 330.0787 | 6.7636 | 49.1598 | 0 | 0 | 110.2356 | 0 | 0% | 496.2375 | 166.1589 | 496.2375 | 166.1589
578.34 | 329.2714 | 6.7629 | 49.042 | 0 | 0 | 110.2322 | 0 | 0% | 495.3085 | 166.0371 | 495.3085 | 166.0371
578.36 | 328.3609 | 6.7625 | 48.9085 | 0 | 0 | 110.2311 | 0 | 0% | 494.263 | 165.9021 | 494.263 | 165.9021
578.38 | 327.388 | 6.7622 | 48.7656 | 0 | 1.6135e-15 | 110.2324 | 0 | 0% | 493.1481 | 165.7601 | 493.1481 | 165.7601
578.4 | 326.4115 | 6.762 | 48.6219 | 0 | 6.0273e-14 | 110.2348 | 0 | 0% | 492.0302 | 165.6187 | 492.0302 | 165.6187
578.42 | 325.5007 | 6.7618 | 48.4881 | 0 | 8.4348e-14 | 110.2367 | 0 | 0% | 490.9873 | 165.4866 | 490.9873 | 165.4866
578.44 | 324.7283 | 6.7615 | 48.375 | 0 | 0 | 110.238 | 0 | 0% | 490.1028 | 165.3745 | 490.1028 | 165.3745
578.46 | 324.1623 | 6.7613 | 48.2924 | 0 | 0 | 110.2402 | 0 | 0% | 489.4562 | 165.2939 | 489.4562 | 165.2939
578.48 | 323.8554 | 6.7613 | 48.2483 | 0 | 0 | 110.2444 | 0 | 0% | 489.1094 | 165.2539 | 489.1094 | 165.2539
578.5 | 323.8344 | 6.7614 | 48.2466 | 0 | 0 | 110.2504 | 0 | 0% | 489.0928 | 165.2583 | 489.0928 | 165.2583
578.52 | 324.0913 | 6.7615 | 48.2862 | 0 | 8.1679e-14 | 110.2568 | 0 | 0% | 489.3957 | 165.3044 | 489.3957 | 165.3044
578.54 | 324.5821 | 6.7615 | 48.3608 | 0 | 0 | 110.2621 | 0 | 0% | 489.9665 | 165.3844 | 489.9665 | 165.3844
578.56 | 325.2344 | 6.7614 | 48.4596 | 0 | 0 | 110.2659 | 0 | 0% | 490.7212 | 165.4869 | 490.7212 | 165.4869
578.58 | 325.9601 | 6.7612 | 48.5694 | 0 | 0 | 110.2684 | 0 | 0% | 491.5592 | 165.5991 | 491.5592 | 165.5991
578.6 | 326.6773 | 6.761 | 48.6781 | 0 | 0 | 110.2702 | 0 | 0% | 492.3867 | 165.7093 | 492.3867 | 165.7093
578.62 | 327.3315 | 6.7607 | 48.7775 | 0 | 0 | 110.2714 | 0 | 0% | 493.1411 | 165.8096 | 493.1411 | 165.8096
578.64 | 327.9058 | 6.7604 | 48.865 | 0 | 0 | 110.272 | 0 | 0% | 493.8032 | 165.8974 | 493.8032 | 165.8974
578.66 | 328.412 | 6.76 | 48.9424 | 0 | 0 | 110.2721 | 0 | 0% | 494.3866 | 165.9746 | 494.3866 | 165.9746
578.68 | 328.8726 | 6.7597 | 49.013 | 0 | 0 | 110.272 | 0 | 0% | 494.9173 | 166.0447 | 494.9173 | 166.0447
578.7 | 329.3085 | 6.7593 | 49.08 | 0 | 0 | 110.2722 | 0 | 0% | 495.42 | 166.1115 | 495.42 | 166.1115
578.72 | 329.7383 | 6.759 | 49.1459 | 0 | 0 | 110.2734 | 0 | 0% | 495.9167 | 166.1783 | 495.9167 | 166.1783
578.74 | 330.1802 | 6.7588 | 49.2136 | 0 | 0 | 110.2755 | 0 | 0% | 496.4281 | 166.2479 | 496.4281 | 166.2479
578.76 | 330.6512 | 6.7586 | 49.2856 | 0 | 0 | 110.278 | 0 | 0% | 496.9734 | 166.3222 | 496.9734 | 166.3222
578.78 | 331.1651 | 6.7584 | 49.364 | 0 | 1.2674e-13 | 110.2799 | 0 | 0% | 497.5674 | 166.4023 | 497.5674 | 166.4023
578.8 | 331.7306 | 6.7581 | 49.4502 | 0 | 1.0786e-14 | 110.2809 | 0 | 0% | 498.2198 | 166.4892 | 498.2198 | 166.4892
578.82 | 332.3514 | 6.7577 | 49.5448 | 0 | 0 | 110.2808 | 0 | 0% | 498.9347 | 166.5833 | 498.9347 | 166.5833
578.84 | 333.0243 | 6.7573 | 49.6471 | 0 | 0 | 110.2805 | 0 | 0% | 499.7093 | 166.685 | 499.7093 | 166.685
578.86 | 333.7376 | 6.757 | 49.7555 | 0 | 0 | 110.2809 | 0 | 0% | 500.531 | 166.7933 | 500.531 | 166.7933
578.88 | 334.4697 | 6.7568 | 49.8665 | 0 | 0 | 110.2827 | 0 | 0% | 501.3757 | 166.9059 | 501.3757 | 166.9059
578.9 | 335.1902 | 6.7566 | 49.9756 | 0 | 0 | 110.2859 | 0 | 0% | 502.2084 | 167.0181 | 502.2084 | 167.0181
578.92 | 335.8654 | 6.7566 | 50.0779 | 0 | 0 | 110.2897 | 0 | 0% | 502.9896 | 167.1242 | 502.9896 | 167.1242
578.94 | 336.4652 | 6.7564 | 50.1691 | 0 | 0 | 110.293 | 0 | 0% | 503.6837 | 167.2185 | 503.6837 | 167.2185
578.96 | 336.9658 | 6.7562 | 50.2456 | 0 | 0 | 110.2949 | 0 | 0% | 504.2624 | 167.2967 | 504.2624 | 167.2967
578.98 | 337.3499 | 6.7559 | 50.3049 | 0 | 0 | 110.2953 | 0 | 0% | 504.706 | 167.3561 | 504.706 | 167.3561
579 | 337.608 | 6.7555 | 50.3454 | 0 | 1.1974e-13 | 110.295 | 0 | 0% | 505.004 | 167.396 | 505.004 | 167.396
579.02 | 337.7418 | 6.7551 | 50.3674 | 0 | 1.1646e-13 | 110.2953 | 0 | 0% | 505.1597 | 167.4178 | 505.1597 | 167.4178
579.04 | 337.7649 | 6.7549 | 50.3727 | 0 | 0 | 110.2972 | 0 | 0% | 505.1898 | 167.4249 | 505.1898 | 167.4249
579.06 | 337.6995 | 6.7548 | 50.3647 | 0 | 3.1202e-13 | 110.3009 | 0 | 0% | 505.1199 | 167.4204 | 505.1199 | 167.4204
579.08 | 337.573 | 6.7548 | 50.3474 | 0 | 0 | 110.3052 | 0 | 0% | 504.9804 | 167.4074 | 504.9804 | 167.4074
579.1 | 337.415 | 6.7547 | 50.3256 | 0 | 0 | 110.3089 | 0 | 0% | 504.8042 | 167.3892 | 504.8042 | 167.3892
579.12 | 337.2535 | 6.7545 | 50.3033 | 0 | 0 | 110.3116 | 0 | 0% | 504.6229 | 167.3694 | 504.6229 | 167.3694
579.14 | 337.1076 | 6.7543 | 50.2833 | 0 | 8.629e-14 | 110.3137 | 0 | 0% | 504.459 | 167.3514 | 504.459 | 167.3514
579.16 | 336.9824 | 6.7541 | 50.2665 | 0 | 1.0786e-13 | 110.3158 | 0 | 0% | 504.3189 | 167.3365 | 504.3189 | 167.3365
579.18 | 336.8708 | 6.7539 | 50.2517 | 0 | 1.4022e-13 | 110.3182 | 0 | 0% | 504.1946 | 167.3238 | 504.1946 | 167.3238
579.2 | 336.7614 | 6.7538 | 50.2371 | 0 | 1.0786e-14 | 110.3209 | 0 | 0% | 504.0732 | 167.3118 | 504.0732 | 167.3118
579.22 | 336.6486 | 6.7536 | 50.222 | 0 | 3.7752e-14 | 110.3238 | 0 | 0% | 503.948 | 167.2994 | 503.948 | 167.2994
579.24 | 336.5356 | 6.7535 | 50.2068 | 0 | 0 | 110.3268 | 0 | 0% | 503.8227 | 167.2871 | 503.8227 | 167.2871
579.26 | 336.4302 | 6.7533 | 50.1928 | 0 | 0 | 110.3297 | 0 | 0% | 503.706 | 167.2758 | 503.706 | 167.2758
579.28 | 336.3365 | 6.7531 | 50.1805 | 0 | 0 | 110.3325 | 0 | 0% | 503.6027 | 167.2662 | 503.6027 | 167.2662
579.3 | 336.2519 | 6.753 | 50.1696 | 0 | 0 | 110.3351 | 0 | 0% | 503.5096 | 167.2577 | 503.5096 | 167.2577
579.32 | 336.1695 | 6.7528 | 50.159 | 0 | 0 | 110.3376 | 0 | 0% | 503.4189 | 167.2494 | 503.4189 | 167.2494
579.34 | 336.0839 | 6.7526 | 50.1479 | 0 | 0 | 110.3402 | 0 | 0% | 503.3246 | 167.2407 | 503.3246 | 167.2407
579.36 | 335.9954 | 6.7525 | 50.1364 | 0 | 0 | 110.3429 | 0 | 0% | 503.2272 | 167.2318 | 503.2272 | 167.2318
579.38 | 335.9126 | 6.7523 | 50.1257 | 0 | 0 | 110.3457 | 0 | 0% | 503.1363 | 167.2238 | 503.1363 | 167.2238
579.4 | 335.8534 | 6.7521 | 50.1186 | 0 | 5.1336e-13 | 110.3485 | 0 | 0% | 503.0726 | 167.2192 | 503.0726 | 167.2192
579.42 | 335.8464 | 6.7519 | 50.1193 | 0 | 0 | 110.3507 | 0 | 0% | 503.0683 | 167.2219 | 503.0683 | 167.2219
579.44 | 335.9272 | 6.7517 | 50.1332 | 0 | 5.5111e-14 | 110.3521 | 0 | 0% | 503.1641 | 167.2369 | 503.1641 | 167.2369
579.46 | 336.1304 | 6.7514 | 50.1654 | 0 | 0 | 110.3529 | 0 | 0% | 503.4001 | 167.2697 | 503.4001 | 167.2697
579.48 | 336.4792 | 6.751 | 50.2194 | 0 | 0 | 110.3536 | 0 | 0% | 503.8032 | 167.324 | 503.8032 | 167.324
579.5 | 336.9762 | 6.7508 | 50.2954 | 0 | 1.2524e-14 | 110.3548 | 0 | 0% | 504.3771 | 167.4009 | 504.3771 | 167.4009
579.52 | 337.599 | 6.7506 | 50.3901 | 0 | 0 | 110.3571 | 0 | 0% | 505.0967 | 167.4977 | 505.0967 | 167.4977
579.54 | 338.2999 | 6.7505 | 50.4963 | 0 | 0 | 110.3607 | 0 | 0% | 505.9073 | 167.6074 | 505.9073 | 167.6074
579.56 | 339.0098 | 6.7504 | 50.6038 | 0 | 0 | 110.3653 | 0 | 0% | 506.7292 | 167.7195 | 506.7292 | 167.7195
579.58 | 339.6481 | 6.7505 | 50.7005 | 0 | 0 | 110.3704 | 0 | 0% | 507.4694 | 167.8213 | 507.4694 | 167.8213
579.6 | 340.1401 | 6.7505 | 50.7753 | 0 | 0 | 110.3756 | 0 | 0% | 508.0416 | 167.9015 | 508.0416 | 167.9015
579.62 | 340.4365 | 6.7505 | 50.821 | 0 | 9.0623e-14 | 110.3809 | 0 | 0% | 508.3889 | 167.9524 | 508.3889 | 167.9524
579.64 | 340.5271 | 6.7505 | 50.8359 | 0 | 1.224e-13 | 110.386 | 0 | 0% | 508.4995 | 167.9724 | 508.4995 | 167.9724
579.66 | 340.443 | 6.7505 | 50.8248 | 0 | 1.2454e-13 | 110.3908 | 0 | 0% | 508.4092 | 167.9661 | 508.4092 | 167.9661
579.68 | 340.2489 | 6.7505 | 50.7972 | 0 | 5.3546e-14 | 110.3952 | 0 | 0% | 508.1918 | 167.9429 | 508.1918 | 167.9429
579.7 | 340.0262 | 6.7504 | 50.7655 | 0 | 7.1451e-15 | 110.399 | 0 | 0% | 507.9411 | 167.9149 | 507.9411 | 167.9149
579.72 | 339.8541 | 6.7503 | 50.7414 | 0 | 1.1461e-13 | 110.4021 | 0 | 0% | 507.7479 | 167.8937 | 507.7479 | 167.8937
579.74 | 339.7925 | 6.7501 | 50.7338 | 0 | 5.3542e-14 | 110.4044 | 0 | 0% | 507.6808 | 167.8883 | 507.6808 | 167.8883
579.76 | 339.8729 | 6.7498 | 50.7476 | 0 | 0 | 110.4061 | 0 | 0% | 507.7764 | 167.9035 | 507.7764 | 167.9035
579.78 | 340.0972 | 6.7496 | 50.7828 | 0 | 0 | 110.4078 | 0 | 0% | 508.0374 | 167.9402 | 508.0374 | 167.9402
579.8 | 340.4402 | 6.7494 | 50.8357 | 0 | 0 | 110.4104 | 0 | 0% | 508.4358 | 167.9956 | 508.4358 | 167.9956
579.82 | 340.8558 | 6.7494 | 50.8994 | 0 | 0 | 110.4142 | 0 | 0% | 508.9188 | 168.063 | 508.9188 | 168.063
579.84 | 341.287 | 6.7493 | 50.9653 | 0 | 0 | 110.4189 | 0 | 0% | 509.4204 | 168.1335 | 509.4204 | 168.1335
579.86 | 341.6785 | 6.7493 | 51.0253 | 0 | 0 | 110.4232 | 0 | 0% | 509.8763 | 168.1978 | 509.8763 | 168.1978
579.88 | 341.9893 | 6.7492 | 51.0734 | 0 | 0 | 110.4264 | 0 | 0% | 510.2383 | 168.249 | 510.2383 | 168.249
579.9 | 342.199 | 6.7489 | 51.1066 | 0 | 1.0736e-13 | 110.4279 | 0 | 0% | 510.4824 | 168.2834 | 510.4824 | 168.2834
579.92 | 342.3088 | 6.7485 | 51.125 | 0 | 0 | 110.428 | 0 | 0% | 510.6103 | 168.3015 | 510.6103 | 168.3015
579.94 | 342.3387 | 6.7481 | 51.1315 | 0 | 0 | 110.4276 | 0 | 0% | 510.6459 | 168.3072 | 510.6459 | 168.3072
579.96 | 342.3183 | 6.7478 | 51.1304 | 0 | 1.5893e-13 | 110.4282 | 0 | 0% | 510.6247 | 168.3064 | 510.6247 | 168.3064
579.98 | 342.2759 | 6.7476 | 51.1258 | 0 | 0 | 110.431 | 0 | 0% | 510.5803 | 168.3044 | 510.5803 | 168.3044
580 | 342.2307 | 6.7476 | 51.1206 | 0 | 0 | 110.4358 | 0 | 0% | 510.5347 | 168.304 | 510.5347 | 168.304
580.02 | 342.1921 | 6.7477 | 51.1162 | 0 | 1.1022e-13 | 110.4416 | 0 | 0% | 510.4976 | 168.3055 | 510.4976 | 168.3055
580.04 | 342.1642 | 6.7478 | 51.1135 | 0 | 1.1443e-13 | 110.4474 | 0 | 0% | 510.4729 | 168.3087 | 510.4729 | 168.3087
580.06 | 342.1525 | 6.7478 | 51.1132 | 0 | 1.2219e-13 | 110.4527 | 0 | 0% | 510.4663 | 168.3138 | 510.4663 | 168.3138
580.08 | 342.1687 | 6.7478 | 51.1172 | 0 | 9.8003e-14 | 110.4575 | 0 | 0% | 510.4911 | 168.3225 | 510.4911 | 168.3225
580.1 | 342.2318 | 6.7477 | 51.1282 | 0 | 4.8201e-14 | 110.4618 | 0 | 0% | 510.5696 | 168.3377 | 510.5696 | 168.3377
580.12 | 342.3654 | 6.7477 | 51.1497 | 0 | 0 | 110.4658 | 0 | 0% | 510.7286 | 168.3632 | 510.7286 | 168.3632
580.14 | 342.5888 | 6.7476 | 51.1848 | 0 | 0 | 110.4694 | 0 | 0% | 510.9906 | 168.4017 | 510.9906 | 168.4017
580.16 | 342.907 | 6.7474 | 51.234 | 0 | 0 | 110.4726 | 0 | 0% | 511.361 | 168.454 | 511.361 | 168.454
580.18 | 343.3028 | 6.7473 | 51.2948 | 0 | 0 | 110.4754 | 0 | 0% | 511.8202 | 168.5174 | 511.8202 | 168.5174
580.2 | 343.7397 | 6.7471 | 51.3618 | 0 | 0 | 110.4777 | 0 | 0% | 512.3263 | 168.5866 | 512.3263 | 168.5866
580.22 | 344.1738 | 6.7469 | 51.4284 | 0 | 0 | 110.48 | 0 | 0% | 512.8291 | 168.6553 | 512.8291 | 168.6553
580.24 | 344.5638 | 6.7467 | 51.4883 | 0 | 0 | 110.4828 | 0 | 0% | 513.2816 | 168.7179 | 513.2816 | 168.7179
580.26 | 344.873 | 6.7466 | 51.5361 | 0 | 0 | 110.4868 | 0 | 0% | 513.6426 | 168.7695 | 513.6426 | 168.7695
580.28 | 345.0678 | 6.7466 | 51.5666 | 0 | 0 | 110.4919 | 0 | 0% | 513.873 | 168.8052 | 513.873 | 168.8052
580.3 | 345.1192 | 6.7467 | 51.5756 | 0 | 0 | 110.4975 | 0 | 0% | 513.9391 | 168.8199 | 513.9391 | 168.8199
580.32 | 345.0122 | 6.7467 | 51.561 | 0 | 0 | 110.5029 | 0 | 0% | 513.8228 | 168.8107 | 513.8228 | 168.8107
580.34 | 344.7535 | 6.7467 | 51.5239 | 0 | 0 | 110.5076 | 0 | 0% | 513.5317 | 168.7782 | 513.5317 | 168.7782
580.36 | 344.3716 | 6.7466 | 51.4683 | 0 | 0 | 110.5117 | 0 | 0% | 513.0982 | 168.7266 | 513.0982 | 168.7266
580.38 | 343.9078 | 6.7465 | 51.4006 | 0 | 3.8426e-14 | 110.5151 | 0 | 0% | 512.5701 | 168.6623 | 512.5701 | 168.6623
580.4 | 343.4039 | 6.7464 | 51.327 | 0 | 8.8649e-14 | 110.518 | 0 | 0% | 511.9953 | 168.5914 | 511.9953 | 168.5914
580.42 | 342.8899 | 6.7462 | 51.252 | 0 | 6.7751e-14 | 110.5205 | 0 | 0% | 511.4086 | 168.5187 | 511.4086 | 168.5187
580.44 | 342.3796 | 6.746 | 51.1775 | 0 | 0 | 110.5228 | 0 | 0% | 510.8259 | 168.4463 | 510.8259 | 168.4463
580.46 | 341.8746 | 6.7458 | 51.1038 | 0 | 3.8763e-15 | 110.5252 | 0 | 0% | 510.2494 | 168.3748 | 510.2494 | 168.3748
580.48 | 341.3732 | 6.7456 | 51.0306 | 0 | 2.1572e-14 | 110.5276 | 0 | 0% | 509.6769 | 168.3038 | 509.6769 | 168.3038
580.5 | 340.8751 | 6.7454 | 50.958 | 0 | 0 | 110.5296 | 0 | 0% | 509.108 | 168.2329 | 509.108 | 168.2329
580.52 | 340.3822 | 6.7451 | 50.8862 | 0 | 0 | 110.5309 | 0 | 0% | 508.5444 | 168.1622 | 508.5444 | 168.1622
580.54 | 339.8959 | 6.7448 | 50.8154 | 0 | 0 | 110.532 | 0 | 0% | 507.988 | 168.0922 | 507.988 | 168.0922
580.56 | 339.4144 | 6.7445 | 50.7452 | 0 | 0 | 110.5336 | 0 | 0% | 507.4377 | 168.0233 | 507.4377 | 168.0233
580.58 | 338.933 | 6.7443 | 50.6751 | 0 | 0 | 110.536 | 0 | 0% | 506.8884 | 167.9554 | 506.8884 | 167.9554
580.6 | 338.448 | 6.7442 | 50.6043 | 0 | 0 | 110.5389 | 0 | 0% | 506.3354 | 167.8874 | 506.3354 | 167.8874
580.62 | 337.963 | 6.744 | 50.5335 | 0 | 3.5055e-14 | 110.5415 | 0 | 0% | 505.782 | 167.819 | 505.782 | 167.819
580.64 | 337.4906 | 6.7437 | 50.4647 | 0 | 0 | 110.5431 | 0 | 0% | 505.2421 | 167.7516 | 505.2421 | 167.7516
580.66 | 337.0456 | 6.7434 | 50.4001 | 0 | 5.2246e-14 | 110.5442 | 0 | 0% | 504.7334 | 167.6877 | 504.7334 | 167.6877
580.68 | 336.6349 | 6.7432 | 50.3405 | 0 | 2.5407e-14 | 110.5456 | 0 | 0% | 504.2642 | 167.6293 | 504.2642 | 167.6293
580.7 | 336.2537 | 6.743 | 50.2853 | 0 | 5.476e-14 | 110.5477 | 0 | 0% | 503.8297 | 167.576 | 503.8297 | 167.576
580.72 | 335.8936 | 6.7428 | 50.2332 | 0 | 1.6725e-13 | 110.5507 | 0 | 0% | 503.4203 | 167.5267 | 503.4203 | 167.5267
580.74 | 335.555 | 6.7427 | 50.1842 | 0 | 0 | 110.5545 | 0 | 0% | 503.0363 | 167.4813 | 503.0363 | 167.4813
580.76 | 335.2538 | 6.7427 | 50.1407 | 0 | 0 | 110.559 | 0 | 0% | 502.6962 | 167.4423 | 502.6962 | 167.4423
580.78 | 335.0173 | 6.7427 | 50.1067 | 0 | 1.7056e-13 | 110.5644 | 0 | 0% | 502.4311 | 167.4139 | 502.4311 | 167.4139
580.8 | 334.8742 | 6.7428 | 50.0867 | 0 | 1.1797e-13 | 110.5703 | 0 | 0% | 502.274 | 167.3999 | 502.274 | 167.3999
580.82 | 334.8456 | 6.7428 | 50.0839 | 0 | 1.4157e-13 | 110.576 | 0 | 0% | 502.2483 | 167.4027 | 502.2483 | 167.4027
580.84 | 334.9419 | 6.7428 | 50.0998 | 0 | 2.2963e-13 | 110.5809 | 0 | 0% | 502.3654 | 167.4235 | 502.3654 | 167.4235
580.86 | 335.1654 | 6.7428 | 50.1349 | 0 | 1.6702e-13 | 110.585 | 0 | 0% | 502.628 | 167.4626 | 502.628 | 167.4626
580.88 | 335.5135 | 6.7427 | 50.1886 | 0 | 9.6402e-14 | 110.5885 | 0 | 0% | 503.0333 | 167.5198 | 503.0333 | 167.5198
580.9 | 335.9761 | 6.7425 | 50.2594 | 0 | 6.3706e-14 | 110.5918 | 0 | 0% | 503.5699 | 167.5938 | 503.5699 | 167.5938
580.92 | 336.5306 | 6.7424 | 50.3441 | 0 | 4.3819e-15 | 110.595 | 0 | 0% | 504.2121 | 167.6815 | 504.2121 | 167.6815
580.94 | 337.1432 | 6.7423 | 50.4374 | 0 | 0 | 110.5983 | 0 | 0% | 504.9212 | 167.778 | 504.9212 | 167.778
580.96 | 337.7789 | 6.7422 | 50.5341 | 0 | 6.0672e-15 | 110.6018 | 0 | 0% | 505.6569 | 167.878 | 505.6569 | 167.878
580.98 | 338.4132 | 6.7421 | 50.6306 | 0 | 0 | 110.6054 | 0 | 0% | 506.3913 | 167.9781 | 506.3913 | 167.9781
581 | 339.0347 | 6.742 | 50.7251 | 0 | 0 | 110.6091 | 0 | 0% | 507.1109 | 168.0763 | 507.1109 | 168.0763
581.02 | 339.6372 | 6.7419 | 50.8169 | 0 | 5.6627e-14 | 110.6128 | 0 | 0% | 507.8088 | 168.1715 | 507.8088 | 168.1715
581.04 | 340.2136 | 6.7417 | 50.9047 | 0 | 1.3752e-13 | 110.6163 | 0 | 0% | 508.4764 | 168.2627 | 508.4764 | 168.2627
581.06 | 340.7564 | 6.7416 | 50.9875 | 0 | 7.0987e-13 | 110.6194 | 0 | 0% | 509.1049 | 168.3485 | 509.1049 | 168.3485
581.08 | 341.2629 | 6.7414 | 51.065 | 0 | 0 | 110.6222 | 0 | 0% | 509.6915 | 168.4286 | 509.6915 | 168.4286
581.1 | 341.7373 | 6.7413 | 51.1377 | 0 | 1.4878e-12 | 110.6246 | 0 | 0% | 510.2409 | 168.5036 | 510.2409 | 168.5036
581.12 | 342.1857 | 6.7411 | 51.2065 | 0 | 0 | 110.6271 | 0 | 0% | 510.7604 | 168.5747 | 510.7604 | 168.5747
581.14 | 342.6094 | 6.7409 | 51.2717 | 0 | 4.3212e-13 | 110.6298 | 0 | 0% | 511.2518 | 168.6424 | 511.2518 | 168.6424
581.16 | 342.9996 | 6.7407 | 51.3318 | 0 | 0 | 110.633 | 0 | 0% | 511.7051 | 168.7055 | 511.7051 | 168.7055
581.18 | 343.3396 | 6.7406 | 51.3845 | 0 | 3.4785e-13 | 110.6363 | 0 | 0% | 512.101 | 168.7614 | 512.101 | 168.7614
581.2 | 343.6157 | 6.7405 | 51.4276 | 0 | 6.4043e-15 | 110.6395 | 0 | 0% | 512.4233 | 168.8076 | 512.4233 | 168.8076
581.22 | 343.8286 | 6.7403 | 51.4613 | 0 | 0 | 110.6423 | 0 | 0% | 512.6725 | 168.8439 | 512.6725 | 168.8439
581.24 | 343.9958 | 6.7401 | 51.4883 | 0 | 0 | 110.6446 | 0 | 0% | 512.8688 | 168.873 | 512.8688 | 168.873
581.26 | 344.1402 | 6.7399 | 51.5119 | 0 | 0 | 110.6466 | 0 | 0% | 513.0386 | 168.8983 | 513.0386 | 168.8983
581.28 | 344.2749 | 6.7397 | 51.534 | 0 | 0 | 110.6486 | 0 | 0% | 513.1972 | 168.9223 | 513.1972 | 168.9223
581.3 | 344.3987 | 6.7395 | 51.5544 | 0 | 0 | 110.6509 | 0 | 0% | 513.3435 | 168.9448 | 513.3435 | 168.9448
581.32 | 344.5034 | 6.7393 | 51.572 | 0 | 0 | 110.6534 | 0 | 0% | 513.4682 | 168.9647 | 513.4682 | 168.9647
581.34 | 344.5821 | 6.7391 | 51.5856 | 0 | 0 | 110.6561 | 0 | 0% | 513.5629 | 168.9808 | 513.5629 | 168.9808
581.36 | 344.628 | 6.7389 | 51.5944 | 0 | 0 | 110.6588 | 0 | 0% | 513.6201 | 168.9921 | 513.6201 | 168.9921
581.38 | 344.627 | 6.7388 | 51.596 | 0 | 0 | 110.6615 | 0 | 0% | 513.6233 | 168.9963 | 513.6233 | 168.9963
581.4 | 344.5509 | 6.7386 | 51.5865 | 0 | 0 | 110.664 | 0 | 0% | 513.54 | 168.9891 | 513.54 | 168.9891
581.42 | 344.359 | 6.7384 | 51.5596 | 0 | 0 | 110.6662 | 0 | 0% | 513.3232 | 168.9642 | 513.3232 | 168.9642
581.44 | 344.0119 | 6.7381 | 51.5095 | 0 | 0 | 110.6677 | 0 | 0% | 512.9272 | 168.9154 | 512.9272 | 168.9154
581.46 | 343.4917 | 6.7378 | 51.4337 | 0 | 0 | 110.6685 | 0 | 0% | 512.3316 | 168.8399 | 512.3316 | 168.8399
581.48 | 342.8176 | 6.7374 | 51.3348 | 0 | 0 | 110.6687 | 0 | 0% | 511.5585 | 168.7409 | 511.5585 | 168.7409
581.5 | 342.0431 | 6.7371 | 51.2208 | 0 | 0 | 110.6693 | 0 | 0% | 510.6703 | 168.6272 | 510.6703 | 168.6272
581.52 | 341.237 | 6.7368 | 51.102 | 0 | 6.4717e-14 | 110.6711 | 0 | 0% | 509.7469 | 168.5099 | 509.7469 | 168.5099
581.54 | 340.4635 | 6.7367 | 50.988 | 0 | 0 | 110.6742 | 0 | 0% | 508.8623 | 168.3988 | 508.8623 | 168.3988
581.56 | 339.7741 | 6.7366 | 50.8864 | 0 | 0 | 110.6781 | 0 | 0% | 508.0753 | 168.3012 | 508.0753 | 168.3012
581.58 | 339.2101 | 6.7365 | 50.8037 | 0 | 0 | 110.6821 | 0 | 0% | 507.4324 | 168.2223 | 507.4324 | 168.2223
581.6 | 338.8019 | 6.7364 | 50.7444 | 0 | 0 | 110.6854 | 0 | 0% | 506.9681 | 168.1662 | 506.9681 | 168.1662
581.62 | 338.5613 | 6.7362 | 50.7102 | 0 | 0 | 110.6882 | 0 | 0% | 506.6959 | 168.1346 | 506.6959 | 168.1346
581.64 | 338.4749 | 6.736 | 50.6992 | 0 | 1.0786e-14 | 110.6905 | 0 | 0% | 506.6006 | 168.1257 | 506.6006 | 168.1257
581.66 | 338.5071 | 6.7358 | 50.7059 | 0 | 7.5503e-14 | 110.6927 | 0 | 0% | 506.6416 | 168.1344 | 506.6416 | 168.1344
581.68 | 338.6127 | 6.7356 | 50.7237 | 0 | 0 | 110.6948 | 0 | 0% | 506.7668 | 168.1541 | 506.7668 | 168.1541
581.7 | 338.7517 | 6.7354 | 50.7464 | 0 | 0 | 110.697 | 0 | 0% | 506.9305 | 168.1788 | 506.9305 | 168.1788
581.72 | 338.9004 | 6.7352 | 50.7706 | 0 | 0 | 110.6992 | 0 | 0% | 507.1054 | 168.205 | 507.1054 | 168.205
581.74 | 339.0545 | 6.735 | 50.7955 | 0 | 1.9381e-14 | 110.7015 | 0 | 0% | 507.2866 | 168.2321 | 507.2866 | 168.2321
581.76 | 339.2234 | 6.7348 | 50.8227 | 0 | 0 | 110.7038 | 0 | 0% | 507.4846 | 168.2612 | 507.4846 | 168.2612
581.78 | 339.4217 | 6.7345 | 50.8543 | 0 | 0 | 110.7057 | 0 | 0% | 507.7163 | 168.2946 | 507.7163 | 168.2946
581.8 | 339.6625 | 6.7343 | 50.8923 | 0 | 0 | 110.7076 | 0 | 0% | 507.9966 | 168.3341 | 507.9966 | 168.3341
581.82 | 339.9535 | 6.7341 | 50.9377 | 0 | 0 | 110.7097 | 0 | 0% | 508.335 | 168.3815 | 508.335 | 168.3815
581.84 | 340.2943 | 6.7339 | 50.9906 | 0 | 0 | 110.7126 | 0 | 0% | 508.7313 | 168.437 | 508.7313 | 168.437
581.86 | 340.674 | 6.7338 | 51.0492 | 0 | 0 | 110.7159 | 0 | 0% | 509.173 | 168.4989 | 509.173 | 168.4989
581.88 | 341.0744 | 6.7337 | 51.1109 | 0 | 0 | 110.7194 | 0 | 0% | 509.6383 | 168.564 | 509.6383 | 168.564
581.9 | 341.4782 | 6.7335 | 51.1732 | 0 | 0 | 110.7223 | 0 | 0% | 510.1073 | 168.629 | 510.1073 | 168.629
581.92 | 341.8816 | 6.7333 | 51.2355 | 0 | 0 | 110.7243 | 0 | 0% | 510.5747 | 168.6931 | 510.5747 | 168.6931
581.94 | 342.2988 | 6.733 | 51.3 | 0 | 0 | 110.7256 | 0 | 0% | 511.0574 | 168.7586 | 511.0574 | 168.7586
581.96 | 342.7578 | 6.7327 | 51.3708 | 0 | 6.0032e-13 | 110.7268 | 0 | 0% | 511.5881 | 168.8303 | 511.5881 | 168.8303
581.98 | 343.2861 | 6.7325 | 51.4518 | 0 | 0 | 110.7289 | 0 | 0% | 512.1993 | 168.9132 | 512.1993 | 168.9132
582 | 343.8963 | 6.7324 | 51.545 | 0 | 0 | 110.7324 | 0 | 0% | 512.9061 | 169.0098 | 512.9061 | 169.0098
582.02 | 344.5781 | 6.7323 | 51.6488 | 0 | 3.1305e-13 | 110.7369 | 0 | 0% | 513.6961 | 169.1181 | 513.6961 | 169.1181
582.04 | 345.3028 | 6.7323 | 51.7591 | 0 | 3.3403e-13 | 110.7413 | 0 | 0% | 514.5355 | 169.2327 | 514.5355 | 169.2327
582.06 | 346.0343 | 6.7322 | 51.8705 | 0 | 0 | 110.7451 | 0 | 0% | 515.3821 | 169.3478 | 515.3821 | 169.3478
582.08 | 346.7379 | 6.7321 | 51.9777 | 0 | 8.2919e-14 | 110.7483 | 0 | 0% | 516.1961 | 169.4581 | 516.1961 | 169.4581
582.1 | 347.3789 | 6.7319 | 52.0757 | 0 | 0 | 110.7512 | 0 | 0% | 516.9377 | 169.5588 | 516.9377 | 169.5588
582.12 | 347.9183 | 6.7317 | 52.1584 | 0 | 0 | 110.7538 | 0 | 0% | 517.5623 | 169.644 | 517.5623 | 169.644
582.14 | 348.315 | 6.7315 | 52.2199 | 0 | 5.4605e-14 | 110.756 | 0 | 0% | 518.0223 | 169.7074 | 518.0223 | 169.7074
582.16 | 348.5375 | 6.7313 | 52.2553 | 0 | 0 | 110.7576 | 0 | 0% | 518.2817 | 169.7441 | 518.2817 | 169.7441
582.18 | 348.5783 | 6.731 | 52.2635 | 0 | 0 | 110.7588 | 0 | 0% | 518.3315 | 169.7532 | 518.3315 | 169.7532
582.2 | 348.4584 | 6.7307 | 52.2476 | 0 | 0 | 110.7597 | 0 | 0% | 518.1964 | 169.738 | 518.1964 | 169.738
582.22 | 348.2206 | 6.7304 | 52.2141 | 0 | 0 | 110.7609 | 0 | 0% | 517.926 | 169.7053 | 517.926 | 169.7053
582.24 | 347.9161 | 6.7301 | 52.1705 | 0 | 1.1325e-13 | 110.7624 | 0 | 0% | 517.5791 | 169.663 | 517.5791 | 169.663
582.26 | 347.5905 | 6.7299 | 52.1237 | 0 | 7.6852e-14 | 110.7641 | 0 | 0% | 517.2082 | 169.6177 | 517.2082 | 169.6177
582.28 | 347.2762 | 6.7296 | 52.0786 | 0 | 0 | 110.7658 | 0 | 0% | 516.8502 | 169.574 | 516.8502 | 169.574
582.3 | 346.9931 | 6.7293 | 52.0383 | 0 | 3.7078e-14 | 110.767 | 0 | 0% | 516.5277 | 169.5346 | 516.5277 | 169.5346
582.32 | 346.7534 | 6.729 | 52.0045 | 0 | 1.7123e-13 | 110.7676 | 0 | 0% | 516.2546 | 169.5011 | 516.2546 | 169.5011
582.34 | 346.5662 | 6.7286 | 51.9786 | 0 | 3.1684e-14 | 110.768 | 0 | 0% | 516.0414 | 169.4752 | 516.0414 | 169.4752
582.36 | 346.4363 | 6.7283 | 51.9613 | 0 | 2.3595e-14 | 110.7686 | 0 | 0% | 515.8945 | 169.4582 | 515.8945 | 169.4582
582.38 | 346.3613 | 6.728 | 51.9521 | 0 | 5.7639e-14 | 110.77 | 0 | 0% | 515.8115 | 169.4502 | 515.8115 | 169.4502
582.4 | 346.3298 | 6.7278 | 51.9494 | 0 | 5.7976e-14 | 110.7721 | 0 | 0% | 515.7791 | 169.4493 | 515.7791 | 169.4493
582.42 | 346.3246 | 6.7276 | 51.9507 | 0 | 1.928e-13 | 110.7741 | 0 | 0% | 515.7769 | 169.4523 | 515.7769 | 169.4523
582.44 | 346.3296 | 6.7273 | 51.9535 | 0 | 0 | 110.7754 | 0 | 0% | 515.7858 | 169.4562 | 515.7858 | 169.4562
582.46 | 346.3351 | 6.727 | 51.9565 | 0 | 0 | 110.7762 | 0 | 0% | 515.7947 | 169.4597 | 515.7947 | 169.4597
582.48 | 346.3378 | 6.7267 | 51.959 | 0 | 0 | 110.7774 | 0 | 0% | 515.8008 | 169.463 | 515.8008 | 169.463
582.5 | 346.338 | 6.7265 | 51.961 | 0 | 1.0786e-14 | 110.7798 | 0 | 0% | 515.8052 | 169.4673 | 515.8052 | 169.4673
582.52 | 346.336 | 6.7264 | 51.9625 | 0 | 0 | 110.7835 | 0 | 0% | 515.8084 | 169.4724 | 515.8084 | 169.4724
582.54 | 346.3315 | 6.7263 | 51.9637 | 0 | 0 | 110.7878 | 0 | 0% | 515.8092 | 169.4778 | 515.8092 | 169.4778
582.56 | 346.3249 | 6.7262 | 51.9645 | 0 | 0 | 110.7916 | 0 | 0% | 515.8073 | 169.4824 | 515.8073 | 169.4824
582.58 | 346.3196 | 6.7261 | 51.9656 | 0 | 0 | 110.7945 | 0 | 0% | 515.8059 | 169.4863 | 515.8059 | 169.4863
582.6 | 346.3206 | 6.7259 | 51.9678 | 0 | 0 | 110.7966 | 0 | 0% | 515.8109 | 169.4903 | 515.8109 | 169.4903
582.62 | 346.3335 | 6.7256 | 51.9718 | 0 | 1.6179e-14 | 110.7984 | 0 | 0% | 515.8293 | 169.4958 | 515.8293 | 169.4958
582.64 | 346.3635 | 6.7254 | 51.9783 | 0 | 2.6965e-15 | 110.8002 | 0 | 0% | 515.8674 | 169.5039 | 515.8674 | 169.5039
582.66 | 346.4172 | 6.7252 | 51.9884 | 0 | 0 | 110.8022 | 0 | 0% | 515.933 | 169.5158 | 515.933 | 169.5158
582.68 | 346.5041 | 6.7249 | 52.0035 | 0 | 0 | 110.8043 | 0 | 0% | 516.0369 | 169.5328 | 516.0369 | 169.5328
582.7 | 346.6354 | 6.7247 | 52.0252 | 0 | 0 | 110.8064 | 0 | 0% | 516.1917 | 169.5563 | 516.1917 | 169.5563
582.72 | 346.8189 | 6.7245 | 52.0548 | 0 | 0 | 110.8083 | 0 | 0% | 516.4065 | 169.5876 | 516.4065 | 169.5876
582.74 | 347.0553 | 6.7242 | 52.0924 | 0 | 0 | 110.8101 | 0 | 0% | 516.682 | 169.6267 | 516.682 | 169.6267
582.76 | 347.3371 | 6.724 | 52.1367 | 0 | 4.3145e-14 | 110.8118 | 0 | 0% | 517.0096 | 169.6725 | 517.0096 | 169.6725
582.78 | 347.6502 | 6.7237 | 52.1858 | 0 | 3.0201e-13 | 110.8135 | 0 | 0% | 517.3732 | 169.723 | 517.3732 | 169.723
582.8 | 347.9758 | 6.7235 | 52.2367 | 0 | 6.9032e-13 | 110.8152 | 0 | 0% | 517.7512 | 169.7754 | 517.7512 | 169.7754
582.82 | 348.29 | 6.7232 | 52.286 | 0 | 1.5384e-12 | 110.8166 | 0 | 0% | 518.1158 | 169.8258 | 518.1158 | 169.8258
582.84 | 348.5626 | 6.7229 | 52.3291 | 0 | 9.0183e-13 | 110.8174 | 0 | 0% | 518.432 | 169.8694 | 518.432 | 169.8694
582.86 | 348.7568 | 6.7225 | 52.3606 | 0 | 5.3004e-13 | 110.8171 | 0 | 0% | 518.6569 | 169.9001 | 518.6569 | 169.9001
582.88 | 348.8345 | 6.722 | 52.3747 | 0 | 4.0477e-13 | 110.8152 | 0 | 0% | 518.7463 | 169.9118 | 518.7463 | 169.9118
582.9 | 348.7675 | 6.7213 | 52.3672 | 0 | 2.9557e-13 | 110.812 | 0 | 0% | 518.668 | 169.9005 | 518.668 | 169.9005
582.92 | 348.5506 | 6.7207 | 52.3372 | 0 | 5.1403e-14 | 110.8088 | 0 | 0% | 518.4174 | 169.8668 | 518.4174 | 169.8668
582.94 | 348.2045 | 6.7202 | 52.2877 | 0 | 0 | 110.8073 | 0 | 0% | 518.0197 | 169.8152 | 518.0197 | 169.8152
582.96 | 347.7657 | 6.7199 | 52.2239 | 0 | 2.0224e-15 | 110.8086 | 0 | 0% | 517.5181 | 169.7524 | 517.5181 | 169.7524
582.98 | 347.2734 | 6.7199 | 52.1518 | 0 | 0 | 110.8125 | 0 | 0% | 516.9576 | 169.6842 | 516.9576 | 169.6842
583 | 346.7623 | 6.7199 | 52.0767 | 0 | 9.4379e-15 | 110.8182 | 0 | 0% | 516.3771 | 169.6148 | 516.3771 | 169.6148
583.02 | 346.264 | 6.72 | 52.0035 | 0 | 0 | 110.8242 | 0 | 0% | 515.8117 | 169.5477 | 515.8117 | 169.5477
583.04 | 345.8086 | 6.72 | 51.9368 | 0 | 1.173e-13 | 110.8295 | 0 | 0% | 515.2949 | 169.4864 | 515.2949 | 169.4864
583.06 | 345.4239 | 6.7199 | 51.8809 | 0 | 3.6403e-14 | 110.8335 | 0 | 0% | 514.8582 | 169.4343 | 514.8582 | 169.4343
583.08 | 345.1308 | 6.7197 | 51.8389 | 0 | 1.1325e-13 | 110.8359 | 0 | 0% | 514.5253 | 169.3945 | 514.5253 | 169.3945
583.1 | 344.9384 | 6.7194 | 51.8122 | 0 | 0 | 110.8369 | 0 | 0% | 514.3069 | 169.3685 | 514.3069 | 169.3685
583.12 | 344.8416 | 6.719 | 51.8 | 0 | 0 | 110.8368 | 0 | 0% | 514.1974 | 169.3558 | 514.1974 | 169.3558
583.14 | 344.8232 | 6.7186 | 51.7996 | 0 | 0 | 110.8361 | 0 | 0% | 514.1776 | 169.3544 | 514.1776 | 169.3544
583.16 | 344.8581 | 6.7182 | 51.8073 | 0 | 0 | 110.8357 | 0 | 0% | 514.2193 | 169.3612 | 514.2193 | 169.3612
583.18 | 344.917 | 6.7179 | 51.8184 | 0 | 0 | 110.8364 | 0 | 0% | 514.2896 | 169.3726 | 514.2896 | 169.3726
583.2 | 344.9722 | 6.7176 | 51.8289 | 0 | 0 | 110.8379 | 0 | 0% | 514.3566 | 169.3844 | 514.3566 | 169.3844
583.22 | 345.0026 | 6.7174 | 51.8356 | 0 | 0 | 110.8398 | 0 | 0% | 514.3953 | 169.3927 | 514.3953 | 169.3927
583.24 | 344.9979 | 6.7171 | 51.8371 | 0 | 0 | 110.8411 | 0 | 0% | 514.3932 | 169.3953 | 514.3932 | 169.3953
583.26 | 344.9562 | 6.7167 | 51.8331 | 0 | 0 | 110.8417 | 0 | 0% | 514.3477 | 169.3915 | 514.3477 | 169.3915
583.28 | 344.8779 | 6.7164 | 51.8236 | 0 | 0 | 110.8421 | 0 | 0% | 514.2599 | 169.382 | 514.2599 | 169.382
583.3 | 344.7619 | 6.7161 | 51.8084 | 0 | 0 | 110.8429 | 0 | 0% | 514.1292 | 169.3673 | 514.1292 | 169.3673
583.32 | 344.606 | 6.7158 | 51.7871 | 0 | 3.337e-14 | 110.8445 | 0 | 0% | 513.9534 | 169.3474 | 513.9534 | 169.3474
583.34 | 344.4115 | 6.7156 | 51.7598 | 0 | 0 | 110.8468 | 0 | 0% | 513.7337 | 169.3222 | 513.7337 | 169.3222
583.36 | 344.1877 | 6.7154 | 51.7282 | 0 | 1.5674e-13 | 110.8493 | 0 | 0% | 513.4806 | 169.2929 | 513.4806 | 169.2929
583.38 | 343.9551 | 6.7152 | 51.6953 | 0 | 0 | 110.8516 | 0 | 0% | 513.2172 | 169.262 | 513.2172 | 169.262
583.4 | 343.7425 | 6.715 | 51.6654 | 0 | 0 | 110.8536 | 0 | 0% | 512.9764 | 169.2339 | 512.9764 | 169.2339
583.42 | 343.5818 | 6.7147 | 51.6433 | 0 | 6.4886e-15 | 110.8553 | 0 | 0% | 512.7951 | 169.2133 | 512.7951 | 169.2133
583.44 | 343.5025 | 6.7144 | 51.6334 | 0 | 7.938e-14 | 110.8567 | 0 | 0% | 512.707 | 169.2045 | 512.707 | 169.2045
583.46 | 343.5286 | 6.7141 | 51.6395 | 0 | 8.6627e-14 | 110.8574 | 0 | 0% | 512.7396 | 169.211 | 512.7396 | 169.211
583.48 | 343.6771 | 6.7137 | 51.6642 | 0 | 8.7301e-14 | 110.857 | 0 | 0% | 512.912 | 169.2349 | 512.912 | 169.2349
583.5 | 343.9546 | 6.7132 | 51.7083 | 0 | 8.393e-14 | 110.8552 | 0 | 0% | 513.2313 | 169.2767 | 513.2313 | 169.2767
583.52 | 344.3536 | 6.7126 | 51.7709 | 0 | 7.5166e-14 | 110.8522 | 0 | 0% | 513.6892 | 169.3356 | 513.6892 | 169.3356
583.54 | 344.851 | 6.712 | 51.8482 | 0 | 3.7078e-14 | 110.8493 | 0 | 0% | 514.2604 | 169.4095 | 514.2604 | 169.4095
583.56 | 345.4067 | 6.7116 | 51.9341 | 0 | 0 | 110.8488 | 0 | 0% | 514.9012 | 169.4945 | 514.9012 | 169.4945
583.58 | 345.9641 | 6.7114 | 52.0198 | 0 | 0 | 110.8521 | 0 | 0% | 515.5475 | 169.5834 | 515.5475 | 169.5834
583.6 | 346.4575 | 6.7115 | 52.0956 | 0 | 0 | 110.8583 | 0 | 0% | 516.1229 | 169.6654 | 516.1229 | 169.6654
583.62 | 346.8308 | 6.7116 | 52.1533 | 0 | 0 | 110.865 | 0 | 0% | 516.5607 | 169.7299 | 516.5607 | 169.7299
583.64 | 347.0547 | 6.7116 | 52.1887 | 0 | 0 | 110.8701 | 0 | 0% | 516.8252 | 169.7704 | 516.8252 | 169.7704
583.66 | 347.1304 | 6.7115 | 52.2021 | 0 | 0 | 110.8729 | 0 | 0% | 516.9168 | 169.7864 | 516.9168 | 169.7864
583.68 | 347.0813 | 6.7112 | 52.1969 | 0 | 0 | 110.8737 | 0 | 0% | 516.8631 | 169.7818 | 516.8631 | 169.7818
583.7 | 346.9443 | 6.7108 | 52.1786 | 0 | 0 | 110.8737 | 0 | 0% | 516.7074 | 169.7631 | 516.7074 | 169.7631
583.72 | 346.7616 | 6.7104 | 52.1533 | 0 | 0 | 110.8741 | 0 | 0% | 516.4995 | 169.7379 | 516.4995 | 169.7379
583.74 | 346.5719 | 6.7102 | 52.1269 | 0 | 0 | 110.8757 | 0 | 0% | 516.2847 | 169.7128 | 516.2847 | 169.7128
583.76 | 346.4012 | 6.71 | 52.1032 | 0 | 0 | 110.8784 | 0 | 0% | 516.0927 | 169.6916 | 516.0927 | 169.6916
583.78 | 346.2582 | 6.7098 | 52.0837 | 0 | 1.9887e-14 | 110.8813 | 0 | 0% | 515.933 | 169.6749 | 515.933 | 169.6749
583.8 | 346.1392 | 6.7096 | 52.0678 | 0 | 0 | 110.8838 | 0 | 0% | 515.8005 | 169.6612 | 515.8005 | 169.6612
583.82 | 346.0378 | 6.7094 | 52.0547 | 0 | 0 | 110.8851 | 0 | 0% | 515.6869 | 169.6491 | 515.6869 | 169.6491
583.84 | 345.9516 | 6.709 | 52.044 | 0 | 0 | 110.8853 | 0 | 0% | 515.5899 | 169.6383 | 515.5899 | 169.6383
583.86 | 345.8846 | 6.7086 | 52.0363 | 0 | 5.0897e-14 | 110.8848 | 0 | 0% | 515.5143 | 169.6297 | 515.5143 | 169.6297
583.88 | 345.843 | 6.7082 | 52.0324 | 0 | 1.5505e-14 | 110.8844 | 0 | 0% | 515.468 | 169.625 | 515.468 | 169.625
583.9 | 345.8316 | 6.7078 | 52.033 | 0 | 0 | 110.8847 | 0 | 0% | 515.4572 | 169.6256 | 515.4572 | 169.6256
583.92 | 345.8516 | 6.7075 | 52.0383 | 0 | 0 | 110.8858 | 0 | 0% | 515.4831 | 169.6316 | 515.4831 | 169.6316
583.94 | 345.902 | 6.7072 | 52.0482 | 0 | 0 | 110.8867 | 0 | 0% | 515.544 | 169.642 | 515.544 | 169.642
583.96 | 345.9828 | 6.7068 | 52.0627 | 0 | 1.0786e-14 | 110.8864 | 0 | 0% | 515.6387 | 169.6559 | 515.6387 | 169.6559
583.98 | 346.0965 | 6.7063 | 52.0824 | 0 | 0 | 110.8844 | 0 | 0% | 515.7696 | 169.6731 | 515.7696 | 169.6731
584 | 346.2448 | 6.7057 | 52.1074 | 0 | 0 | 110.8815 | 0 | 0% | 515.9394 | 169.6946 | 515.9394 | 169.6946
584.02 | 346.4212 | 6.7051 | 52.1366 | 0 | 2.1033e-13 | 110.8793 | 0 | 0% | 516.1422 | 169.721 | 516.1422 | 169.721
584.04 | 346.6058 | 6.7047 | 52.1668 | 0 | 0 | 110.879 | 0 | 0% | 516.3562 | 169.7505 | 516.3562 | 169.7505
584.06 | 346.7719 | 6.7044 | 52.194 | 0 | 0 | 110.8803 | 0 | 0% | 516.5507 | 169.7788 | 516.5507 | 169.7788
584.08 | 346.9005 | 6.7042 | 52.2156 | 0 | 0 | 110.8826 | 0 | 0% | 516.7029 | 169.8024 | 516.7029 | 169.8024
584.1 | 346.9894 | 6.7041 | 52.231 | 0 | 0 | 110.8856 | 0 | 0% | 516.8101 | 169.8207 | 516.8101 | 169.8207
584.12 | 347.0496 | 6.704 | 52.2421 | 0 | 0 | 110.8894 | 0 | 0% | 516.885 | 169.8354 | 516.885 | 169.8354
584.14 | 347.0962 | 6.7039 | 52.2511 | 0 | 0 | 110.8935 | 0 | 0% | 516.9446 | 169.8484 | 516.9446 | 169.8484
584.16 | 347.144 | 6.7038 | 52.2603 | 0 | 0 | 110.8967 | 0 | 0% | 517.0048 | 169.8608 | 517.0048 | 169.8608
584.18 | 347.2076 | 6.7035 | 52.2722 | 0 | 0 | 110.8981 | 0 | 0% | 517.0814 | 169.8738 | 517.0814 | 169.8738
584.2 | 347.3012 | 6.7031 | 52.2887 | 0 | 0 | 110.8976 | 0 | 0% | 517.1906 | 169.8894 | 517.1906 | 169.8894
584.22 | 347.4348 | 6.7026 | 52.3113 | 0 | 0 | 110.8963 | 0 | 0% | 517.345 | 169.9102 | 517.345 | 169.9102
584.24 | 347.6096 | 6.7022 | 52.3401 | 0 | 0 | 110.8957 | 0 | 0% | 517.5475 | 169.938 | 517.5475 | 169.938
584.26 | 347.8154 | 6.7019 | 52.3733 | 0 | 0 | 110.897 | 0 | 0% | 517.7876 | 169.9722 | 517.7876 | 169.9722
584.28 | 348.0331 | 6.7017 | 52.4081 | 0 | 0 | 110.9 | 0 | 0% | 518.0429 | 170.0098 | 518.0429 | 170.0098
584.3 | 348.2425 | 6.7016 | 52.4416 | 0 | 0 | 110.9033 | 0 | 0% | 518.289 | 170.0465 | 518.289 | 170.0465
584.32 | 348.431 | 6.7014 | 52.4721 | 0 | 0 | 110.9055 | 0 | 0% | 518.51 | 170.079 | 518.51 | 170.079
584.34 | 348.5979 | 6.701 | 52.4995 | 0 | 0 | 110.9058 | 0 | 0% | 518.7042 | 170.1063 | 518.7042 | 170.1063
584.36 | 348.7516 | 6.7005 | 52.5252 | 0 | 0 | 110.9038 | 0 | 0% | 518.8811 | 170.1294 | 518.8811 | 170.1294
584.38 | 348.9052 | 6.6998 | 52.551 | 0 | 0 | 110.9004 | 0 | 0% | 519.0565 | 170.1513 | 519.0565 | 170.1513
584.4 | 349.0725 | 6.6993 | 52.5788 | 0 | 6.1346e-14 | 110.8976 | 0 | 0% | 519.2481 | 170.1757 | 519.2481 | 170.1757
584.42 | 349.2633 | 6.6989 | 52.6099 | 0 | 5.0897e-14 | 110.8975 | 0 | 0% | 519.4696 | 170.2063 | 519.4696 | 170.2063
584.44 | 349.477 | 6.6987 | 52.6441 | 0 | 0 | 110.9007 | 0 | 0% | 519.7206 | 170.2436 | 519.7206 | 170.2436
584.46 | 349.6981 | 6.6987 | 52.6793 | 0 | 0 | 110.9057 | 0 | 0% | 519.9818 | 170.2837 | 519.9818 | 170.2837
584.48 | 349.9001 | 6.6987 | 52.7116 | 0 | 0 | 110.9101 | 0 | 0% | 520.2205 | 170.3204 | 520.2205 | 170.3204
584.5 | 350.054 | 6.6985 | 52.737 | 0 | 9.5934e-13 | 110.9125 | 0 | 0% | 520.4019 | 170.3479 | 520.4019 | 170.3479
584.52 | 350.1339 | 6.6981 | 52.7513 | 0 | 3.0107e-12 | 110.9133 | 0 | 0% | 520.4967 | 170.3628 | 520.4967 | 170.3628
584.54 | 350.118 | 6.6978 | 52.7513 | 0 | 1.0921e-12 | 110.9139 | 0 | 0% | 520.481 | 170.363 | 520.481 | 170.363
584.56 | 349.9891 | 6.6975 | 52.7342 | 0 | 1.4176e-12 | 110.915 | 0 | 0% | 520.3358 | 170.3467 | 520.3358 | 170.3467
584.58 | 349.7363 | 6.6972 | 52.6984 | 0 | 9.0924e-13 | 110.9165 | 0 | 0% | 520.0484 | 170.3122 | 520.0484 | 170.3122
584.6 | 349.3603 | 6.6969 | 52.644 | 0 | 6.6108e-13 | 110.9175 | 0 | 0% | 519.6188 | 170.2585 | 519.6188 | 170.2585
584.62 | 348.8775 | 6.6965 | 52.5738 | 0 | 5.6392e-13 | 110.9167 | 0 | 0% | 519.0644 | 170.187 | 519.0644 | 170.187
584.64 | 348.3194 | 6.6959 | 52.4925 | 0 | 1.0618e-13 | 110.9133 | 0 | 0% | 518.421 | 170.1016 | 518.421 | 170.1016
584.66 | 347.7283 | 6.695 | 52.4064 | 0 | 1.8606e-13 | 110.9075 | 0 | 0% | 517.7372 | 170.0089 | 517.7372 | 170.0089
584.68 | 347.1502 | 6.6942 | 52.3224 | 0 | 1.8067e-13 | 110.9009 | 0 | 0% | 517.0677 | 169.9175 | 517.0677 | 169.9175
584.7 | 346.6271 | 6.6935 | 52.2464 | 0 | 7.011e-14 | 110.8966 | 0 | 0% | 516.4636 | 169.8365 | 516.4636 | 169.8365
584.72 | 346.1874 | 6.6931 | 52.1825 | 0 | 8.0896e-15 | 110.8972 | 0 | 0% | 515.9603 | 169.7728 | 515.9603 | 169.7728
584.74 | 345.8412 | 6.6932 | 52.1321 | 0 | 0 | 110.9029 | 0 | 0% | 515.5693 | 169.7282 | 515.5693 | 169.7282
584.76 | 345.5842 | 6.6934 | 52.0949 | 0 | 0 | 110.9113 | 0 | 0% | 515.2838 | 169.6996 | 515.2838 | 169.6996
584.78 | 345.4098 | 6.6936 | 52.0702 | 0 | 0 | 110.9193 | 0 | 0% | 515.0929 | 169.6831 | 515.0929 | 169.6831
584.8 | 345.3141 | 6.6937 | 52.0576 | 0 | 0 | 110.9249 | 0 | 0% | 514.9903 | 169.6762 | 514.9903 | 169.6762
584.82 | 345.2904 | 6.6935 | 52.0561 | 0 | 0 | 110.9282 | 0 | 0% | 514.9682 | 169.6778 | 514.9682 | 169.6778
584.84 | 345.3237 | 6.6933 | 52.0634 | 0 | 0 | 110.9296 | 0 | 0% | 515.01 | 169.6863 | 515.01 | 169.6863
584.86 | 345.3933 | 6.6929 | 52.0763 | 0 | 0 | 110.9298 | 0 | 0% | 515.0923 | 169.699 | 515.0923 | 169.699
584.88 | 345.4821 | 6.6925 | 52.0922 | 0 | 0 | 110.9292 | 0 | 0% | 515.196 | 169.7139 | 515.196 | 169.7139
584.9 | 345.5823 | 6.692 | 52.1098 | 0 | 0 | 110.9282 | 0 | 0% | 515.3123 | 169.73 | 515.3123 | 169.73
584.92 | 345.692 | 6.6916 | 52.1288 | 0 | 0 | 110.9274 | 0 | 0% | 515.4398 | 169.7478 | 515.4398 | 169.7478
584.94 | 345.8066 | 6.6911 | 52.1485 | 0 | 0 | 110.9272 | 0 | 0% | 515.5734 | 169.7668 | 515.5734 | 169.7668
584.96 | 345.9115 | 6.6906 | 52.1668 | 0 | 0 | 110.9274 | 0 | 0% | 515.6962 | 169.7848 | 515.6962 | 169.7848
584.98 | 345.9829 | 6.6899 | 52.18 | 0 | 0 | 110.9273 | 0 | 0% | 515.7801 | 169.7972 | 515.7801 | 169.7972
585 | 345.9975 | 6.689 | 52.1847 | 0 | 0 | 110.9265 | 0 | 0% | 515.7977 | 169.8002 | 515.7977 | 169.8002
585.02 | 345.944 | 6.6878 | 52.1791 | 0 | 0 | 110.9257 | 0 | 0% | 515.7366 | 169.7926 | 515.7366 | 169.7926
585.04 | 345.8276 | 6.6865 | 52.164 | 0 | 0 | 110.9257 | 0 | 0% | 515.6038 | 169.7762 | 515.6038 | 169.7762
585.06 | 345.6653 | 6.6851 | 52.1417 | 0 | 0 | 110.9272 | 0 | 0% | 515.4193 | 169.754 | 515.4193 | 169.754
585.08 | 345.4786 | 6.6837 | 52.1157 | 0 | 0 | 110.9296 | 0 | 0% | 515.2076 | 169.7291 | 515.2076 | 169.7291
585.1 | 345.2892 | 6.6823 | 52.0893 | 0 | 2.764e-14 | 110.9321 | 0 | 0% | 514.9929 | 169.7037 | 514.9929 | 169.7037
585.12 | 345.1173 | 6.6808 | 52.0656 | 0 | 0 | 110.9339 | 0 | 0% | 514.7977 | 169.6804 | 514.7977 | 169.6804
585.14 | 344.9785 | 6.6792 | 52.0471 | 0 | 0 | 110.9343 | 0 | 0% | 514.6391 | 169.6606 | 514.6391 | 169.6606
585.16 | 344.8807 | 6.6775 | 52.035 | 0 | 0 | 110.9322 | 0 | 0% | 514.5253 | 169.6446 | 514.5253 | 169.6446
585.18 | 344.8233 | 6.6754 | 52.0293 | 0 | 0 | 110.9261 | 0 | 0% | 514.4541 | 169.6309 | 514.4541 | 169.6309
585.2 | 344.8002 | 6.673 | 52.0294 | 0 | 0 | 110.9156 | 0 | 0% | 514.4182 | 169.618 | 514.4182 | 169.618
585.22 | 344.8064 | 6.6704 | 52.0341 | 0 | 0 | 110.9023 | 0 | 0% | 514.4132 | 169.6068 | 514.4132 | 169.6068
585.24 | 344.8412 | 6.6678 | 52.043 | 0 | 0 | 110.8904 | 0 | 0% | 514.4425 | 169.6013 | 514.4425 | 169.6013
585.26 | 344.9037 | 6.6658 | 52.0554 | 0 | 0 | 110.885 | 0 | 0% | 514.5099 | 169.6063 | 514.5099 | 169.6063
585.28 | 344.9846 | 6.6645 | 52.0697 | 0 | 0 | 110.8889 | 0 | 0% | 514.6076 | 169.6231 | 514.6076 | 169.6231
585.3 | 345.0631 | 6.6638 | 52.0827 | 0 | 0 | 110.9007 | 0 | 0% | 514.7103 | 169.6472 | 514.7103 | 169.6472
585.32 | 345.1137 | 6.6633 | 52.0912 | 0 | 0 | 110.9157 | 0 | 0% | 514.7839 | 169.6702 | 514.7839 | 169.6702
585.34 | 345.1164 | 6.6626 | 52.0927 | 0 | 0 | 110.929 | 0 | 0% | 514.8007 | 169.6843 | 514.8007 | 169.6843
585.36 | 345.0605 | 6.6617 | 52.0857 | 0 | 0 | 110.9381 | 0 | 0% | 514.746 | 169.6855 | 514.746 | 169.6855
585.38 | 344.9398 | 6.6605 | 52.0694 | 0 | 0 | 110.9431 | 0 | 0% | 514.6127 | 169.6729 | 514.6127 | 169.6729
585.4 | 344.7484 | 6.659 | 52.0427 | 0 | 0 | 110.9453 | 0 | 0% | 514.3955 | 169.647 | 514.3955 | 169.647
585.42 | 344.482 | 6.6575 | 52.0048 | 0 | 0 | 110.9463 | 0 | 0% | 514.0906 | 169.6086 | 514.0906 | 169.6086
585.44 | 344.1403 | 6.6559 | 51.9556 | 0 | 0 | 110.9469 | 0 | 0% | 513.6987 | 169.5584 | 513.6987 | 169.5584
585.46 | 343.7241 | 6.6543 | 51.8951 | 0 | 0 | 110.9476 | 0 | 0% | 513.2211 | 169.497 | 513.2211 | 169.497
585.48 | 343.2276 | 6.6527 | 51.8225 | 0 | 0 | 110.9483 | 0 | 0% | 512.6511 | 169.4235 | 512.6511 | 169.4235
585.5 | 342.6336 | 6.6512 | 51.7351 | 0 | 0 | 110.9489 | 0 | 0% | 511.9687 | 169.3351 | 511.9687 | 169.3351
585.52 | 341.9144 | 6.6495 | 51.629 | 0 | 0 | 110.9488 | 0 | 0% | 511.1417 | 169.2273 | 511.1417 | 169.2273
585.54 | 341.0424 | 6.6478 | 51.4998 | 0 | 4.3819e-15 | 110.9473 | 0 | 0% | 510.1374 | 169.095 | 510.1374 | 169.095
585.56 | 340.0052 | 6.6459 | 51.346 | 0 | 1.8202e-14 | 110.9433 | 0 | 0% | 508.9404 | 168.9352 | 508.9404 | 168.9352
585.58 | 338.8199 | 6.6437 | 51.1701 | 0 | 0 | 110.9359 | 0 | 0% | 507.5696 | 168.7497 | 507.5696 | 168.7497
585.6 | 337.5358 | 6.6414 | 50.9796 | 0 | 3.337e-14 | 110.9261 | 0 | 0% | 506.0828 | 168.547 | 506.0828 | 168.547
585.62 | 336.2241 | 6.6391 | 50.7847 | 0 | 2.9662e-14 | 110.9174 | 0 | 0% | 504.5653 | 168.3413 | 504.5653 | 168.3413
585.64 | 334.9597 | 6.6372 | 50.5965 | 0 | 0 | 110.9142 | 0 | 0% | 503.1076 | 168.1479 | 503.1076 | 168.1479
585.66 | 333.8072 | 6.6359 | 50.4244 | 0 | 8.3593e-14 | 110.918 | 0 | 0% | 501.7855 | 167.9783 | 501.7855 | 167.9783
585.68 | 332.8156 | 6.6349 | 50.276 | 0 | 1.3752e-13 | 110.9269 | 0 | 0% | 500.6536 | 167.8379 | 500.6536 | 167.8379
585.7 | 332.0165 | 6.6341 | 50.1567 | 0 | 3.2089e-13 | 110.9369 | 0 | 0% | 499.7441 | 167.7276 | 499.7441 | 167.7276
585.72 | 331.4162 | 6.633 | 50.0675 | 0 | 8.0896e-14 | 110.9447 | 0 | 0% | 499.0614 | 167.6453 | 499.0614 | 167.6453
585.74 | 330.9868 | 6.6318 | 50.0045 | 0 | 2.0561e-13 | 110.9495 | 0 | 0% | 498.5725 | 167.5858 | 498.5725 | 167.5858
585.76 | 330.6691 | 6.6303 | 49.9587 | 0 | 1.3045e-13 | 110.9517 | 0 | 0% | 498.2097 | 167.5407 | 498.2097 | 167.5407
585.78 | 330.3893 | 6.6287 | 49.9187 | 0 | 4.8369e-14 | 110.9524 | 0 | 0% | 497.8891 | 167.4998 | 497.8891 | 167.4998
585.8 | 330.0833 | 6.6271 | 49.8748 | 0 | 5.865e-14 | 110.9524 | 0 | 0% | 497.5375 | 167.4542 | 497.5375 | 167.4542
585.82 | 329.7162 | 6.6255 | 49.8217 | 0 | 0 | 110.952 | 0 | 0% | 497.1153 | 167.3991 | 497.1153 | 167.3991
585.84 | 329.2883 | 6.6238 | 49.7594 | 0 | 0 | 110.9514 | 0 | 0% | 496.6229 | 167.3346 | 496.6229 | 167.3346
585.86 | 328.8239 | 6.6221 | 49.6917 | 0 | 0 | 110.9504 | 0 | 0% | 496.088 | 167.2641 | 496.088 | 167.2641
585.88 | 328.3566 | 6.6204 | 49.6235 | 0 | 1.2539e-13 | 110.9491 | 0 | 0% | 495.5496 | 167.193 | 495.5496 | 167.193
585.9 | 327.9233 | 6.6187 | 49.5604 | 0 | 2.4471e-13 | 110.9481 | 0 | 0% | 495.0505 | 167.1272 | 495.0505 | 167.1272
585.92 | 327.565 | 6.6171 | 49.5086 | 0 | 2.5348e-13 | 110.9483 | 0 | 0% | 494.639 | 167.074 | 494.639 | 167.074
585.94 | 327.3181 | 6.6156 | 49.4734 | 0 | 3.455e-14 | 110.9501 | 0 | 0% | 494.3572 | 167.0391 | 494.3572 | 167.0391
585.96 | 327.1921 | 6.6141 | 49.4565 | 0 | 1.3348e-13 | 110.9525 | 0 | 0% | 494.2152 | 167.0231 | 494.2152 | 167.0231
585.98 | 327.1519 | 6.6126 | 49.4526 | 0 | 5.4268e-14 | 110.9538 | 0 | 0% | 494.1709 | 167.019 | 494.1709 | 167.019
586 | 327.1245 | 6.6109 | 49.4509 | 0 | 1.0719e-13 | 110.9523 | 0 | 0% | 494.1386 | 167.0141 | 494.1386 | 167.0141
586.02 | 327.0311 | 6.6089 | 49.4396 | 0 | 5.6965e-14 | 110.9469 | 0 | 0% | 494.0264 | 166.9954 | 494.0264 | 166.9954
586.04 | 326.8239 | 6.6065 | 49.4117 | 0 | 0 | 110.9366 | 0 | 0% | 493.7786 | 166.9547 | 493.7786 | 166.9547
586.06 | 326.5126 | 6.6036 | 49.3685 | 0 | 0 | 110.9203 | 0 | 0% | 493.4051 | 166.8925 | 493.4051 | 166.8925
586.08 | 326.1711 | 6.6004 | 49.3213 | 0 | 0 | 110.8986 | 0 | 0% | 492.9915 | 166.8204 | 492.9915 | 166.8204
586.1 | 325.9177 | 6.5972 | 49.2875 | 0 | 0 | 110.8773 | 0 | 0% | 492.6797 | 166.762 | 492.6797 | 166.762
586.12 | 325.8672 | 6.5948 | 49.2832 | 0 | 0 | 110.8663 | 0 | 0% | 492.6116 | 166.7444 | 492.6116 | 166.7444
586.14 | 326.0788 | 6.5936 | 49.3169 | 0 | 0 | 110.8726 | 0 | 0% | 492.862 | 166.7832 | 492.862 | 166.7832
586.16 | 326.5424 | 6.5935 | 49.3874 | 0 | 0 | 110.8932 | 0 | 0% | 493.4165 | 166.8741 | 493.4165 | 166.8741
586.18 | 327.2116 | 6.5937 | 49.4885 | 0 | 0 | 110.9175 | 0 | 0% | 494.2114 | 166.9997 | 494.2114 | 166.9997
586.2 | 328.0384 | 6.5934 | 49.6141 | 0 | 0 | 110.9359 | 0 | 0% | 495.1819 | 167.1434 | 495.1819 | 167.1434
586.22 | 328.974 | 6.5925 | 49.7572 | 0 | 1.6719e-13 | 110.9444 | 0 | 0% | 496.2681 | 167.2941 | 496.2681 | 167.2941
586.24 | 329.9535 | 6.5908 | 49.9078 | 0 | 4.5976e-13 | 110.9437 | 0 | 0% | 497.3957 | 167.4423 | 497.3957 | 167.4423
586.26 | 330.9038 | 6.5885 | 50.0549 | 0 | 9.9368e-13 | 110.935 | 0 | 0% | 498.4822 | 167.5784 | 498.4822 | 167.5784
586.28 | 331.7763 | 6.5858 | 50.1908 | 0 | 1.1058e-12 | 110.9206 | 0 | 0% | 499.4735 | 167.6972 | 499.4735 | 167.6972
586.3 | 332.5722 | 6.5831 | 50.3152 | 0 | 4.6111e-13 | 110.9052 | 0 | 0% | 500.3757 | 167.8035 | 500.3757 | 167.8035
586.32 | 333.3348 | 6.5807 | 50.434 | 0 | 6.0807e-13 | 110.8958 | 0 | 0% | 501.2454 | 167.9105 | 501.2454 | 167.9105
586.34 | 334.1136 | 6.5793 | 50.5541 | 0 | 0 | 110.8975 | 0 | 0% | 502.1445 | 168.0309 | 502.1445 | 168.0309
586.36 | 334.9274 | 6.5785 | 50.6785 | 0 | 0 | 110.9093 | 0 | 0% | 503.0937 | 168.1663 | 503.0937 | 168.1663
586.38 | 335.7544 | 6.578 | 50.8046 | 0 | 0 | 110.9247 | 0 | 0% | 504.0617 | 168.3073 | 504.0617 | 168.3073
586.4 | 336.5472 | 6.5773 | 50.9257 | 0 | 0 | 110.9369 | 0 | 0% | 504.9872 | 168.44 | 504.9872 | 168.44
586.42 | 337.2522 | 6.5761 | 51.0343 | 0 | 9.9435e-15 | 110.9429 | 0 | 0% | 505.8055 | 168.5533 | 505.8055 | 168.5533
586.44 | 337.8206 | 6.5746 | 51.1227 | 0 | 8.8986e-14 | 110.9435 | 0 | 0% | 506.4614 | 168.6407 | 506.4614 | 168.6407
586.46 | 338.2131 | 6.5728 | 51.1846 | 0 | 3.5055e-14 | 110.9419 | 0 | 0% | 506.9124 | 168.6993 | 506.9124 | 168.6993
586.48 | 338.4013 | 6.5711 | 51.2156 | 0 | 4.5841e-14 | 110.9412 | 0 | 0% | 507.1293 | 168.728 | 507.1293 | 168.728
586.5 | 338.372 | 6.5696 | 51.2134 | 0 | 0.00078194 | 110.9427 | 0 | 0% | 507.0985 | 168.7265 | 507.0985 | 168.7265
586.52 | 338.1334 | 6.5682 | 51.1795 | 0 | 0.0081918 | 110.9451 | 0 | 0% | 506.8344 | 168.701 | 506.8344 | 168.701
586.54 | 337.7247 | 6.5666 | 51.1199 | 0 | 0.062827 | 110.9462 | 0 | 0% | 506.4203 | 168.6956 | 506.4203 | 168.6956
586.56 | 337.2189 | 6.5649 | 51.046 | 0 | 0.38348 | 110.9444 | 0 | 0% | 506.1577 | 168.9388 | 506.1577 | 168.9388
586.58 | 336.7142 | 6.563 | 50.9724 | 0 | 1.86 | 110.9406 | 0 | 0% | 507.0502 | 170.3361 | 507.0502 | 170.3361
586.6 | 336.3097 | 6.5611 | 50.914 | 0 | 7.1945 | 110.9369 | 0 | 0% | 511.9162 | 175.6065 | 511.9162 | 175.6065
586.62 | 336.0738 | 6.5593 | 50.8811 | 0 | 22.2629 | 110.934 | 0 | 0% | 526.7111 | 190.6373 | 526.7111 | 190.6373
586.64 | 336.025 | 6.5573 | 50.8766 | 0 | 55.3725 | 110.9296 | 0 | 0% | 559.761 | 223.736 | 559.761 | 223.736
586.66 | 336.1389 | 6.5549 | 50.8975 | 0 | 111.4702 | 110.9192 | 0 | 0% | 615.9808 | 279.8418 | 615.9808 | 279.8418
586.68 | 336.3765 | 6.5519 | 50.9378 | 0 | 183.4818 | 110.9007 | 0 | 0% | 688.2487 | 351.8722 | 688.2487 | 351.8722
586.7 | 336.7086 | 6.5486 | 50.993 | 0 | 250.3814 | 110.8776 | 0 | 0% | 755.5092 | 418.8006 | 755.5092 | 418.8006
586.72 | 337.1201 | 6.5456 | 51.0597 | 0 | 287.9032 | 110.8592 | 0 | 0% | 793.4879 | 456.3678 | 793.4879 | 456.3678
586.74 | 337.5919 | 6.5437 | 51.1342 | 0 | 283.0702 | 110.8547 | 0 | 0% | 789.1947 | 451.6027 | 789.1947 | 451.6027
586.76 | 338.0842 | 6.5429 | 51.21 | 0 | 239.8942 | 110.8665 | 0 | 0% | 746.5978 | 408.5136 | 746.5978 | 408.5136
586.78 | 338.5397 | 6.543 | 51.2791 | 0 | 175.8462 | 110.8894 | 0 | 0% | 683.0973 | 344.5577 | 683.0973 | 344.5577
586.8 | 338.9048 | 6.5432 | 51.3344 | 0 | 115.1281 | 110.9143 | 0 | 0% | 622.8247 | 283.92 | 622.8247 | 283.92
586.82 | 339.1496 | 6.543 | 51.372 | 0 | 81.0137 | 110.9331 | 0 | 0% | 589.0113 | 249.8617 | 589.0113 | 249.8617
586.84 | 339.272 | 6.5419 | 51.3922 | 0 | 88.9567 | 110.9411 | 0 | 0% | 597.104 | 257.832 | 597.104 | 257.832
586.86 | 339.2894 | 6.54 | 51.3976 | 0 | 141.3719 | 110.9374 | 0 | 0% | 649.5364 | 310.247 | 649.5364 | 310.247
586.88 | 339.2291 | 6.5375 | 51.3922 | 0 | 222.0599 | 110.9252 | 0 | 0% | 730.144 | 390.9149 | 730.144 | 390.9149
586.9 | 339.1252 | 6.5349 | 51.3803 | 0 | 295.7317 | 110.9118 | 0 | 0% | 803.6839 | 464.5587 | 803.6839 | 464.5587
586.92 | 339.0104 | 6.5328 | 51.366 | 0 | 325.4395 | 110.9056 | 0 | 0% | 833.2544 | 494.2439 | 833.2544 | 494.2439
586.94 | 338.9025 | 6.5315 | 51.3516 | 0 | 301.0682 | 110.9099 | 0 | 0% | 808.7637 | 469.8612 | 808.7637 | 469.8612
586.96 | 338.7995 | 6.5306 | 51.3375 | 0 | 246.4056 | 110.9198 | 0 | 0% | 753.993 | 415.1935 | 753.993 | 415.1935
586.98 | 338.6979 | 6.5295 | 51.3238 | 0 | 192.5586 | 110.9267 | 0 | 0% | 700.0365 | 361.3387 | 700.0365 | 361.3387
587 | 338.613 | 6.5278 | 51.3135 | 0 | 151.3944 | 110.9261 | 0 | 0% | 658.7749 | 320.1619 | 658.7749 | 320.1619
587.02 | 338.5788 | 6.5258 | 51.3114 | 0 | 119.579 | 110.9209 | 0 | 0% | 626.916 | 288.3371 | 626.916 | 288.3371
587.04 | 338.6283 | 6.524 | 51.3218 | 0 | 96.9505 | 110.9173 | 0 | 0% | 604.3419 | 265.7136 | 604.3419 | 265.7136
587.06 | 338.777 | 6.5224 | 51.3468 | 0 | 88.861 | 110.9183 | 0 | 0% | 596.4254 | 257.6484 | 596.4254 | 257.6484
587.08 | 339.0247 | 6.521 | 51.3866 | 0 | 93.9247 | 110.9209 | 0 | 0% | 601.7779 | 262.7532 | 601.7779 | 262.7532
587.1 | 339.367 | 6.5194 | 51.441 | 0 | 99.5043 | 110.9209 | 0 | 0% | 607.7526 | 268.3856 | 607.7526 | 268.3856
587.12 | 339.7955 | 6.5174 | 51.509 | 0 | 92.3888 | 110.9162 | 0 | 0% | 601.1269 | 261.3314 | 601.1269 | 261.3314
587.14 | 340.2841 | 6.5151 | 51.5866 | 0 | 70.7631 | 110.9074 | 0 | 0% | 580.0563 | 239.7722 | 580.0563 | 239.7722
587.16 | 340.7835 | 6.5125 | 51.6663 | 0 | 43.81 | 110.8933 | 0 | 0% | 553.6656 | 212.882 | 553.6656 | 212.882
587.18 | 341.2404 | 6.5093 | 51.7402 | 0 | 21.7832 | 110.8726 | 0 | 0% | 532.1457 | 190.9053 | 532.1457 | 190.9053
587.2 | 341.6301 | 6.5059 | 51.8044 | 0 | 8.6775 | 110.8479 | 0 | 0% | 519.4658 | 177.8357 | 519.4658 | 177.8357
587.22 | 341.965 | 6.5028 | 51.8598 | 0 | 2.7654 | 110.8274 | 0 | 0% | 513.9203 | 171.9553 | 513.9203 | 171.9553
587.24 | 342.267 | 6.5005 | 51.9091 | 0 | 0.70479 | 110.8183 | 0 | 0% | 512.1996 | 169.9326 | 512.1996 | 169.9326
587.26 | 342.543 | 6.4991 | 51.9531 | 0 | 0.14941 | 110.8213 | 0 | 0% | 511.9659 | 169.4229 | 511.9659 | 169.4229
587.28 | 342.7898 | 6.4983 | 51.9917 | 0 | 0.07077 | 110.8334 | 0 | 0% | 512.1841 | 169.3943 | 512.1841 | 169.3943
587.3 | 343.0086 | 6.4981 | 52.0255 | 0 | 0.28403 | 110.8517 | 0 | 0% | 512.6678 | 169.6592 | 512.6678 | 169.6592
587.32 | 343.2022 | 6.498 | 52.0551 | 0 | 1.3095 | 110.8728 | 0 | 0% | 513.9375 | 170.7353 | 513.9375 | 170.7353
587.34 | 343.3706 | 6.4978 | 52.0811 | 0 | 4.8132 | 110.892 | 0 | 0% | 517.6548 | 174.2841 | 517.6548 | 174.2841
587.36 | 343.519 | 6.4972 | 52.1047 | 0 | 13.9654 | 110.9063 | 0 | 0% | 526.9925 | 183.4735 | 526.9925 | 183.4735
587.38 | 343.6627 | 6.4963 | 52.128 | 0 | 31.9791 | 110.9162 | 0 | 0% | 545.1822 | 201.5195 | 545.1822 | 201.5195
587.4 | 343.8172 | 6.4952 | 52.1531 | 0 | 57.793 | 110.9238 | 0 | 0% | 571.1824 | 227.3652 | 571.1824 | 227.3652
587.42 | 343.9851 | 6.494 | 52.1807 | 0 | 82.4291 | 110.9287 | 0 | 0% | 596.0176 | 252.0325 | 596.0176 | 252.0325
587.44 | 344.1575 | 6.4923 | 52.2096 | 0 | 92.786 | 110.9275 | 0 | 0% | 606.5729 | 262.4154 | 606.5729 | 262.4154
587.46 | 344.3284 | 6.4899 | 52.2391 | 0 | 82.4292 | 110.9179 | 0 | 0% | 596.4044 | 252.0761 | 596.4044 | 252.0761
587.48 | 344.507 | 6.4871 | 52.2705 | 0 | 57.7937 | 110.9014 | 0 | 0% | 571.9598 | 227.4527 | 571.9598 | 227.4527
587.5 | 344.718 | 6.4843 | 52.3069 | 0 | 31.9846 | 110.8848 | 0 | 0% | 546.3785 | 201.6605 | 546.3785 | 201.6605
587.52 | 344.9836 | 6.482 | 52.3507 | 0 | 13.9987 | 110.8758 | 0 | 0% | 528.6909 | 183.7073 | 528.6909 | 183.7073
587.54 | 345.304 | 6.4805 | 52.4017 | 0 | 4.973 | 110.8779 | 0 | 0% | 520.0371 | 174.7331 | 520.0371 | 174.7331
587.56 | 345.6509 | 6.4796 | 52.4559 | 0 | 1.9216 | 110.8879 | 0 | 0% | 517.3959 | 171.745 | 517.3959 | 171.745
587.58 | 345.9839 | 6.4788 | 52.5079 | 0 | 2.1748 | 110.8983 | 0 | 0% | 518.0437 | 172.0598 | 518.0437 | 172.0598
587.6 | 346.2693 | 6.4774 | 52.5534 | 0 | 4.8142 | 110.9022 | 0 | 0% | 521.0165 | 174.7472 | 521.0165 | 174.7472
587.62 | 346.4877 | 6.4752 | 52.5898 | 0 | 9.8685 | 110.8947 | 0 | 0% | 526.3159 | 179.8282 | 526.3159 | 179.8282
587.64 | 346.6309 | 6.472 | 52.6164 | 0 | 16.9242 | 110.873 | 0 | 0% | 533.5165 | 186.8856 | 533.5165 | 186.8856
587.66 | 346.704 | 6.4678 | 52.6338 | 0 | 24.2137 | 110.8373 | 0 | 0% | 540.8567 | 194.1527 | 540.8567 | 194.1527
587.68 | 346.733 | 6.4629 | 52.6455 | 0 | 28.8761 | 110.7923 | 0 | 0% | 545.51 | 198.7769 | 545.51 | 198.7769
587.7 | 346.7588 | 6.458 | 52.6569 | 0 | 28.5363 | 110.7464 | 0 | 0% | 545.1563 | 198.3975 | 545.1563 | 198.3975
587.72 | 346.8134 | 6.4533 | 52.6721 | 0 | 23.1553 | 110.7049 | 0 | 0% | 539.7991 | 192.9857 | 539.7991 | 192.9857
587.74 | 346.9063 | 6.4491 | 52.6927 | 0 | 15.2759 | 110.6686 | 0 | 0% | 531.9926 | 185.0863 | 531.9926 | 185.0863
587.76 | 347.0493 | 6.4454 | 52.72 | 0 | 8.1223 | 110.6406 | 0 | 0% | 524.9776 | 177.9283 | 524.9776 | 177.9283
587.78 | 347.2797 | 6.4433 | 52.7583 | 0 | 3.4571 | 110.6339 | 0 | 0% | 520.5723 | 173.2926 | 520.5723 | 173.2926
587.8 | 347.6276 | 6.4437 | 52.8108 | 0 | 1.1722 | 110.662 | 0 | 0% | 518.7163 | 171.0887 | 518.7163 | 171.0887
587.82 | 348.0513 | 6.4464 | 52.8714 | 0 | 0.31558 | 110.7211 | 0 | 0% | 518.4058 | 170.3545 | 518.4058 | 170.3545
587.84 | 348.4359 | 6.4495 | 52.9254 | 0 | 0.067309 | 110.7867 | 0 | 0% | 518.6649 | 170.229 | 518.6649 | 170.229
587.86 | 348.6727 | 6.4514 | 52.9589 | 0 | 0.011358 | 110.8339 | 0 | 0% | 518.9283 | 170.2556 | 518.9283 | 170.2556
587.88 | 348.7344 | 6.4514 | 52.9685 | 0 | 0.0015085 | 110.8565 | 0 | 0% | 519.0123 | 170.2779 | 519.0123 | 170.2779
587.9 | 348.6715 | 6.4505 | 52.9606 | 0 | 0.00015918 | 110.8662 | 0 | 0% | 518.9489 | 170.2774 | 518.9489 | 170.2774
587.92 | 348.5501 | 6.4497 | 52.9436 | 0 | 0 | 110.8778 | 0 | 0% | 518.8211 | 170.271 | 518.8211 | 170.271
587.94 | 348.4022 | 6.4494 | 52.9218 | 0 | 0 | 110.8959 | 0 | 0% | 518.6692 | 170.2671 | 518.6692 | 170.2671
587.96 | 348.225 | 6.4491 | 52.8955 | 0 | 0 | 110.915 | 0 | 0% | 518.4847 | 170.2597 | 518.4847 | 170.2597
587.98 | 348.0093 | 6.4484 | 52.8641 | 0 | 0 | 110.9273 | 0 | 0% | 518.2491 | 170.2398 | 518.2491 | 170.2398
588 | 347.7553 | 6.4468 | 52.8282 | 0 | 0 | 110.9271 | 0 | 0% | 517.9574 | 170.2021 | 517.9574 | 170.2021
588.02 | 347.4638 | 6.4439 | 52.7883 | 0 | 0 | 110.9105 | 0 | 0% | 517.6066 | 170.1427 | 517.6066 | 170.1427
588.04 | 347.1252 | 6.4396 | 52.7436 | 0 | 0 | 110.8725 | 0 | 0% | 517.1808 | 170.0556 | 517.1808 | 170.0556
588.06 | 346.7308 | 6.4333 | 52.6931 | 0 | 0 | 110.809 | 0 | 0% | 516.6662 | 169.9354 | 516.6662 | 169.9354
588.08 | 346.3075 | 6.4256 | 52.6404 | 0 | 0 | 110.7249 | 0 | 0% | 516.0983 | 169.7909 | 516.0983 | 169.7909
588.1 | 345.9429 | 6.4179 | 52.5965 | 0 | 0 | 110.6413 | 0 | 0% | 515.5986 | 169.6558 | 515.5986 | 169.6558
588.12 | 345.7551 | 6.4126 | 52.5761 | 0 | 0 | 110.5907 | 0 | 0% | 515.3345 | 169.5794 | 515.3345 | 169.5794
588.14 | 345.7981 | 6.4113 | 52.5849 | 0 | 0 | 110.5942 | 0 | 0% | 515.3884 | 169.5903 | 515.3884 | 169.5903
588.16 | 345.9778 | 6.4129 | 52.61 | 0 | 0 | 110.6392 | 0 | 0% | 515.6399 | 169.6621 | 515.6399 | 169.6621
588.18 | 346.0824 | 6.4145 | 52.6238 | 0 | 0 | 110.6833 | 0 | 0% | 515.8039 | 169.7216 | 515.8039 | 169.7216
588.2 | 345.9245 | 6.4131 | 52.602 | 0 | 0 | 110.6869 | 0 | 0% | 515.6265 | 169.702 | 515.6265 | 169.702
588.22 | 345.4773 | 6.4084 | 52.5412 | 0 | 0 | 110.6444 | 0 | 0% | 515.0714 | 169.594 | 515.0714 | 169.594
588.24 | 344.8849 | 6.4026 | 52.4599 | 0 | 0 | 110.5867 | 0 | 0% | 514.3341 | 169.4492 | 514.3341 | 169.4492
588.26 | 344.3381 | 6.3985 | 52.383 | 0 | 1.0584e-13 | 110.5524 | 0 | 0% | 513.672 | 169.334 | 513.672 | 169.334
588.28 | 343.926 | 6.3971 | 52.3228 | 0 | 1.0854e-13 | 110.5541 | 0 | 0% | 513.1999 | 169.2739 | 513.1999 | 169.2739
588.3 | 343.6031 | 6.3966 | 52.2745 | 0 | 3.3707e-16 | 110.5709 | 0 | 0% | 512.8451 | 169.242 | 512.8451 | 169.242
588.32 | 343.2988 | 6.3954 | 52.2303 | 0 | 8.8649e-14 | 110.5757 | 0 | 0% | 512.5002 | 169.2014 | 512.5002 | 169.2014
588.34 | 343.0327 | 6.393 | 52.1936 | 0 | 1.237e-13 | 110.5651 | 0 | 0% | 512.1844 | 169.1517 | 512.1844 | 169.1517
588.36 | 342.8934 | 6.3907 | 52.176 | 0 | 6.6065e-14 | 110.5555 | 0 | 0% | 512.0156 | 169.1222 | 512.0156 | 169.1222
588.38 | 342.9225 | 6.3891 | 52.1829 | 0 | 8.1571e-14 | 110.5565 | 0 | 0% | 512.051 | 169.1285 | 512.051 | 169.1285
588.4 | 343.0715 | 6.3878 | 52.2077 | 0 | 1.0786e-13 | 110.5599 | 0 | 0% | 512.2268 | 169.1553 | 512.2268 | 169.1553
588.42 | 343.2801 | 6.386 | 52.2422 | 0 | 0 | 110.5572 | 0 | 0% | 512.4655 | 169.1854 | 512.4655 | 169.1854
588.44 | 343.5472 | 6.3842 | 52.2856 | 0 | 8.2919e-14 | 110.5555 | 0 | 0% | 512.7725 | 169.2253 | 512.7725 | 169.2253
588.46 | 343.8867 | 6.3832 | 52.339 | 0 | 0 | 110.5634 | 0 | 0% | 513.1723 | 169.2855 | 513.1723 | 169.2855
588.48 | 344.2392 | 6.382 | 52.3947 | 0 | 0 | 110.569 | 0 | 0% | 513.5849 | 169.3457 | 513.5849 | 169.3457
588.5 | 344.4865 | 6.3786 | 52.4375 | 0 | 0 | 110.5452 | 0 | 0% | 513.8478 | 169.3614 | 513.8478 | 169.3614
588.52 | 344.5837 | 6.3726 | 52.4615 | 0 | 1.173e-13 | 110.4844 | 0 | 0% | 513.9022 | 169.3185 | 513.9022 | 169.3185
588.54 | 344.6501 | 6.3665 | 52.4809 | 0 | 0 | 110.4221 | 0 | 0% | 513.9197 | 169.2696 | 513.9197 | 169.2696
588.56 | 344.8817 | 6.3643 | 52.5197 | 0 | 0 | 110.414 | 0 | 0% | 514.1798 | 169.298 | 514.1798 | 169.298
588.58 | 345.3606 | 6.3678 | 52.5875 | 0 | 3.3707e-14 | 110.4853 | 0 | 0% | 514.8012 | 169.4406 | 514.8012 | 169.4406
588.6 | 345.9669 | 6.3751 | 52.6691 | 0 | 1.6247e-13 | 110.6085 | 0 | 0% | 515.6196 | 169.6527 | 515.6196 | 169.6527
588.62 | 346.471 | 6.3822 | 52.7354 | 0 | 1.9483e-13 | 110.7293 | 0 | 0% | 516.3179 | 169.8469 | 516.3179 | 169.8469
588.64 | 346.6778 | 6.3859 | 52.7616 | 0 | 2.4943e-13 | 110.8033 | 0 | 0% | 516.6285 | 169.9507 | 516.6285 | 169.9507
588.66 | 346.48 | 6.3846 | 52.7336 | 0 | 3.3235e-13 | 110.8086 | 0 | 0% | 516.4068 | 169.9268 | 516.4068 | 169.9268
588.68 | 345.8289 | 6.3779 | 52.6449 | 0 | 0.00060656 | 110.7371 | 0 | 0% | 515.5894 | 169.7605 | 515.5894 | 169.7605
588.7 | 344.7124 | 6.3657 | 52.4934 | 0 | 0.0057479 | 110.5903 | 0 | 0% | 514.1675 | 169.4552 | 514.1675 | 169.4552
588.72 | 343.1828 | 6.3498 | 52.2847 | 0 | 0.042987 | 110.3914 | 0 | 0% | 512.2517 | 169.0689 | 512.2517 | 169.0689
588.74 | 341.3818 | 6.3341 | 52.0343 | 0 | 0.25373 | 110.1954 | 0 | 0% | 510.1994 | 168.8176 | 510.1994 | 168.8176
588.76 | 339.47 | 6.3236 | 51.7592 | 0 | 1.1819 | 110.0707 | 0 | 0% | 508.8054 | 169.3354 | 508.8054 | 169.3354
588.78 | 337.4762 | 6.3207 | 51.4598 | 0 | 4.3497 | 110.0534 | 0 | 0% | 509.6598 | 172.1837 | 509.6598 | 172.1837
588.8 | 335.2183 | 6.3236 | 51.1113 | 0 | 12.6498 | 110.1164 | 0 | 0% | 515.4194 | 180.2011 | 515.4194 | 180.2011
588.82 | 332.4126 | 6.3271 | 50.6782 | 0 | 29.1863 | 110.1872 | 0 | 0% | 528.7913 | 196.3787 | 528.7913 | 196.3787
588.84 | 328.8926 | 6.3265 | 50.1421 | 0 | 54.0423 | 110.2018 | 0 | 0% | 549.6054 | 220.7128 | 549.6054 | 220.7128
588.86 | 324.7533 | 6.3212 | 49.5186 | 0 | 83.1192 | 110.1504 | 0 | 0% | 573.8627 | 249.1094 | 573.8627 | 249.1094
588.88 | 320.3193 | 6.3145 | 48.8524 | 0 | 115.7664 | 110.0787 | 0 | 0% | 601.3312 | 281.012 | 601.3312 | 281.012
588.9 | 315.9824 | 6.3108 | 48.1966 | 0 | 167.2675 | 110.0499 | 0 | 0% | 647.8072 | 331.8248 | 647.8072 | 331.8248
588.92 | 312.0451 | 6.3129 | 47.5937 | 0 | 264.7964 | 110.1017 | 0 | 0% | 740.8497 | 428.8047 | 740.8497 | 428.8047
588.94 | 308.6566 | 6.3203 | 47.0672 | 0 | 413.1243 | 110.2275 | 0 | 0% | 885.3958 | 576.7392 | 885.3958 | 576.7392
588.96 | 305.8241 | 6.3298 | 46.6225 | 0 | 560.6985 | 110.3829 | 0 | 0% | 1029.8578 | 724.0337 | 1029.8578 | 724.0337
588.98 | 303.4701 | 6.3374 | 46.2535 | 0 | 621.5954 | 110.5113 | 0 | 0% | 1088.1677 | 784.6976 | 1088.1677 | 784.6976
589 | 301.5164 | 6.3406 | 45.9514 | 0 | 551.7301 | 110.5784 | 0 | 0% | 1016.1168 | 714.6005 | 1016.1168 | 714.6005
589.02 | 299.9235 | 6.3398 | 45.7097 | 0 | 399.2195 | 110.5897 | 0 | 0% | 861.7822 | 561.8587 | 861.7822 | 561.8587
589.04 | 298.6331 | 6.3367 | 45.5171 | 0 | 281.1943 | 110.57 | 0 | 0% | 742.2513 | 443.6182 | 742.2513 | 443.6182
589.06 | 297.4906 | 6.3319 | 45.3494 | 0 | 344.7963 | 110.5257 | 0 | 0% | 804.494 | 507.0033 | 804.494 | 507.0033
589.08 | 296.282 | 6.3241 | 45.1756 | 0 | 762.9897 | 110.4387 | 0 | 0% | 1221.21 | 924.928 | 1221.21 | 924.928
589.1 | 294.8827 | 6.3127 | 44.9773 | 0 | 1682.5789 | 110.3012 | 0 | 0% | 2139.0528 | 1844.1701 | 2139.0528 | 1844.1701
589.12 | 293.3657 | 6.3001 | 44.7625 | 0 | 3026.9162 | 110.1475 | 0 | 0% | 3481.492 | 3188.1263 | 3481.492 | 3188.1263
589.14 | 291.9469 | 6.2909 | 44.5582 | 0 | 4314.89 | 110.0414 | 0 | 0% | 4767.7274 | 4475.7805 | 4767.7274 | 4475.7805
589.16 | 290.825 | 6.2887 | 44.3901 | 0 | 4856.7252 | 110.0342 | 0 | 0% | 5308.2632 | 5017.4382 | 5308.2632 | 5017.4382
589.18 | 290.0557 | 6.294 | 44.2661 | 0 | 4314.5778 | 110.1308 | 0 | 0% | 4765.3244 | 4475.2687 | 4765.3244 | 4475.2687
589.2 | 289.5341 | 6.3035 | 44.1745 | 0 | 3025.0476 | 110.286 | 0 | 0% | 3475.3456 | 3185.8115 | 3475.3456 | 3185.8115
589.22 | 289.0703 | 6.312 | 44.0929 | 0 | 1673.8741 | 110.4277 | 0 | 0% | 2123.777 | 1834.7068 | 2123.777 | 1834.7068
589.24 | 288.5003 | 6.3149 | 44.0024 | 0 | 730.9869 | 110.4909 | 0 | 0% | 1180.2954 | 891.7951 | 1180.2954 | 891.7951
589.26 | 287.7744 | 6.3099 | 43.8982 | 0 | 251.9374 | 110.444 | 0 | 0% | 700.364 | 412.5896 | 700.364 | 412.5896
589.28 | 286.9999 | 6.2983 | 43.7952 | 0 | 68.5286 | 110.3039 | 0 | 0% | 515.9258 | 228.926 | 515.9258 | 228.926
589.3 | 286.4317 | 6.2846 | 43.7263 | 0 | 14.7112 | 110.1342 | 0 | 0% | 461.288 | 174.8563 | 461.288 | 174.8563
589.32 | 286.3649 | 6.2746 | 43.7291 | 0 | 2.4924 | 110.0166 | 0 | 0% | 448.8777 | 162.5128 | 448.8777 | 162.5128
589.34 | 286.9381 | 6.2715 | 43.8208 | 0 | 0.33326 | 109.9959 | 0 | 0% | 447.3596 | 160.4215 | 447.3596 | 160.4215
589.36 | 288.0226 | 6.2738 | 43.9836 | 0 | 0.035168 | 110.0507 | 0 | 0% | 448.3659 | 160.3432 | 448.3659 | 160.3432
589.38 | 289.3388 | 6.2778 | 44.1795 | 0 | 0 | 110.1293 | 0 | 0% | 449.9254 | 160.5866 | 449.9254 | 160.5866
589.4 | 290.6634 | 6.2815 | 44.3771 | 0 | 0.0008643 | 110.203 | 0 | 0% | 451.5259 | 160.8624 | 451.5259 | 160.8624
589.42 | 291.8977 | 6.2846 | 44.5614 | 0 | 0.0090546 | 110.2705 | 0 | 0% | 453.0232 | 161.1256 | 453.0232 | 161.1256
589.44 | 293.0022 | 6.2872 | 44.7267 | 0 | 0.069444 | 110.3297 | 0 | 0% | 454.4152 | 161.413 | 454.4152 | 161.413
589.46 | 293.9554 | 6.2887 | 44.8702 | 0 | 0.4228 | 110.3737 | 0 | 0% | 455.9109 | 161.9555 | 455.9109 | 161.9555
589.48 | 294.7614 | 6.2896 | 44.9923 | 0 | 2.0457 | 110.408 | 0 | 0% | 458.497 | 163.7356 | 458.497 | 163.7356
589.5 | 295.4406 | 6.291 | 45.0943 | 0 | 7.8758 | 110.4506 | 0 | 0% | 465.1524 | 169.7117 | 465.1524 | 169.7117
589.52 | 295.9972 | 6.2937 | 45.1759 | 0 | 24.1565 | 110.512 | 0 | 0% | 482.1353 | 186.1381 | 482.1353 | 186.1381
589.54 | 296.4093 | 6.297 | 45.2348 | 0 | 59.1022 | 110.58 | 0 | 0% | 517.6233 | 221.214 | 517.6233 | 221.214
589.56 | 296.6622 | 6.2988 | 45.2712 | 0 | 115.5021 | 110.6285 | 0 | 0% | 574.3628 | 277.7006 | 574.3628 | 277.7006
589.58 | 296.7956 | 6.298 | 45.2928 | 0 | 180.576 | 110.6399 | 0 | 0% | 639.6023 | 342.8068 | 639.6023 | 342.8068
589.6 | 296.9042 | 6.2948 | 45.3137 | 0 | 226.8632 | 110.6183 | 0 | 0% | 685.9942 | 389.09 | 685.9942 | 389.09
589.62 | 297.085 | 6.2907 | 45.3469 | 0 | 234.0649 | 110.5824 | 0 | 0% | 693.3698 | 396.2848 | 693.3698 | 396.2848
589.64 | 297.3947 | 6.2871 | 45.3991 | 0 | 220.7702 | 110.5545 | 0 | 0% | 680.4056 | 383.0108 | 680.4056 | 383.0108
589.66 | 297.8551 | 6.2855 | 45.4716 | 0 | 263.9727 | 110.5557 | 0 | 0% | 724.1406 | 426.2855 | 724.1406 | 426.2855
589.68 | 298.4536 | 6.2868 | 45.5615 | 0 | 489.9442 | 110.5964 | 0 | 0% | 950.8424 | 652.3888 | 950.8424 | 652.3888
589.7 | 299.1184 | 6.2899 | 45.6592 | 0 | 1010.734 | 110.6629 | 0 | 0% | 1472.4643 | 1173.3459 | 1472.4643 | 1173.3459
589.72 | 299.7169 | 6.2922 | 45.7478 | 0 | 1790.8318 | 110.7179 | 0 | 0% | 2253.3066 | 1953.5897 | 2253.3066 | 1953.5897
589.74 | 300.1049 | 6.2907 | 45.8092 | 0 | 2545.0452 | 110.7196 | 0 | 0% | 3007.9696 | 2707.8647 | 3007.9696 | 2707.8647
589.76 | 300.1892 | 6.2838 | 45.8314 | 0 | 2862.9404 | 110.6451 | 0 | 0% | 3325.89 | 3025.7007 | 3325.89 | 3025.7007
589.78 | 299.9727 | 6.2723 | 45.8138 | 0 | 2543.069 | 110.5059 | 0 | 0% | 3005.6337 | 2705.661 | 3005.6337 | 2705.661
589.8 | 299.5687 | 6.2596 | 45.7692 | 0 | 1782.9651 | 110.3492 | 0 | 0% | 2244.9117 | 1945.343 | 2244.9117 | 1945.343
589.82 | 299.1571 | 6.25 | 45.7192 | 0 | 986.5784 | 110.237 | 0 | 0% | 1447.9416 | 1148.7845 | 1447.9416 | 1148.7845
589.84 | 298.8789 | 6.2463 | 45.6818 | 0 | 430.842 | 110.208 | 0 | 0% | 891.857 | 592.9781 | 891.857 | 592.9781
589.86 | 298.7559 | 6.2476 | 45.6614 | 0 | 148.4913 | 110.2493 | 0 | 0% | 609.4055 | 310.6496 | 609.4055 | 310.6496
589.88 | 298.7212 | 6.25 | 45.6531 | 0 | 40.3906 | 110.3053 | 0 | 0% | 501.3202 | 202.599 | 501.3202 | 202.599
589.9 | 298.7307 | 6.2492 | 45.6559 | 0 | 8.6707 | 110.3168 | 0 | 0% | 469.6233 | 170.8926 | 469.6233 | 170.8926
589.92 | 298.8504 | 6.2432 | 45.6826 | 0 | 1.469 | 110.2547 | 0 | 0% | 462.5 | 163.6496 | 462.5 | 163.6496
589.94 | 299.275 | 6.2334 | 45.7614 | 0 | 0.19642 | 110.1371 | 0 | 0% | 461.6033 | 162.3283 | 461.6033 | 162.3283
589.96 | 300.2829 | 6.224 | 45.9289 | 0 | 0.020728 | 110.0241 | 0 | 0% | 462.4807 | 162.1978 | 462.4807 | 162.1978
589.98 | 302.0998 | 6.22 | 46.2131 | 0 | 1.7258e-13 | 109.9835 | 0 | 0% | 464.5164 | 162.4166 | 464.5164 | 162.4166
590 | 304.7217 | 6.2229 | 46.6113 | 0 | 0 | 110.0359 | 0 | 0% | 467.5918 | 162.8701 | 467.5918 | 162.8701
590.02 | 307.8832 | 6.2298 | 47.087 | 0 | 0 | 110.14 | 0 | 0% | 471.3399 | 163.4567 | 471.3399 | 163.4567
590.04 | 311.2368 | 6.2366 | 47.5926 | 0 | 1.7258e-13 | 110.2388 | 0 | 0% | 475.3047 | 164.068 | 475.3047 | 164.068
590.06 | 314.5113 | 6.2414 | 48.0893 | 0 | 0 | 110.3044 | 0 | 0% | 479.1464 | 164.6351 | 479.1464 | 164.6351
590.08 | 317.4653 | 6.2429 | 48.542 | 0 | 9.7076e-14 | 110.3225 | 0 | 0% | 482.5727 | 165.1074 | 482.5727 | 165.1074
590.1 | 319.8146 | 6.2391 | 48.9102 | 0 | 1.7258e-13 | 110.2634 | 0 | 0% | 485.2272 | 165.4126 | 485.2272 | 165.4126
590.12 | 321.3779 | 6.2287 | 49.1679 | 0 | 2.9527e-13 | 110.1111 | 0 | 0% | 486.8856 | 165.5077 | 486.8856 | 165.5077
590.14 | 322.3115 | 6.2156 | 49.3332 | 0 | 3.519e-13 | 109.9209 | 0 | 0% | 487.7812 | 165.4697 | 487.7812 | 165.4697
590.16 | 323.0689 | 6.208 | 49.4633 | 0 | 2.4598e-13 | 109.8091 | 0 | 0% | 488.5492 | 165.4803 | 488.5492 | 165.4803
590.18 | 324.0255 | 6.2117 | 49.6071 | 0 | 4.0547e-13 | 109.8561 | 0 | 0% | 489.7003 | 165.6748 | 489.7003 | 165.6748
590.2 | 325.1532 | 6.2239 | 49.7643 | 0 | 3.9572e-13 | 110.025 | 0 | 0% | 491.1664 | 166.0133 | 491.1664 | 166.0133
590.22 | 326.0905 | 6.2357 | 49.8932 | 0 | 0 | 110.1872 | 0 | 0% | 492.4067 | 166.3162 | 492.4067 | 166.3162
590.24 | 326.4964 | 6.2388 | 49.9539 | 0 | 0 | 110.2251 | 0 | 0% | 492.9141 | 166.4177 | 492.9141 | 166.4177
590.26 | 326.3364 | 6.2313 | 49.9436 | 0 | 0 | 110.1142 | 0 | 0% | 492.6255 | 166.2891 | 492.6255 | 166.2891
590.28 | 325.9181 | 6.2188 | 49.9012 | 0 | 1.2741e-13 | 109.9337 | 0 | 0% | 491.9719 | 166.0538 | 491.9719 | 166.0538
590.3 | 325.6866 | 6.2104 | 49.8816 | 0 | 0.00030453 | 109.8088 | 0 | 0% | 491.5877 | 165.901 | 491.5877 | 165.901
590.32 | 325.9118 | 6.2115 | 49.9173 | 0 | 0.003051 | 109.8204 | 0 | 0% | 491.8641 | 165.9524 | 491.8641 | 165.9524
590.34 | 326.5167 | 6.2213 | 49.9983 | 0 | 0.023148 | 109.9547 | 0 | 0% | 492.7143 | 166.1976 | 492.7143 | 166.1976
590.36 | 327.2158 | 6.2347 | 50.0885 | 0 | 0.1391 | 110.1386 | 0 | 0% | 493.8167 | 166.6009 | 493.8167 | 166.6009
590.38 | 327.7851 | 6.2473 | 50.16 | 0 | 0.66251 | 110.3128 | 0 | 0% | 495.1678 | 167.3827 | 495.1678 | 167.3827
590.4 | 328.1618 | 6.258 | 50.205 | 0 | 2.5035 | 110.4594 | 0 | 0% | 497.5878 | 169.4259 | 497.5878 | 169.4259
590.42 | 328.3505 | 6.2666 | 50.2245 | 0 | 7.5134 | 110.5753 | 0 | 0% | 502.9303 | 174.5798 | 502.9303 | 174.5798
590.44 | 328.3362 | 6.2722 | 50.2173 | 0 | 17.9286 | 110.6495 | 0 | 0% | 513.4039 | 185.0676 | 513.4039 | 185.0676
590.46 | 328.0994 | 6.2738 | 50.1819 | 0 | 34.0585 | 110.6677 | 0 | 0% | 529.2813 | 201.1818 | 529.2813 | 201.1818
590.48 | 327.6771 | 6.2715 | 50.1238 | 0 | 51.5727 | 110.6303 | 0 | 0% | 546.2754 | 218.5983 | 546.2754 | 218.5983
590.5 | 327.1975 | 6.2671 | 50.0599 | 0 | 62.3254 | 110.5636 | 0 | 0% | 556.4134 | 229.2159 | 556.4134 | 229.2159
590.52 | 326.8469 | 6.2638 | 50.0142 | 0 | 60.1781 | 110.5113 | 0 | 0% | 553.8142 | 226.9673 | 553.8142 | 226.9673
590.54 | 326.7695 | 6.2639 | 50.0053 | 0 | 46.465 | 110.5081 | 0 | 0% | 540.0118 | 213.2423 | 540.0118 | 213.2423
590.56 | 326.9769 | 6.2676 | 50.0348 | 0 | 28.7066 | 110.5559 | 0 | 0% | 522.5417 | 195.5648 | 522.5417 | 195.5648
590.58 | 327.3508 | 6.2728 | 50.0875 | 0 | 14.1939 | 110.6247 | 0 | 0% | 508.5298 | 181.179 | 508.5298 | 181.179
590.6 | 327.7314 | 6.2768 | 50.1431 | 0 | 5.6159 | 110.6762 | 0 | 0% | 500.4434 | 172.712 | 500.4434 | 172.712
590.62 | 328.0043 | 6.2778 | 50.1865 | 0 | 1.7771 | 110.6855 | 0 | 0% | 496.9312 | 168.9269 | 496.9312 | 168.9269
590.64 | 328.1414 | 6.2757 | 50.2136 | 0 | 0.45051 | 110.6509 | 0 | 0% | 495.7321 | 167.5908 | 495.7321 | 167.5908
590.66 | 328.2052 | 6.272 | 50.2319 | 0 | 0.10172 | 110.5934 | 0 | 0% | 495.4041 | 167.199 | 495.4041 | 167.199
590.68 | 328.318 | 6.2691 | 50.2563 | 0 | 0.097036 | 110.5483 | 0 | 0% | 495.4888 | 167.1708 | 495.4888 | 167.1708
590.7 | 328.5857 | 6.2693 | 50.3002 | 0 | 0.48846 | 110.5453 | 0 | 0% | 496.1889 | 167.6032 | 496.1889 | 167.6032
590.72 | 329.0155 | 6.2726 | 50.3643 | 0 | 2.2669 | 110.5876 | 0 | 0% | 498.5068 | 169.4913 | 498.5068 | 169.4913
590.74 | 329.5083 | 6.2774 | 50.4358 | 0 | 8.3332 | 110.651 | 0 | 0% | 505.2058 | 175.6974 | 505.2058 | 175.6974
590.76 | 329.9363 | 6.2816 | 50.4984 | 0 | 24.1785 | 110.7055 | 0 | 0% | 521.6003 | 191.664 | 521.6003 | 191.664
590.78 | 330.2192 | 6.2841 | 50.5412 | 0 | 55.3659 | 110.7352 | 0 | 0% | 553.1456 | 222.9264 | 553.1456 | 222.9264
590.8 | 330.3327 | 6.2846 | 50.561 | 0 | 100.058 | 110.7374 | 0 | 0% | 597.9736 | 267.641 | 597.9736 | 267.641
590.82 | 330.2784 | 6.2831 | 50.5579 | 0 | 142.711 | 110.7115 | 0 | 0% | 640.542 | 310.2636 | 640.542 | 310.2636
590.84 | 330.0807 | 6.2795 | 50.5359 | 0 | 160.6421 | 110.6563 | 0 | 0% | 658.1945 | 328.1139 | 658.1945 | 328.1139
590.86 | 329.8088 | 6.2743 | 50.5049 | 0 | 142.711 | 110.5783 | 0 | 0% | 639.8774 | 310.0686 | 639.8774 | 310.0686
590.88 | 329.575 | 6.2688 | 50.4803 | 0 | 100.058 | 110.4951 | 0 | 0% | 596.8772 | 267.3022 | 596.8772 | 267.3022
590.9 | 329.4866 | 6.2641 | 50.4767 | 0 | 55.3659 | 110.425 | 0 | 0% | 552.0183 | 222.5317 | 552.0183 | 222.5317
590.92 | 329.6006 | 6.261 | 50.5019 | 0 | 24.1785 | 110.3763 | 0 | 0% | 520.9182 | 191.3176 | 520.9182 | 191.3176
590.94 | 329.9262 | 6.2594 | 50.5574 | 0 | 8.3332 | 110.3482 | 0 | 0% | 505.4243 | 175.4981 | 505.4243 | 175.4981
590.96 | 330.4504 | 6.259 | 50.6414 | 0 | 2.2667 | 110.3386 | 0 | 0% | 499.9561 | 169.5057 | 499.9561 | 169.5057
590.98 | 331.1294 | 6.2596 | 50.748 | 0 | 0.48659 | 110.3417 | 0 | 0% | 498.9653 | 167.8359 | 498.9653 | 167.8359
591 | 331.866 | 6.2599 | 50.8638 | 0 | 0.08244 | 110.3413 | 0 | 0% | 499.4135 | 167.5475 | 499.4135 | 167.5475
591.02 | 332.5539 | 6.2588 | 50.9744 | 0 | 0.011023 | 110.3205 | 0 | 0% | 500.1186 | 167.5647 | 500.1186 | 167.5647
591.04 | 333.1809 | 6.2569 | 51.0767 | 0 | 0.0011632 | 110.2885 | 0 | 0% | 500.8041 | 167.6233 | 500.8041 | 167.6233
591.06 | 333.845 | 6.2569 | 51.1819 | 0 | 0 | 110.2831 | 0 | 0% | 501.5669 | 167.7219 | 501.5669 | 167.7219
591.08 | 334.6131 | 6.2607 | 51.2971 | 0 | 0 | 110.3327 | 0 | 0% | 502.5036 | 167.8905 | 502.5036 | 167.8905
591.1 | 335.3838 | 6.2671 | 51.4088 | 0 | 0 | 110.4175 | 0 | 0% | 503.4772 | 168.0934 | 503.4772 | 168.0934
591.12 | 335.9344 | 6.272 | 51.489 | 0 | 0 | 110.4817 | 0 | 0% | 504.177 | 168.2426 | 504.177 | 168.2426
591.14 | 336.0921 | 6.2722 | 51.516 | 0 | 0 | 110.4798 | 0 | 0% | 504.3601 | 168.2679 | 504.3601 | 168.2679
591.16 | 335.8396 | 6.2674 | 51.4875 | 0 | 0 | 110.4085 | 0 | 0% | 504.003 | 168.1634 | 504.003 | 168.1634
591.18 | 335.2872 | 6.2602 | 51.4168 | 0 | 0 | 110.3015 | 0 | 0% | 503.2657 | 167.9785 | 503.2657 | 167.9785
591.2 | 334.593 | 6.2538 | 51.323 | 0 | 0 | 110.2073 | 0 | 0% | 502.3771 | 167.7842 | 502.3771 | 167.7842
591.22 | 333.9091 | 6.2515 | 51.2249 | 0 | 1.0786e-13 | 110.1693 | 0 | 0% | 501.5548 | 167.6458 | 501.5548 | 167.6458
591.24 | 333.3411 | 6.2548 | 51.1362 | 0 | 8.0896e-14 | 110.2114 | 0 | 0% | 500.9436 | 167.6024 | 500.9436 | 167.6024
591.26 | 332.8952 | 6.2631 | 51.0587 | 0 | 1.0786e-13 | 110.3229 | 0 | 0% | 500.5399 | 167.6447 | 500.5399 | 167.6447
591.28 | 332.4701 | 6.2731 | 50.9819 | 0 | 5.6627e-14 | 110.4591 | 0 | 0% | 500.1841 | 167.714 | 500.1841 | 167.714
591.3 | 331.9455 | 6.2812 | 50.8925 | 0 | 8.0896e-15 | 110.5689 | 0 | 0% | 499.6882 | 167.7427 | 499.6882 | 167.7427
591.32 | 331.2904 | 6.2856 | 50.7887 | 0 | 0 | 110.6264 | 0 | 0% | 498.9912 | 167.7007 | 498.9912 | 167.7007
591.34 | 330.5794 | 6.2867 | 50.6812 | 0 | 0 | 110.6366 | 0 | 0% | 498.1839 | 167.6045 | 498.1839 | 167.6045
591.36 | 329.9157 | 6.2855 | 50.5844 | 0 | 0 | 110.6149 | 0 | 0% | 497.4005 | 167.4848 | 497.4005 | 167.4848
591.38 | 329.3507 | 6.2824 | 50.5055 | 0 | 0 | 110.5669 | 0 | 0% | 496.7056 | 167.3549 | 496.7056 | 167.3549
591.4 | 328.8772 | 6.2774 | 50.4435 | 0 | 8.8851e-13 | 110.4905 | 0 | 0% | 496.0886 | 167.2114 | 496.0886 | 167.2114
591.42 | 328.4918 | 6.271 | 50.3969 | 0 | 1.3483e-15 | 110.3963 | 0 | 0% | 495.5561 | 167.0643 | 495.5561 | 167.0643
591.44 | 328.247 | 6.2661 | 50.3699 | 0 | 6.2021e-14 | 110.3214 | 0 | 0% | 495.2044 | 166.9574 | 495.2044 | 166.9574
591.46 | 328.2095 | 6.2655 | 50.3682 | 0 | 0 | 110.3093 | 0 | 0% | 495.1526 | 166.943 | 495.1526 | 166.943
591.48 | 328.354 | 6.2703 | 50.3867 | 0 | 0 | 110.3712 | 0 | 0% | 495.3821 | 167.0281 | 495.3821 | 167.0281
591.5 | 328.521 | 6.2776 | 50.4049 | 0 | 0.0039751 | 110.4689 | 0 | 0% | 495.6762 | 167.1553 | 495.6762 | 167.1553
591.52 | 328.5143 | 6.2832 | 50.3988 | 0 | 0.037669 | 110.5432 | 0 | 0% | 495.7772 | 167.2629 | 495.7772 | 167.2629
591.54 | 328.2538 | 6.2847 | 50.3597 | 0 | 0.28172 | 110.5599 | 0 | 0% | 495.7399 | 167.4861 | 495.7399 | 167.4861
591.56 | 327.8335 | 6.2829 | 50.3009 | 0 | 1.6628 | 110.5298 | 0 | 0% | 496.61 | 168.7765 | 496.61 | 168.7765
591.58 | 327.4352 | 6.2803 | 50.2466 | 0 | 7.7459 | 110.4885 | 0 | 0% | 502.1966 | 174.7614 | 502.1966 | 174.7614
591.6 | 327.1773 | 6.2785 | 50.2128 | 0 | 28.4769 | 110.4588 | 0 | 0% | 522.6043 | 195.427 | 522.6043 | 195.427
591.62 | 327.0388 | 6.277 | 50.1968 | 0 | 82.6247 | 110.4329 | 0 | 0% | 576.5702 | 249.5314 | 576.5702 | 249.5314
591.64 | 326.9162 | 6.2743 | 50.1851 | 0 | 189.2009 | 110.39 | 0 | 0% | 682.9665 | 356.0502 | 682.9665 | 356.0502
591.66 | 326.7406 | 6.27 | 50.1675 | 0 | 341.9263 | 110.3242 | 0 | 0% | 835.4287 | 508.6881 | 835.4287 | 508.6881
591.68 | 326.5419 | 6.2655 | 50.1467 | 0 | 487.6837 | 110.256 | 0 | 0% | 980.8938 | 654.3519 | 980.8938 | 654.3519
591.7 | 326.4354 | 6.2633 | 50.1367 | 0 | 548.9592 | 110.2204 | 0 | 0% | 1042.0151 | 715.5796 | 1042.0151 | 715.5796
591.72 | 326.5523 | 6.2653 | 50.155 | 0 | 487.6837 | 110.2434 | 0 | 0% | 980.8997 | 654.3474 | 980.8997 | 654.3474
591.74 | 326.9533 | 6.2712 | 50.2111 | 0 | 341.9263 | 110.3215 | 0 | 0% | 835.6834 | 508.7301 | 835.6834 | 508.7301
591.76 | 327.5927 | 6.2786 | 50.3018 | 0 | 189.2009 | 110.4204 | 0 | 0% | 683.7943 | 356.2016 | 683.7943 | 356.2016
591.78 | 328.3726 | 6.2846 | 50.4159 | 0 | 82.6247 | 110.5014 | 0 | 0% | 578.1992 | 249.8266 | 578.1992 | 249.8266
591.8 | 329.227 | 6.2883 | 50.545 | 0 | 28.4769 | 110.5477 | 0 | 0% | 525.085 | 195.8579 | 525.085 | 195.8579
591.82 | 330.1442 | 6.2901 | 50.6865 | 0 | 7.7459 | 110.5679 | 0 | 0% | 505.4346 | 175.2904 | 505.4346 | 175.2904
591.84 | 331.1182 | 6.291 | 50.8379 | 0 | 1.6628 | 110.5766 | 0 | 0% | 500.4865 | 169.3683 | 500.4865 | 169.3683
591.86 | 332.1055 | 6.2915 | 50.992 | 0 | 0.28172 | 110.5792 | 0 | 0% | 500.2499 | 168.1444 | 500.2499 | 168.1444
591.88 | 333.0329 | 6.2915 | 51.1378 | 0 | 0.037669 | 110.5732 | 0 | 0% | 501.073 | 168.0401 | 501.073 | 168.0401
591.9 | 333.8182 | 6.2904 | 51.2633 | 0 | 0.0039751 | 110.5527 | 0 | 0% | 501.9285 | 168.1104 | 501.9285 | 168.1104
591.92 | 334.3639 | 6.2872 | 51.3552 | 0 | 0 | 110.5038 | 0 | 0% | 502.51 | 168.1461 | 502.51 | 168.1461
591.94 | 334.5677 | 6.2805 | 51.3999 | 0 | 0 | 110.4041 | 0 | 0% | 502.6523 | 168.0845 | 502.6523 | 168.0845
591.96 | 334.3982 | 6.2693 | 51.3941 | 0 | 0 | 110.2418 | 0 | 0% | 502.3035 | 167.9052 | 502.3035 | 167.9052
591.98 | 333.9726 | 6.2551 | 51.3535 | 0 | 0 | 110.0371 | 0 | 0% | 501.6183 | 167.6457 | 501.6183 | 167.6457
592 | 333.5121 | 6.2411 | 51.3074 | 0 | 0 | 109.8343 | 0 | 0% | 500.8949 | 167.3827 | 500.8949 | 167.3827
592.02 | 333.1891 | 6.2294 | 51.2788 | 0 | 7.011e-14 | 109.6657 | 0 | 0% | 500.363 | 167.1739 | 500.363 | 167.1739
592.04 | 333.0436 | 6.2203 | 51.2737 | 0 | 7.2807e-14 | 109.5331 | 0 | 0% | 500.0707 | 167.0271 | 500.0707 | 167.0271
592.06 | 333.0562 | 6.2132 | 51.2899 | 0 | 3.9437e-14 | 109.4282 | 0 | 0% | 499.9876 | 166.9314 | 499.9876 | 166.9314
592.08 | 333.2449 | 6.2086 | 51.3296 | 0 | 1.955e-14 | 109.3579 | 0 | 0% | 500.141 | 166.896 | 500.141 | 166.896
592.1 | 333.6794 | 6.2081 | 51.4005 | 0 | 0 | 109.3466 | 0 | 0% | 500.6348 | 166.9553 | 500.6348 | 166.9553
592.12 | 334.4375 | 6.214 | 51.5115 | 0 | 0 | 109.4244 | 0 | 0% | 501.5873 | 167.1499 | 501.5873 | 167.1499
592.14 | 335.5169 | 6.2269 | 51.661 | 0 | 0 | 109.6009 | 0 | 0% | 503.0057 | 167.4888 | 503.0057 | 167.4888
592.16 | 336.7463 | 6.2441 | 51.8268 | 0 | 0 | 109.839 | 0 | 0% | 504.6563 | 167.91 | 504.6563 | 167.91
592.18 | 337.8444 | 6.2607 | 51.9735 | 0 | 1.6179e-14 | 110.0672 | 0 | 0% | 506.1457 | 168.3013 | 506.1457 | 168.3013
592.2 | 338.6299 | 6.2729 | 52.0786 | 0 | 0 | 110.2347 | 0 | 0% | 507.2161 | 168.5862 | 507.2161 | 168.5862
592.22 | 339.1343 | 6.2811 | 52.1469 | 0 | 0 | 110.3446 | 0 | 0% | 507.9068 | 168.7726 | 507.9068 | 168.7726
592.24 | 339.4892 | 6.2872 | 52.1954 | 0 | 0 | 110.4265 | 0 | 0% | 508.3983 | 168.9091 | 508.3983 | 168.9091
592.26 | 339.7655 | 6.2925 | 52.2331 | 0 | 0 | 110.4958 | 0 | 0% | 508.7869 | 169.0214 | 508.7869 | 169.0214
592.28 | 339.9535 | 6.2965 | 52.2593 | 0 | 0 | 110.547 | 0 | 0% | 509.0562 | 169.1027 | 509.0562 | 169.1027
592.3 | 340.0324 | 6.2986 | 52.2714 | 0 | 0 | 110.5725 | 0 | 0% | 509.1749 | 169.1426 | 509.1749 | 169.1426
592.32 | 339.9975 | 6.2987 | 52.2693 | 0 | 0 | 110.5687 | 0 | 0% | 509.1342 | 169.1367 | 509.1342 | 169.1367
592.34 | 339.8308 | 6.2962 | 52.2508 | 0 | 0 | 110.5288 | 0 | 0% | 508.9066 | 169.0758 | 508.9066 | 169.0758
592.36 | 339.5047 | 6.2905 | 52.2127 | 0 | 0 | 110.4435 | 0 | 0% | 508.4514 | 168.9466 | 508.4514 | 168.9466
592.38 | 339.0568 | 6.2821 | 52.16 | 0 | 9.9435e-15 | 110.3203 | 0 | 0% | 507.8192 | 168.7623 | 507.8192 | 168.7623
592.4 | 338.6451 | 6.2738 | 52.1125 | 0 | 2.255e-13 | 110.1996 | 0 | 0% | 507.231 | 168.5859 | 507.231 | 168.5859
592.42 | 338.4606 | 6.2693 | 52.0943 | 0 | 5.9324e-14 | 110.1318 | 0 | 0% | 506.956 | 168.4954 | 506.956 | 168.4954
592.44 | 338.532 | 6.2694 | 52.1086 | 0 | 0.0018275 | 110.1276 | 0 | 0% | 507.0393 | 168.5074 | 507.0393 | 168.5074
592.46 | 338.635 | 6.2702 | 52.1265 | 0 | 0.017317 | 110.1345 | 0 | 0% | 507.1835 | 168.5485 | 507.1835 | 168.5485
592.48 | 338.4488 | 6.2665 | 52.107 | 0 | 0.12951 | 110.0778 | 0 | 0% | 507.0297 | 168.5808 | 507.0297 | 168.5808
592.5 | 337.8311 | 6.2564 | 52.0309 | 0 | 0.76444 | 109.9305 | 0 | 0% | 506.8134 | 168.9823 | 506.8134 | 168.9823
592.52 | 336.9416 | 6.2433 | 51.9174 | 0 | 3.561 | 109.7419 | 0 | 0% | 508.4052 | 171.4636 | 508.4052 | 171.4636
592.54 | 336.0954 | 6.2334 | 51.8058 | 0 | 13.0915 | 109.597 | 0 | 0% | 516.8231 | 180.7277 | 516.8231 | 180.7277
592.56 | 335.5062 | 6.2304 | 51.7229 | 0 | 37.9845 | 109.5504 | 0 | 0% | 540.9944 | 205.4882 | 540.9944 | 205.4882
592.58 | 335.1749 | 6.2342 | 51.6693 | 0 | 86.9799 | 109.5993 | 0 | 0% | 589.6576 | 254.4827 | 589.6576 | 254.4827
592.6 | 334.9763 | 6.2422 | 51.6297 | 0 | 157.1913 | 109.707 | 0 | 0% | 659.7465 | 324.7703 | 659.7465 | 324.7703
592.62 | 334.7922 | 6.2517 | 51.5901 | 0 | 224.1993 | 109.8363 | 0 | 0% | 726.6696 | 391.8774 | 726.6696 | 391.8774
592.64 | 334.591 | 6.2615 | 51.5476 | 0 | 252.3691 | 109.9686 | 0 | 0% | 754.7378 | 420.1467 | 754.7378 | 420.1467
592.66 | 334.4355 | 6.2717 | 51.5115 | 0 | 224.1993 | 110.1072 | 0 | 0% | 726.5253 | 392.0897 | 726.5253 | 392.0897
592.68 | 334.4029 | 6.2829 | 51.493 | 0 | 157.1913 | 110.2594 | 0 | 0% | 659.6296 | 325.2267 | 659.6296 | 325.2267
592.7 | 334.4826 | 6.2942 | 51.4917 | 0 | 86.9799 | 110.4135 | 0 | 0% | 589.6619 | 255.1793 | 589.6619 | 255.1793
592.72 | 334.5726 | 6.3036 | 51.4948 | 0 | 37.9845 | 110.5412 | 0 | 0% | 540.8966 | 206.324 | 540.8966 | 206.324
592.74 | 334.5661 | 6.3097 | 51.488 | 0 | 13.0915 | 110.6222 | 0 | 0% | 516.0775 | 181.5114 | 516.0775 | 181.5114
592.76 | 334.4118 | 6.3126 | 51.4633 | 0 | 3.561 | 110.6572 | 0 | 0% | 506.4059 | 171.9941 | 506.4059 | 171.9941
592.78 | 334.1057 | 6.3132 | 51.4186 | 0 | 0.76444 | 110.661 | 0 | 0% | 503.263 | 169.1572 | 503.263 | 169.1572
592.8 | 333.6635 | 6.3128 | 51.3544 | 0 | 0.12951 | 110.6512 | 0 | 0% | 502.1114 | 168.4479 | 502.1114 | 168.4479
592.82 | 333.108 | 6.3125 | 51.2726 | 0 | 0.017317 | 110.6425 | 0 | 0% | 501.3529 | 168.2449 | 501.3529 | 168.2449
592.84 | 332.4619 | 6.3129 | 51.1759 | 0 | 0.0018275 | 110.6428 | 0 | 0% | 500.5954 | 168.1335 | 500.5954 | 168.1335
592.86 | 331.7391 | 6.3138 | 51.0666 | 0 | 0 | 110.6511 | 0 | 0% | 499.7706 | 168.0316 | 499.7706 | 168.0316
592.88 | 330.942 | 6.3146 | 50.9461 | 0 | 0 | 110.6569 | 0 | 0% | 498.8596 | 167.9176 | 498.8596 | 167.9176
592.9 | 330.0644 | 6.314 | 50.8152 | 0 | 0 | 110.644 | 0 | 0% | 497.8376 | 167.7732 | 497.8376 | 167.7732
592.92 | 329.0985 | 6.311 | 50.6741 | 0 | 0 | 110.5962 | 0 | 0% | 496.6798 | 167.5813 | 496.6798 | 167.5813
592.94 | 328.0619 | 6.305 | 50.5264 | 0 | 4.8538e-14 | 110.5073 | 0 | 0% | 495.4006 | 167.3388 | 495.4006 | 167.3388
592.96 | 327.0432 | 6.2973 | 50.384 | 0 | 4.8538e-14 | 110.3944 | 0 | 0% | 494.1188 | 167.0756 | 494.1188 | 167.0756
592.98 | 326.2089 | 6.2907 | 50.2682 | 0 | 0 | 110.2975 | 0 | 0% | 493.0652 | 166.8564 | 493.0652 | 166.8564
593 | 325.7174 | 6.2881 | 50.1996 | 0 | 0 | 110.2556 | 0 | 0% | 492.4606 | 166.7432 | 492.4606 | 166.7432
593.02 | 325.6081 | 6.2899 | 50.1834 | 0 | 0 | 110.2761 | 0 | 0% | 492.3574 | 166.7493 | 492.3574 | 166.7493
593.04 | 325.7924 | 6.2943 | 50.2086 | 0 | 0 | 110.3333 | 0 | 0% | 492.6285 | 166.8362 | 492.6285 | 166.8362
593.06 | 326.158 | 6.2992 | 50.261 | 0 | 1.9685e-13 | 110.3974 | 0 | 0% | 493.1156 | 166.9576 | 493.1156 | 166.9576
593.08 | 326.6534 | 6.3038 | 50.334 | 0 | 4.5167e-13 | 110.4567 | 0 | 0% | 493.748 | 167.0945 | 493.748 | 167.0945
593.1 | 327.2718 | 6.3081 | 50.4263 | 0 | 4.7055e-13 | 110.5129 | 0 | 0% | 494.5191 | 167.2473 | 494.5191 | 167.2473
593.12 | 327.9946 | 6.3121 | 50.5352 | 0 | 2.346e-13 | 110.5644 | 0 | 0% | 495.4064 | 167.4117 | 495.4064 | 167.4117
593.14 | 328.7747 | 6.3152 | 50.6544 | 0 | 9.5458e-13 | 110.6023 | 0 | 0% | 496.3465 | 167.5718 | 496.3465 | 167.5718
593.16 | 329.557 | 6.3166 | 50.7761 | 0 | 2.6965e-13 | 110.6177 | 0 | 0% | 497.2674 | 167.7104 | 497.2674 | 167.7104
593.18 | 330.2982 | 6.3163 | 50.894 | 0 | 5.4066e-13 | 110.6092 | 0 | 0% | 498.1177 | 167.8195 | 498.1177 | 167.8195
593.2 | 330.9709 | 6.3149 | 51.003 | 0 | 6.7548e-13 | 110.5847 | 0 | 0% | 498.8735 | 167.9026 | 498.8735 | 167.9026
593.22 | 331.5548 | 6.3134 | 51.0985 | 0 | 0 | 110.558 | 0 | 0% | 499.5247 | 167.9699 | 499.5247 | 167.9699
593.24 | 332.0216 | 6.3125 | 51.175 | 0 | 0.002571 | 110.5414 | 0 | 0% | 500.0531 | 168.0316 | 500.0531 | 168.0316
593.26 | 332.3178 | 6.3125 | 51.224 | 0 | 0.026935 | 110.5362 | 0 | 0% | 500.4174 | 168.0997 | 500.4174 | 168.0997
593.28 | 332.3573 | 6.3121 | 51.2341 | 0 | 0.20658 | 110.5258 | 0 | 0% | 500.6358 | 168.2785 | 500.6358 | 168.2785
593.3 | 332.0428 | 6.3091 | 51.1934 | 0 | 1.2577 | 110.4785 | 0 | 0% | 501.2815 | 169.2387 | 501.2815 | 169.2387
593.32 | 331.3353 | 6.3014 | 51.0991 | 0 | 6.0854 | 110.3662 | 0 | 0% | 505.1874 | 173.8521 | 505.1874 | 173.8521
593.34 | 330.3526 | 6.2895 | 50.9686 | 0 | 23.4282 | 110.1943 | 0 | 0% | 521.2333 | 190.8807 | 521.2333 | 190.8807
593.36 | 329.3972 | 6.2772 | 50.8431 | 0 | 71.8584 | 110.0159 | 0 | 0% | 568.3917 | 238.9944 | 568.3917 | 238.9944
593.38 | 328.8201 | 6.2693 | 50.769 | 0 | 175.8114 | 109.9012 | 0 | 0% | 671.5711 | 342.751 | 671.5711 | 342.751
593.4 | 328.8097 | 6.2685 | 50.7719 | 0 | 343.5226 | 109.8852 | 0 | 0% | 839.258 | 510.4483 | 839.258 | 510.4483
593.42 | 329.3296 | 6.2736 | 50.8478 | 0 | 536.5754 | 109.9521 | 0 | 0% | 1032.9785 | 703.6489 | 1032.9785 | 703.6489
593.44 | 330.2372 | 6.2822 | 50.9783 | 0 | 670.4801 | 110.0674 | 0 | 0% | 1168.0451 | 837.8079 | 1168.0451 | 837.8079
593.46 | 331.3833 | 6.2922 | 51.1435 | 0 | 670.48 | 110.2028 | 0 | 0% | 1169.5017 | 838.1184 | 1169.5017 | 838.1184
593.48 | 332.601 | 6.3017 | 51.3205 | 0 | 536.5752 | 110.3315 | 0 | 0% | 1037.1299 | 704.529 | 1037.1299 | 704.529
593.5 | 333.7057 | 6.3088 | 51.4837 | 0 | 343.5225 | 110.4258 | 0 | 0% | 845.4464 | 511.7408 | 845.4464 | 511.7408
593.52 | 334.5668 | 6.3124 | 51.6145 | 0 | 175.8113 | 110.4724 | 0 | 0% | 678.7775 | 344.2107 | 678.7775 | 344.2107
593.54 | 335.1605 | 6.3135 | 51.7077 | 0 | 71.8583 | 110.4833 | 0 | 0% | 575.5234 | 240.3629 | 575.5234 | 240.3629
593.56 | 335.5423 | 6.3139 | 51.7694 | 0 | 23.4282 | 110.4841 | 0 | 0% | 527.538 | 191.9957 | 527.538 | 191.9957
593.58 | 335.781 | 6.315 | 51.8081 | 0 | 6.0854 | 110.4939 | 0 | 0% | 510.4833 | 174.7023 | 510.4833 | 174.7023
593.6 | 335.9113 | 6.3168 | 51.8289 | 0 | 1.2577 | 110.514 | 0 | 0% | 505.8287 | 169.9174 | 505.8287 | 169.9174
593.62 | 335.9334 | 6.3184 | 51.8333 | 0 | 0.20658 | 110.5321 | 0 | 0% | 504.8238 | 168.8904 | 504.8238 | 168.8904
593.64 | 335.8433 | 6.319 | 51.822 | 0 | 0.026935 | 110.5352 | 0 | 0% | 504.5464 | 168.7031 | 504.5464 | 168.7031
593.66 | 335.6579 | 6.3182 | 51.7979 | 0 | 0.002571 | 110.5191 | 0 | 0% | 504.2956 | 168.6377 | 504.2956 | 168.6377
593.68 | 335.4109 | 6.3163 | 51.766 | 0 | 3.1583e-13 | 110.4877 | 0 | 0% | 503.9808 | 168.5699 | 503.9808 | 168.5699
593.7 | 335.1393 | 6.3139 | 51.7309 | 0 | 0 | 110.4494 | 0 | 0% | 503.6335 | 168.4942 | 503.6335 | 168.4942
593.72 | 334.8885 | 6.3119 | 51.6986 | 0 | 0 | 110.4166 | 0 | 0% | 503.3155 | 168.427 | 503.3155 | 168.427
593.74 | 334.7196 | 6.3114 | 51.6765 | 0 | 7.584e-15 | 110.4054 | 0 | 0% | 503.1129 | 168.3933 | 503.1129 | 168.3933
593.76 | 334.6822 | 6.3133 | 51.6714 | 0 | 9.9224e-15 | 110.4266 | 0 | 0% | 503.0934 | 168.4112 | 503.0934 | 168.4112
593.78 | 334.7756 | 6.317 | 51.6838 | 0 | 0 | 110.4734 | 0 | 0% | 503.2498 | 168.4742 | 503.2498 | 168.4742
593.8 | 334.9517 | 6.3209 | 51.7085 | 0 | 0 | 110.5244 | 0 | 0% | 503.5055 | 168.5538 | 503.5055 | 168.5538
593.82 | 335.1581 | 6.3237 | 51.7397 | 0 | 0 | 110.5583 | 0 | 0% | 503.7798 | 168.6217 | 503.7798 | 168.6217
593.84 | 335.3719 | 6.3246 | 51.7748 | 0 | 0 | 110.5663 | 0 | 0% | 504.0376 | 168.6656 | 504.0376 | 168.6656
593.86 | 335.595 | 6.3239 | 51.8136 | 0 | 0 | 110.5513 | 0 | 0% | 504.2838 | 168.6888 | 504.2838 | 168.6888
593.88 | 335.8311 | 6.322 | 51.8562 | 0 | 0 | 110.5204 | 0 | 0% | 504.5297 | 168.6986 | 504.5297 | 168.6986
593.9 | 336.0701 | 6.3194 | 51.9004 | 0 | 0 | 110.4787 | 0 | 0% | 504.7686 | 168.6985 | 504.7686 | 168.6985
593.92 | 336.2941 | 6.3163 | 51.943 | 0 | 0 | 110.4303 | 0 | 0% | 504.9837 | 168.6896 | 504.9837 | 168.6896
593.94 | 336.5026 | 6.3133 | 51.9829 | 0 | 0 | 110.3845 | 0 | 0% | 505.1833 | 168.6807 | 505.1833 | 168.6807
593.96 | 336.7182 | 6.3118 | 52.0219 | 0 | 0 | 110.3581 | 0 | 0% | 505.4099 | 168.6918 | 505.4099 | 168.6918
593.98 | 336.9504 | 6.3126 | 52.0599 | 0 | 0 | 110.365 | 0 | 0% | 505.6879 | 168.7375 | 505.6879 | 168.7375
594 | 337.1583 | 6.3157 | 52.0909 | 0 | 0 | 110.4031 | 0 | 0% | 505.9681 | 168.8097 | 505.9681 | 168.8097
594.02 | 337.2697 | 6.3198 | 52.1054 | 0 | 0 | 110.4558 | 0 | 0% | 506.1507 | 168.8811 | 506.1507 | 168.8811
594.04 | 337.2359 | 6.3236 | 52.098 | 0 | 0 | 110.5043 | 0 | 0% | 506.1617 | 168.9259 | 506.1617 | 168.9259
594.06 | 337.0553 | 6.3263 | 52.0696 | 0 | 0 | 110.5365 | 0 | 0% | 505.9876 | 168.9323 | 505.9876 | 168.9323
594.08 | 336.7509 | 6.3273 | 52.0245 | 0 | 0 | 110.5458 | 0 | 0% | 505.6484 | 168.8976 | 505.6484 | 168.8976
594.1 | 336.3404 | 6.3262 | 51.966 | 0 | 0 | 110.5264 | 0 | 0% | 505.159 | 168.8186 | 505.159 | 168.8186
594.12 | 335.8317 | 6.3228 | 51.8959 | 0 | 0 | 110.4733 | 0 | 0% | 504.5237 | 168.692 | 504.5237 | 168.692
594.14 | 335.2396 | 6.3169 | 51.8164 | 0 | 0 | 110.3866 | 0 | 0% | 503.7595 | 168.52 | 503.7595 | 168.52
594.16 | 334.5981 | 6.3092 | 51.7321 | 0 | 0 | 110.2739 | 0 | 0% | 502.9133 | 168.3152 | 502.9133 | 168.3152
594.18 | 333.9404 | 6.3003 | 51.6471 | 0 | 0 | 110.1444 | 0 | 0% | 502.0322 | 168.0918 | 502.0322 | 168.0918
594.2 | 333.2528 | 6.29 | 51.5596 | 0 | 0 | 109.9957 | 0 | 0% | 501.0981 | 167.8453 | 501.0981 | 167.8453
594.22 | 332.4706 | 6.2773 | 51.4614 | 0 | 0 | 109.8124 | 0 | 0% | 500.0216 | 167.5511 | 500.0216 | 167.5511
594.24 | 331.5768 | 6.2619 | 51.35 | 0 | 0 | 109.5922 | 0 | 0% | 498.7809 | 167.2041 | 498.7809 | 167.2041
594.26 | 330.7231 | 6.247 | 51.2442 | 0 | 1.2809e-14 | 109.3778 | 0 | 0% | 497.592 | 166.8689 | 497.592 | 166.8689
594.28 | 330.1896 | 6.2379 | 51.1789 | 0 | 1.3483e-14 | 109.246 | 0 | 0% | 496.8524 | 166.6628 | 496.8524 | 166.6628
594.3 | 330.1617 | 6.2384 | 51.1773 | 0 | 0 | 109.2476 | 0 | 0% | 496.825 | 166.6633 | 496.825 | 166.6633
594.32 | 330.5363 | 6.2464 | 51.2264 | 0 | 0 | 109.3553 | 0 | 0% | 497.3644 | 166.8281 | 497.3644 | 166.8281
594.34 | 330.949 | 6.255 | 51.2806 | 0 | 0 | 109.471 | 0 | 0% | 497.9556 | 167.0066 | 497.9556 | 167.0066
594.36 | 331.0241 | 6.2569 | 51.2928 | 0 | 0 | 109.493 | 0 | 0% | 498.0668 | 167.0427 | 498.0668 | 167.0427
594.38 | 330.6999 | 6.2509 | 51.2553 | 0 | 0 | 109.4044 | 0 | 0% | 497.6105 | 166.9106 | 497.6105 | 166.9106
594.4 | 330.3529 | 6.2442 | 51.2154 | 0 | 0 | 109.3059 | 0 | 0% | 497.1184 | 166.7655 | 497.1184 | 166.7655
594.42 | 330.5086 | 6.247 | 51.2389 | 0 | 0 | 109.339 | 0 | 0% | 497.3335 | 166.8248 | 497.3335 | 166.8248
594.44 | 331.3616 | 6.2628 | 51.3502 | 0 | 5.9324e-14 | 109.556 | 0 | 0% | 498.5307 | 167.1691 | 498.5307 | 167.1691
594.46 | 332.6139 | 6.2861 | 51.5121 | 0 | 0 | 109.8772 | 0 | 0% | 500.2893 | 167.6753 | 500.2893 | 167.6753
594.48 | 333.7781 | 6.3074 | 51.6632 | 0 | 0 | 110.1713 | 0 | 0% | 501.92 | 168.142 | 501.92 | 168.142
594.5 | 334.5471 | 6.3209 | 51.7651 | 0 | 0 | 110.3556 | 0 | 0% | 502.9887 | 168.4416 | 502.9887 | 168.4416
594.52 | 334.8776 | 6.3257 | 51.8123 | 0 | 0 | 110.4176 | 0 | 0% | 503.4333 | 168.5557 | 503.4333 | 168.5557
594.54 | 334.8585 | 6.3234 | 51.8161 | 0 | 0 | 110.3811 | 0 | 0% | 503.379 | 168.5205 | 503.379 | 168.5205
594.56 | 334.6079 | 6.3164 | 51.7911 | 0 | 0.001605 | 110.2781 | 0 | 0% | 502.9951 | 168.3872 | 502.9951 | 168.3872
594.58 | 334.2643 | 6.3074 | 51.7547 | 0 | 0.015209 | 110.1482 | 0 | 0% | 502.4898 | 168.2255 | 502.4898 | 168.2255
594.6 | 333.9755 | 6.2997 | 51.7249 | 0 | 0.11375 | 110.0354 | 0 | 0% | 502.1493 | 168.1737 | 502.1493 | 168.1737
594.62 | 333.8311 | 6.2954 | 51.7123 | 0 | 0.67137 | 109.9711 | 0 | 0% | 502.4812 | 168.6501 | 502.4812 | 168.6501
594.64 | 333.7928 | 6.2945 | 51.7111 | 0 | 3.1274 | 109.9537 | 0 | 0% | 504.8795 | 171.0867 | 504.8795 | 171.0867
594.66 | 333.7 | 6.2945 | 51.7001 | 0 | 11.4976 | 109.9483 | 0 | 0% | 513.1404 | 179.4404 | 513.1404 | 179.4404
594.68 | 333.3591 | 6.2919 | 51.6546 | 0 | 33.3598 | 109.9072 | 0 | 0% | 534.5725 | 201.2134 | 534.5725 | 201.2134
594.7 | 332.6687 | 6.2848 | 51.5617 | 0 | 76.39 | 109.8034 | 0 | 0% | 576.7086 | 244.0398 | 576.7086 | 244.0398
594.72 | 331.713 | 6.2746 | 51.4325 | 0 | 138.053 | 109.6561 | 0 | 0% | 637.1293 | 305.4162 | 637.1293 | 305.4162
594.74 | 330.754 | 6.266 | 51.3005 | 0 | 196.9026 | 109.5306 | 0 | 0% | 694.7536 | 363.9997 | 694.7536 | 363.9997
594.76 | 330.0704 | 6.2637 | 51.2015 | 0 | 221.6426 | 109.4945 | 0 | 0% | 718.6727 | 388.6023 | 718.6727 | 388.6023
594.78 | 329.7238 | 6.2684 | 51.1442 | 0 | 196.9026 | 109.5542 | 0 | 0% | 693.5932 | 363.8693 | 693.5932 | 363.8693
594.8 | 329.4964 | 6.2747 | 51.1026 | 0 | 138.053 | 109.6387 | 0 | 0% | 634.5654 | 305.0691 | 634.5654 | 305.0691
594.82 | 329.1362 | 6.2771 | 51.0464 | 0 | 76.39 | 109.6677 | 0 | 0% | 572.5174 | 243.3812 | 572.5174 | 243.3812
594.84 | 328.6694 | 6.2754 | 50.9799 | 0 | 33.3598 | 109.6381 | 0 | 0% | 528.9225 | 200.2532 | 528.9225 | 200.2532
594.86 | 328.404 | 6.275 | 50.9426 | 0 | 11.4976 | 109.6289 | 0 | 0% | 506.7481 | 178.3441 | 506.7481 | 178.3441
594.88 | 328.6113 | 6.2816 | 50.9684 | 0 | 3.1274 | 109.7158 | 0 | 0% | 498.7045 | 170.0932 | 498.7045 | 170.0932
594.9 | 329.249 | 6.2948 | 51.051 | 0 | 0.67137 | 109.8953 | 0 | 0% | 497.1615 | 167.9124 | 497.1615 | 167.9124
594.92 | 330.0125 | 6.3094 | 51.1509 | 0 | 0.11375 | 110.0951 | 0 | 0% | 497.6816 | 167.6692 | 497.6816 | 167.6692
594.94 | 330.6003 | 6.3203 | 51.2292 | 0 | 0.015209 | 110.2423 | 0 | 0% | 498.4073 | 167.8069 | 498.4073 | 167.8069
594.96 | 330.8923 | 6.3254 | 51.2701 | 0 | 0.001605 | 110.3098 | 0 | 0% | 498.7991 | 167.9068 | 498.7991 | 167.9068
594.98 | 330.9122 | 6.3253 | 51.2763 | 0 | 0 | 110.3069 | 0 | 0% | 498.8207 | 167.9085 | 498.8207 | 167.9085
595 | 330.6964 | 6.321 | 51.2522 | 0 | 0 | 110.2456 | 0 | 0% | 498.5152 | 167.8188 | 498.5152 | 167.8188
595.02 | 330.2373 | 6.3125 | 51.1966 | 0 | 0 | 110.1271 | 0 | 0% | 497.8734 | 167.6362 | 497.8734 | 167.6362
595.04 | 329.5507 | 6.3005 | 51.1107 | 0 | 0 | 109.962 | 0 | 0% | 496.9239 | 167.3732 | 496.9239 | 167.3732
595.06 | 328.7622 | 6.2881 | 51.0094 | 0 | 0 | 109.7923 | 0 | 0% | 495.852 | 167.0898 | 495.852 | 167.0898
595.08 | 328.0662 | 6.2796 | 50.9165 | 0 | 0 | 109.6788 | 0 | 0% | 494.9411 | 166.8749 | 494.9411 | 166.8749
595.1 | 327.5745 | 6.2777 | 50.8453 | 0 | 0 | 109.6571 | 0 | 0% | 494.3547 | 166.7802 | 494.3547 | 166.7802
595.12 | 327.2377 | 6.2814 | 50.7898 | 0 | 0 | 109.7136 | 0 | 0% | 494.0226 | 166.7849 | 494.0226 | 166.7849
595.14 | 326.9348 | 6.2878 | 50.7356 | 0 | 0 | 109.8079 | 0 | 0% | 493.7661 | 166.8314 | 493.7661 | 166.8314
595.16 | 326.6054 | 6.2947 | 50.6767 | 0 | 0 | 109.9084 | 0 | 0% | 493.4852 | 166.8798 | 493.4852 | 166.8798
595.18 | 326.2812 | 6.3011 | 50.6194 | 0 | 0 | 110.0023 | 0 | 0% | 493.2039 | 166.9228 | 493.2039 | 166.9228
595.2 | 326.0286 | 6.3066 | 50.5745 | 0 | 0 | 110.0847 | 0 | 0% | 492.9945 | 166.9658 | 492.9945 | 166.9658
595.22 | 325.8916 | 6.3108 | 50.5496 | 0 | 0 | 110.1479 | 0 | 0% | 492.8999 | 167.0083 | 492.8999 | 167.0083
595.24 | 325.8809 | 6.3129 | 50.5473 | 0 | 0 | 110.1822 | 0 | 0% | 492.9233 | 167.0424 | 492.9233 | 167.0424
595.26 | 326.0071 | 6.3128 | 50.5694 | 0 | 0 | 110.1855 | 0 | 0% | 493.0748 | 167.0677 | 493.0748 | 167.0677
595.28 | 326.314 | 6.3114 | 50.6214 | 0 | 4.8201e-14 | 110.1712 | 0 | 0% | 493.4181 | 167.104 | 493.4181 | 167.104
595.3 | 326.8681 | 6.3107 | 50.7109 | 0 | 0.0027692 | 110.1649 | 0 | 0% | 494.0574 | 167.1893 | 494.0574 | 167.1893
595.32 | 327.6994 | 6.3121 | 50.8402 | 0 | 0.029265 | 110.1897 | 0 | 0% | 495.0706 | 167.3712 | 495.0706 | 167.3712
595.34 | 328.7412 | 6.3159 | 50.9987 | 0 | 0.22491 | 110.2479 | 0 | 0% | 496.5286 | 167.7874 | 496.5286 | 167.7874
595.36 | 329.834 | 6.3207 | 51.1637 | 0 | 1.3726 | 110.3192 | 0 | 0% | 499.0102 | 169.1762 | 499.0102 | 169.1762
595.38 | 330.8034 | 6.3245 | 51.3109 | 0 | 6.6607 | 110.3771 | 0 | 0% | 505.4765 | 174.6731 | 505.4765 | 174.6731
595.4 | 331.5408 | 6.3264 | 51.4249 | 0 | 25.7288 | 110.4082 | 0 | 0% | 525.4291 | 193.8883 | 525.4291 | 193.8883
595.42 | 332.0187 | 6.3266 | 51.5011 | 0 | 79.2159 | 110.4166 | 0 | 0% | 579.4789 | 247.4602 | 579.4789 | 247.4602
595.44 | 332.2523 | 6.326 | 51.5406 | 0 | 194.6396 | 110.4132 | 0 | 0% | 695.1718 | 362.9194 | 695.1718 | 362.9194
595.46 | 332.2627 | 6.3252 | 51.5458 | 0 | 382.0835 | 110.4064 | 0 | 0% | 882.6236 | 550.3609 | 882.6236 | 550.3609
595.48 | 332.0716 | 6.3243 | 51.5198 | 0 | 599.7689 | 110.3991 | 0 | 0% | 1100.0838 | 768.0121 | 1100.0838 | 768.0121
595.5 | 331.7151 | 6.3236 | 51.468 | 0 | 753.3016 | 110.3936 | 0 | 0% | 1253.2019 | 921.4868 | 1253.2019 | 921.4868
595.52 | 331.2437 | 6.3232 | 51.3979 | 0 | 757.2135 | 110.3922 | 0 | 0% | 1256.5704 | 925.3267 | 1256.5704 | 925.3267
595.54 | 330.7009 | 6.3229 | 51.3164 | 0 | 609.0741 | 110.3937 | 0 | 0% | 1107.808 | 777.1071 | 1107.808 | 777.1071
595.56 | 330.1028 | 6.3223 | 51.227 | 0 | 391.8336 | 110.3893 | 0 | 0% | 889.875 | 559.7722 | 889.875 | 559.7722
595.58 | 329.4452 | 6.3202 | 51.1304 | 0 | 201.4434 | 110.3647 | 0 | 0% | 698.7039 | 369.2587 | 698.7039 | 369.2587
595.6 | 328.7401 | 6.3159 | 51.0297 | 0 | 82.6727 | 110.3092 | 0 | 0% | 579.0675 | 250.3274 | 579.0675 | 250.3274
595.62 | 328.0644 | 6.3098 | 50.9361 | 0 | 27.0523 | 110.2288 | 0 | 0% | 522.5913 | 194.527 | 522.5913 | 194.527
595.64 | 327.5784 | 6.304 | 50.8716 | 0 | 7.049 | 110.1527 | 0 | 0% | 501.9557 | 174.3773 | 501.9557 | 174.3773
595.66 | 327.458 | 6.3013 | 50.8593 | 0 | 1.4608 | 110.1195 | 0 | 0% | 496.1989 | 168.7408 | 496.1989 | 168.7408
595.68 | 327.7643 | 6.3027 | 50.9071 | 0 | 0.24049 | 110.1449 | 0 | 0% | 495.3595 | 167.5952 | 495.3595 | 167.5952
595.7 | 328.3813 | 6.3067 | 50.9996 | 0 | 0.031416 | 110.2055 | 0 | 0% | 495.9245 | 167.5432 | 495.9245 | 167.5432
595.72 | 329.0991 | 6.3101 | 51.1085 | 0 | 0.003023 | 110.2573 | 0 | 0% | 496.7781 | 167.679 | 496.7781 | 167.679
595.74 | 329.7494 | 6.3106 | 51.2112 | 0 | 1.5398e-12 | 110.2695 | 0 | 0% | 497.5408 | 167.7914 | 497.5408 | 167.7914
595.76 | 330.2683 | 6.3081 | 51.298 | 0 | 1.2272e-12 | 110.2394 | 0 | 0% | 498.1138 | 167.8454 | 498.1138 | 167.8454
595.78 | 330.676 | 6.304 | 51.3698 | 0 | 5.4976e-13 | 110.1869 | 0 | 0% | 498.5368 | 167.8607 | 498.5368 | 167.8607
595.8 | 331.0278 | 6.3004 | 51.4323 | 0 | 3.8489e-13 | 110.141 | 0 | 0% | 498.9015 | 167.8737 | 498.9015 | 167.8737
595.82 | 331.3636 | 6.2988 | 51.4893 | 0 | 2.1789e-13 | 110.1234 | 0 | 0% | 499.2751 | 167.9114 | 499.2751 | 167.9114
595.84 | 331.6685 | 6.2993 | 51.5383 | 0 | 0 | 110.1355 | 0 | 0% | 499.6417 | 167.9732 | 499.6417 | 167.9732
595.86 | 331.8597 | 6.3004 | 51.569 | 0 | 0 | 110.155 | 0 | 0% | 499.8841 | 168.0244 | 499.8841 | 168.0244
595.88 | 331.8109 | 6.2992 | 51.5657 | 0 | 0 | 110.1427 | 0 | 0% | 499.8185 | 168.0076 | 499.8185 | 168.0076
595.9 | 331.4181 | 6.2932 | 51.5161 | 0 | 0 | 110.0634 | 0 | 0% | 499.2908 | 167.8727 | 499.2908 | 167.8727
595.92 | 330.6906 | 6.2821 | 51.422 | 0 | 0 | 109.9126 | 0 | 0% | 498.3074 | 167.6167 | 498.3074 | 167.6167
595.94 | 329.7987 | 6.2687 | 51.3057 | 0 | 4.6421e-15 | 109.7301 | 0 | 0% | 497.1033 | 167.3046 | 497.1033 | 167.3046
595.96 | 329.0029 | 6.2576 | 51.2009 | 0 | 0 | 109.5799 | 0 | 0% | 496.0413 | 167.0384 | 496.0413 | 167.0384
595.98 | 328.5093 | 6.2522 | 51.1344 | 0 | 8.7638e-15 | 109.5095 | 0 | 0% | 495.4054 | 166.8962 | 495.4054 | 166.8962
596 | 328.3901 | 6.2533 | 51.1167 | 0 | 0 | 109.5287 | 0 | 0% | 495.2888 | 166.8987 | 495.2888 | 166.8987
596.02 | 328.6192 | 6.2596 | 51.1453 | 0 | 1.5134e-13 | 109.6216 | 0 | 0% | 495.6456 | 167.0264 | 495.6456 | 167.0264
596.04 | 329.1247 | 6.2693 | 51.2118 | 0 | 0 | 109.7627 | 0 | 0% | 496.3685 | 167.2438 | 496.3685 | 167.2438
596.06 | 329.7974 | 6.2802 | 51.3025 | 0 | 0 | 109.9208 | 0 | 0% | 497.3011 | 167.5036 | 497.3011 | 167.5036
596.08 | 330.5045 | 6.2899 | 51.4005 | 0 | 9.775e-15 | 110.0611 | 0 | 0% | 498.2561 | 167.7516 | 498.2561 | 167.7516
596.1 | 331.1427 | 6.2965 | 51.4924 | 0 | 0 | 110.1586 | 0 | 0% | 499.0902 | 167.9475 | 499.0902 | 167.9475
596.12 | 331.6856 | 6.2998 | 51.5744 | 0 | 0 | 110.2094 | 0 | 0% | 499.7692 | 168.0835 | 499.7692 | 168.0835
596.14 | 332.1774 | 6.3009 | 51.6516 | 0 | 0 | 110.2296 | 0 | 0% | 500.3596 | 168.1822 | 500.3596 | 168.1822
596.16 | 332.6809 | 6.3015 | 51.7315 | 0 | 0 | 110.2428 | 0 | 0% | 500.9567 | 168.2758 | 500.9567 | 168.2758
596.18 | 333.217 | 6.3027 | 51.8155 | 0 | 6.0672e-15 | 110.2642 | 0 | 0% | 501.5995 | 168.3825 | 501.5995 | 168.3825
596.2 | 333.7414 | 6.3044 | 51.897 | 0 | 4.9886e-14 | 110.2929 | 0 | 0% | 502.2358 | 168.4944 | 502.2358 | 168.4944
596.22 | 334.1792 | 6.3058 | 51.9656 | 0 | 3.4516e-13 | 110.3167 | 0 | 0% | 502.7673 | 168.588 | 502.7673 | 168.588
596.24 | 334.4804 | 6.306 | 52.0146 | 0 | 2.0224e-14 | 110.3243 | 0 | 0% | 503.1252 | 168.6448 | 503.1252 | 168.6448
596.26 | 334.6472 | 6.3048 | 52.0446 | 0 | 3.2493e-13 | 110.3132 | 0 | 0% | 503.3099 | 168.6627 | 503.3099 | 168.6627
596.28 | 334.7234 | 6.3029 | 52.0619 | 0 | 2.1303e-13 | 110.2904 | 0 | 0% | 503.3785 | 168.6551 | 503.3785 | 168.6551
596.3 | 334.7623 | 6.3008 | 52.0734 | 0 | 3.6403e-14 | 110.2661 | 0 | 0% | 503.4026 | 168.6403 | 503.4026 | 168.6403
596.32 | 334.7901 | 6.299 | 52.0828 | 0 | 0 | 110.2462 | 0 | 0% | 503.4182 | 168.6281 | 503.4182 | 168.6281
596.34 | 334.7892 | 6.2974 | 52.0876 | 0 | 0 | 110.2276 | 0 | 0% | 503.4017 | 168.6126 | 503.4017 | 168.6126
596.36 | 334.7249 | 6.2953 | 52.0831 | 0 | 0 | 110.2038 | 0 | 0% | 503.3072 | 168.5822 | 503.3072 | 168.5822
596.38 | 334.5974 | 6.2931 | 52.069 | 0 | 0 | 110.1777 | 0 | 0% | 503.1372 | 168.5398 | 503.1372 | 168.5398
596.4 | 334.4591 | 6.2918 | 52.0519 | 0 | 0 | 110.164 | 0 | 0% | 502.9668 | 168.5077 | 502.9668 | 168.5077
596.42 | 334.3713 | 6.2924 | 52.0399 | 0 | 0 | 110.1766 | 0 | 0% | 502.8802 | 168.5089 | 502.8802 | 168.5089
596.44 | 334.3474 | 6.2947 | 52.0353 | 0 | 0 | 110.2137 | 0 | 0% | 502.8911 | 168.5437 | 502.8911 | 168.5437
596.46 | 334.3499 | 6.2975 | 52.034 | 0 | 0 | 110.2583 | 0 | 0% | 502.9397 | 168.5898 | 502.9397 | 168.5898
596.48 | 334.3371 | 6.2997 | 52.0314 | 0 | 0 | 110.2933 | 0 | 0% | 502.9614 | 168.6243 | 502.9614 | 168.6243
596.5 | 334.3034 | 6.3007 | 52.0271 | 0 | 0 | 110.3128 | 0 | 0% | 502.944 | 168.6406 | 502.944 | 168.6406
596.52 | 334.2767 | 6.3009 | 52.0252 | 0 | 0 | 110.321 | 0 | 0% | 502.9238 | 168.6471 | 502.9238 | 168.6471
596.54 | 334.29 | 6.3008 | 52.03 | 0 | 0 | 110.3243 | 0 | 0% | 502.9451 | 168.6551 | 502.9451 | 168.6551
596.56 | 334.3569 | 6.3006 | 52.0434 | 0 | 0 | 110.3251 | 0 | 0% | 503.0259 | 168.6691 | 503.0259 | 168.6691
596.58 | 334.4651 | 6.3 | 52.0637 | 0 | 8.6846e-13 | 110.3214 | 0 | 0% | 503.1502 | 168.6851 | 503.1502 | 168.6851
596.6 | 334.5881 | 6.2988 | 52.0872 | 0 | 2.3999e-13 | 110.3094 | 0 | 0% | 503.2834 | 168.6953 | 503.2834 | 168.6953
596.62 | 334.7062 | 6.2969 | 52.1108 | 0 | 8.7233e-13 | 110.2888 | 0 | 0% | 503.4028 | 168.6965 | 503.4028 | 168.6965
596.64 | 334.8235 | 6.295 | 52.1346 | 0 | 1.7426e-13 | 110.2658 | 0 | 0% | 503.5187 | 168.6953 | 503.5187 | 168.6953
596.66 | 334.96 | 6.2935 | 52.1605 | 0 | 2.2584e-13 | 110.2498 | 0 | 0% | 503.6637 | 168.7038 | 503.6637 | 168.7038
596.68 | 335.1213 | 6.2928 | 52.1892 | 0 | 0 | 110.2446 | 0 | 0% | 503.8479 | 168.7266 | 503.8479 | 168.7266
596.7 | 335.2737 | 6.2922 | 52.2162 | 0 | 0 | 110.2421 | 0 | 0% | 504.0242 | 168.7505 | 504.0242 | 168.7505
596.72 | 335.3532 | 6.2907 | 52.2335 | 0 | 0 | 110.2247 | 0 | 0% | 504.1019 | 168.7488 | 504.1019 | 168.7488
596.74 | 335.3035 | 6.2869 | 52.2338 | 0 | 0 | 110.1767 | 0 | 0% | 504.0009 | 168.6974 | 504.0009 | 168.6974
596.76 | 335.1161 | 6.2807 | 52.2163 | 0 | 0 | 110.0952 | 0 | 0% | 503.7084 | 168.5922 | 503.7084 | 168.5922
596.78 | 334.8505 | 6.2733 | 52.1886 | 0 | 0 | 109.9956 | 0 | 0% | 503.308 | 168.4574 | 503.308 | 168.4574
596.8 | 334.6198 | 6.2667 | 52.165 | 0 | 0 | 109.908 | 0 | 0% | 502.9594 | 168.3396 | 502.9594 | 168.3396
596.82 | 334.5317 | 6.2631 | 52.1592 | 0 | 0 | 109.8615 | 0 | 0% | 502.8154 | 168.2838 | 502.8154 | 168.2838
596.84 | 334.6079 | 6.2628 | 52.174 | 0 | 0 | 109.8624 | 0 | 0% | 502.9072 | 168.2992 | 502.9072 | 168.2992
596.86 | 334.7464 | 6.2639 | 52.1965 | 0 | 0 | 109.8829 | 0 | 0% | 503.0897 | 168.3432 | 503.0897 | 168.3432
596.88 | 334.7815 | 6.2631 | 52.2057 | 0 | 2.2314e-13 | 109.8762 | 0 | 0% | 503.1265 | 168.345 | 503.1265 | 168.345
596.9 | 334.6114 | 6.2581 | 52.1893 | 0 | 2.3494e-13 | 109.8106 | 0 | 0% | 502.8695 | 168.258 | 502.8695 | 168.258
596.92 | 334.2852 | 6.2494 | 52.1542 | 0 | 1.6853e-13 | 109.6938 | 0 | 0% | 502.3827 | 168.0974 | 502.3827 | 168.0974
596.94 | 333.9771 | 6.2401 | 52.123 | 0 | 2.3291e-13 | 109.5672 | 0 | 0% | 501.9073 | 167.9302 | 501.9073 | 167.9302
596.96 | 333.8833 | 6.2336 | 52.1208 | 0 | 2.1336e-13 | 109.4805 | 0 | 0% | 501.7182 | 167.8349 | 501.7182 | 167.8349
596.98 | 334.1332 | 6.2324 | 52.1642 | 0 | 4.2808e-14 | 109.4687 | 0 | 0% | 501.9985 | 167.8653 | 501.9985 | 167.8653
597 | 334.7461 | 6.2371 | 52.2552 | 0 | 0.0011917 | 109.5395 | 0 | 0% | 502.779 | 168.0329 | 502.779 | 168.0329
597.02 | 335.6195 | 6.246 | 52.3803 | 0 | 0.011293 | 109.6694 | 0 | 0% | 503.9265 | 168.307 | 503.9265 | 168.307
597.04 | 336.5763 | 6.2561 | 52.5166 | 0 | 0.084455 | 109.8155 | 0 | 0% | 505.2488 | 168.6726 | 505.2488 | 168.6726
597.06 | 337.4643 | 6.2647 | 52.6443 | 0 | 0.49849 | 109.9415 | 0 | 0% | 506.8132 | 169.3489 | 506.8132 | 169.3489
597.08 | 338.2113 | 6.2709 | 52.7538 | 0 | 2.3221 | 110.0333 | 0 | 0% | 509.5914 | 171.3801 | 509.5914 | 171.3801
597.1 | 338.788 | 6.2744 | 52.8408 | 0 | 8.5369 | 110.0884 | 0 | 0% | 516.5285 | 177.7405 | 516.5285 | 177.7405
597.12 | 339.1707 | 6.2753 | 52.9017 | 0 | 24.7695 | 110.1048 | 0 | 0% | 533.222 | 194.0513 | 533.222 | 194.0513
597.14 | 339.3742 | 6.2738 | 52.9383 | 0 | 56.7191 | 110.0883 | 0 | 0% | 565.3937 | 226.0195 | 565.3937 | 226.0195
597.16 | 339.4854 | 6.2715 | 52.9616 | 0 | 102.5036 | 110.0613 | 0 | 0% | 611.2835 | 271.798 | 611.2835 | 271.798
597.18 | 339.6137 | 6.2704 | 52.9858 | 0 | 146.1991 | 110.0513 | 0 | 0% | 655.1202 | 315.5066 | 655.1202 | 315.5066
597.2 | 339.7918 | 6.2711 | 53.0151 | 0 | 164.5684 | 110.0652 | 0 | 0% | 673.7117 | 333.9198 | 673.7117 | 333.9198
597.22 | 339.9399 | 6.2719 | 53.0396 | 0 | 146.1991 | 110.0811 | 0 | 0% | 655.5316 | 315.5916 | 655.5316 | 315.5916
597.24 | 339.9365 | 6.2706 | 53.0436 | 0 | 102.5036 | 110.068 | 0 | 0% | 611.8224 | 271.8858 | 611.8224 | 271.8858
597.26 | 339.7347 | 6.2667 | 53.0208 | 0 | 56.7191 | 110.0177 | 0 | 0% | 565.759 | 226.0243 | 565.759 | 226.0243
597.28 | 339.4158 | 6.2622 | 52.9805 | 0 | 24.7695 | 109.959 | 0 | 0% | 533.387 | 193.9712 | 533.387 | 193.9712
597.3 | 339.121 | 6.2604 | 52.9399 | 0 | 8.5369 | 109.9383 | 0 | 0% | 516.7964 | 177.6755 | 516.7964 | 177.6755
597.32 | 338.9118 | 6.2629 | 52.9059 | 0 | 2.3221 | 109.9791 | 0 | 0% | 510.3817 | 171.4699 | 510.3817 | 171.4699
597.34 | 338.7083 | 6.2684 | 52.8681 | 0 | 0.49849 | 110.0615 | 0 | 0% | 508.4048 | 169.6965 | 508.4048 | 169.6965
597.36 | 338.3773 | 6.2739 | 52.8106 | 0 | 0.084455 | 110.1434 | 0 | 0% | 507.6897 | 169.3124 | 507.6897 | 169.3124
597.38 | 337.8609 | 6.2773 | 52.7272 | 0 | 0.011293 | 110.1961 | 0 | 0% | 507.0729 | 169.212 | 507.0729 | 169.212
597.4 | 337.2023 | 6.2785 | 52.6251 | 0 | 0.0011917 | 110.2177 | 0 | 0% | 506.3248 | 169.1225 | 506.3248 | 169.1225
597.42 | 336.4735 | 6.2785 | 52.5139 | 0 | 0 | 110.2219 | 0 | 0% | 505.4878 | 169.0143 | 505.4878 | 169.0143
597.44 | 335.7065 | 6.2782 | 52.3972 | 0 | 0 | 110.2226 | 0 | 0% | 504.6044 | 168.8979 | 504.6044 | 168.8979
597.46 | 334.889 | 6.2781 | 52.2723 | 0 | 0 | 110.2257 | 0 | 0% | 503.665 | 168.776 | 503.665 | 168.776
597.48 | 334.0037 | 6.278 | 52.1366 | 0 | 0 | 110.2299 | 0 | 0% | 502.6483 | 168.6446 | 502.6483 | 168.6446
597.5 | 333.0595 | 6.2778 | 51.9921 | 0 | 0 | 110.2315 | 0 | 0% | 501.5609 | 168.5014 | 501.5609 | 168.5014
597.52 | 332.0907 | 6.2771 | 51.8443 | 0 | 0 | 110.227 | 0 | 0% | 500.4392 | 168.3484 | 500.4392 | 168.3484
597.54 | 331.1346 | 6.2759 | 51.6993 | 0 | 0 | 110.2146 | 0 | 0% | 499.3244 | 168.1898 | 499.3244 | 168.1898
597.56 | 330.2137 | 6.2741 | 51.5607 | 0 | 0 | 110.1935 | 0 | 0% | 498.242 | 168.0283 | 498.242 | 168.0283
597.58 | 329.3265 | 6.2715 | 51.4285 | 0 | 6.0672e-15 | 110.1619 | 0 | 0% | 497.1884 | 167.8619 | 497.1884 | 167.8619
597.6 | 328.4393 | 6.2677 | 51.2979 | 0 | 9.1008e-14 | 110.114 | 0 | 0% | 496.119 | 167.6797 | 496.119 | 167.6797
597.62 | 327.5021 | 6.2622 | 51.1621 | 0 | 1.5977e-13 | 110.0416 | 0 | 0% | 494.968 | 167.466 | 494.968 | 167.466
597.64 | 326.5113 | 6.2553 | 51.0201 | 0 | 0 | 109.9487 | 0 | 0% | 493.7354 | 167.2241 | 493.7354 | 167.2241
597.66 | 325.5723 | 6.2491 | 50.8852 | 0 | 0.0012574 | 109.8657 | 0 | 0% | 492.5735 | 167.0012 | 492.5735 | 167.0012
597.68 | 324.8552 | 6.2466 | 50.7792 | 0 | 0.013135 | 109.8359 | 0 | 0% | 491.7301 | 166.8748 | 491.7301 | 166.8748
597.7 | 324.4466 | 6.2492 | 50.7141 | 0 | 0.10067 | 109.8766 | 0 | 0% | 491.3871 | 166.9405 | 491.3871 | 166.9405
597.72 | 324.2612 | 6.2547 | 50.6793 | 0 | 0.61242 | 109.9597 | 0 | 0% | 491.7673 | 167.5062 | 491.7673 | 167.5062
597.74 | 324.1175 | 6.2597 | 50.6518 | 0 | 2.9603 | 110.0348 | 0 | 0% | 494.0241 | 169.9066 | 494.0241 | 169.9066
597.76 | 323.8759 | 6.2615 | 50.6137 | 0 | 11.3841 | 110.0654 | 0 | 0% | 502.2007 | 178.3248 | 502.2007 | 178.3248
597.78 | 323.4939 | 6.2594 | 50.5595 | 0 | 34.8719 | 110.0407 | 0 | 0% | 525.2254 | 201.7315 | 525.2254 | 201.7315
597.8 | 323.0009 | 6.2537 | 50.4931 | 0 | 85.195 | 109.9655 | 0 | 0% | 574.9082 | 251.9074 | 574.9082 | 251.9074
597.82 | 322.4809 | 6.2456 | 50.4262 | 0 | 166.1991 | 109.8553 | 0 | 0% | 655.2071 | 332.7262 | 655.2071 | 332.7262
597.84 | 322.0771 | 6.2371 | 50.378 | 0 | 259.1556 | 109.7402 | 0 | 0% | 747.588 | 425.511 | 747.588 | 425.511
597.86 | 321.9595 | 6.231 | 50.371 | 0 | 323.2507 | 109.6592 | 0 | 0% | 811.4714 | 489.5119 | 811.4714 | 489.5119
597.88 | 322.233 | 6.2291 | 50.419 | 0 | 322.6642 | 109.6371 | 0 | 0% | 811.1824 | 488.9494 | 811.1824 | 488.9494
597.9 | 322.8711 | 6.2309 | 50.5185 | 0 | 257.7606 | 109.6674 | 0 | 0% | 747.0485 | 424.1774 | 747.0485 | 424.1774
597.92 | 323.7643 | 6.2346 | 50.6552 | 0 | 164.7374 | 109.7247 | 0 | 0% | 655.1162 | 331.3519 | 655.1162 | 331.3519
597.94 | 324.8293 | 6.2391 | 50.8175 | 0 | 84.175 | 109.7928 | 0 | 0% | 575.8537 | 251.0244 | 575.8537 | 251.0244
597.96 | 326.0427 | 6.2444 | 51.002 | 0 | 34.3537 | 109.8718 | 0 | 0% | 527.5145 | 201.4718 | 527.5145 | 201.4718
597.98 | 327.3821 | 6.2503 | 51.2052 | 0 | 11.1857 | 109.9606 | 0 | 0% | 505.9839 | 178.6018 | 505.9839 | 178.6018
598 | 328.7763 | 6.256 | 51.4173 | 0 | 2.9021 | 110.0459 | 0 | 0% | 499.3976 | 170.6213 | 499.3976 | 170.6213
598.02 | 330.1276 | 6.2603 | 51.6249 | 0 | 0.5992 | 110.1102 | 0 | 0% | 498.7221 | 168.5945 | 498.7221 | 168.5945
598.04 | 331.3606 | 6.2625 | 51.8169 | 0 | 0.098336 | 110.1465 | 0 | 0% | 499.6849 | 168.3243 | 499.6849 | 168.3243
598.06 | 332.4434 | 6.2632 | 51.9878 | 0 | 0.012813 | 110.1606 | 0 | 0% | 500.8678 | 168.4244 | 500.8678 | 168.4244
598.08 | 333.3737 | 6.2629 | 52.1361 | 0 | 0.0012194 | 110.1623 | 0 | 0% | 501.9362 | 168.5625 | 501.9362 | 168.5625
598.1 | 334.1549 | 6.2622 | 52.2619 | 0 | 1.4258e-13 | 110.1567 | 0 | 0% | 502.8357 | 168.6809 | 502.8357 | 168.6809
598.12 | 334.7843 | 6.2609 | 52.3648 | 0 | 1.4224e-13 | 110.1435 | 0 | 0% | 503.5536 | 168.7693 | 503.5536 | 168.7693
598.14 | 335.2623 | 6.259 | 52.445 | 0 | 1.173e-13 | 110.1214 | 0 | 0% | 504.0877 | 168.8254 | 504.0877 | 168.8254
598.16 | 335.6077 | 6.2567 | 52.5049 | 0 | 0 | 110.0944 | 0 | 0% | 504.4638 | 168.8561 | 504.4638 | 168.8561
598.18 | 335.8556 | 6.2548 | 52.5492 | 0 | 0 | 110.0717 | 0 | 0% | 504.7314 | 168.8757 | 504.7314 | 168.8757
598.2 | 336.0336 | 6.2536 | 52.5813 | 0 | 0 | 110.0603 | 0 | 0% | 504.9288 | 168.8952 | 504.9288 | 168.8952
598.22 | 336.1408 | 6.2532 | 52.6013 | 0 | 0 | 110.0585 | 0 | 0% | 505.0538 | 168.913 | 505.0538 | 168.913
598.24 | 336.1563 | 6.2528 | 52.6068 | 0 | 0 | 110.0587 | 0 | 0% | 505.0747 | 168.9183 | 505.0747 | 168.9183
598.26 | 336.0627 | 6.2523 | 52.5956 | 0 | 0 | 110.0553 | 0 | 0% | 504.9659 | 168.9032 | 504.9659 | 168.9032
598.28 | 335.8598 | 6.2515 | 52.5675 | 0 | 0 | 110.0493 | 0 | 0% | 504.7281 | 168.8683 | 504.7281 | 168.8683
598.3 | 335.5581 | 6.2509 | 52.5237 | 0 | 0 | 110.0458 | 0 | 0% | 504.3786 | 168.8205 | 504.3786 | 168.8205
598.32 | 335.1692 | 6.2508 | 52.4656 | 0 | 0 | 110.0487 | 0 | 0% | 503.9342 | 168.765 | 503.9342 | 168.765
598.34 | 334.7057 | 6.2511 | 52.395 | 0 | 2.9409e-14 | 110.0587 | 0 | 0% | 503.4105 | 168.7048 | 503.4105 | 168.7048
598.36 | 334.1847 | 6.2519 | 52.3148 | 0 | 0 | 110.0748 | 0 | 0% | 502.8263 | 168.6416 | 502.8263 | 168.6416
598.38 | 333.6219 | 6.253 | 52.2277 | 0 | 9.7413e-14 | 110.0945 | 0 | 0% | 502.1972 | 168.5752 | 502.1972 | 168.5752
598.4 | 333.0257 | 6.2539 | 52.1355 | 0 | 2.8819e-14 | 110.1128 | 0 | 0% | 501.528 | 168.5022 | 501.528 | 168.5022
598.42 | 332.4033 | 6.2544 | 52.0399 | 0 | 0 | 110.1244 | 0 | 0% | 500.822 | 168.4186 | 500.822 | 168.4186
598.44 | 331.7712 | 6.2543 | 51.9436 | 0 | 0 | 110.1271 | 0 | 0% | 500.0962 | 168.325 | 500.0962 | 168.325
598.46 | 331.1532 | 6.2537 | 51.8503 | 0 | 0 | 110.1233 | 0 | 0% | 499.3804 | 168.2272 | 499.3804 | 168.2272
598.48 | 330.5672 | 6.2529 | 51.7622 | 0 | 0 | 110.1171 | 0 | 0% | 498.6994 | 168.1322 | 498.6994 | 168.1322
598.5 | 330.0127 | 6.2522 | 51.679 | 0 | 0 | 110.112 | 0 | 0% | 498.0558 | 168.0431 | 498.0558 | 168.0431
598.52 | 329.4686 | 6.2516 | 51.5972 | 0 | 0 | 110.1083 | 0 | 0% | 497.4257 | 167.957 | 497.4257 | 167.957
598.54 | 328.9059 | 6.2509 | 51.5125 | 0 | 0 | 110.1039 | 0 | 0% | 496.7733 | 167.8673 | 496.7733 | 167.8673
598.56 | 328.3051 | 6.2501 | 51.4221 | 0 | 0 | 110.097 | 0 | 0% | 496.0743 | 167.7692 | 496.0743 | 167.7692
598.58 | 327.6633 | 6.249 | 51.3257 | 0 | 0 | 110.0866 | 0 | 0% | 495.3246 | 167.6613 | 495.3246 | 167.6613
598.6 | 326.9827 | 6.2475 | 51.2238 | 0 | 6.6065e-14 | 110.0698 | 0 | 0% | 494.5238 | 167.5411 | 494.5238 | 167.5411
598.62 | 326.2618 | 6.2451 | 51.1169 | 0 | 0 | 110.0408 | 0 | 0% | 493.6645 | 167.4027 | 493.6645 | 167.4027
598.64 | 325.5177 | 6.2416 | 51.0078 | 0 | 1.3213e-13 | 109.9971 | 0 | 0% | 492.7642 | 167.2465 | 492.7642 | 167.2465
598.66 | 324.8196 | 6.238 | 50.9063 | 0 | 2.8044e-13 | 109.95 | 0 | 0% | 491.9138 | 167.0943 | 491.9138 | 167.0943
598.68 | 324.2795 | 6.2357 | 50.8275 | 0 | 4.8538e-14 | 109.9223 | 0 | 0% | 491.265 | 166.9855 | 491.265 | 166.9855
598.7 | 323.9843 | 6.2359 | 50.7833 | 0 | 8.0896e-15 | 109.9311 | 0 | 0% | 490.9347 | 166.9504 | 490.9347 | 166.9504
598.72 | 323.9318 | 6.2385 | 50.7738 | 0 | 0 | 109.9728 | 0 | 0% | 490.9169 | 166.9852 | 490.9169 | 166.9852
598.74 | 324.0414 | 6.242 | 50.7884 | 0 | 0 | 110.0266 | 0 | 0% | 491.0984 | 167.057 | 491.0984 | 167.057
598.76 | 324.2207 | 6.2448 | 50.8149 | 0 | 0 | 110.0709 | 0 | 0% | 491.3514 | 167.1306 | 491.3514 | 167.1306
598.78 | 324.4165 | 6.2461 | 50.8462 | 0 | 0 | 110.0939 | 0 | 0% | 491.6027 | 167.1862 | 491.6027 | 167.1862
598.8 | 324.6173 | 6.2457 | 50.8807 | 0 | 1.7797e-13 | 110.0931 | 0 | 0% | 491.8368 | 167.2196 | 491.8368 | 167.2196
598.82 | 324.8384 | 6.2439 | 50.9205 | 0 | 0 | 110.0722 | 0 | 0% | 492.0751 | 167.2366 | 492.0751 | 167.2366
598.84 | 325.1153 | 6.2414 | 50.9701 | 0 | 3.4583e-13 | 110.0415 | 0 | 0% | 492.3683 | 167.253 | 492.3683 | 167.253
598.86 | 325.4913 | 6.2393 | 51.0346 | 0 | 0 | 110.0172 | 0 | 0% | 492.7824 | 167.2911 | 492.7824 | 167.2911
598.88 | 325.9824 | 6.2386 | 51.1151 | 0 | 0 | 110.0121 | 0 | 0% | 493.3482 | 167.3658 | 493.3482 | 167.3658
598.9 | 326.5424 | 6.2392 | 51.2045 | 0 | 0 | 110.0251 | 0 | 0% | 494.0111 | 167.4688 | 494.0111 | 167.4688
598.92 | 327.0717 | 6.24 | 51.2889 | 0 | 0 | 110.041 | 0 | 0% | 494.6416 | 167.5699 | 494.6416 | 167.5699
598.94 | 327.47 | 6.2398 | 51.3541 | 0 | 0 | 110.043 | 0 | 0% | 495.1069 | 167.6369 | 495.1069 | 167.6369
598.96 | 327.6844 | 6.2381 | 51.3928 | 0 | 0 | 110.0241 | 0 | 0% | 495.3393 | 167.6549 | 495.3393 | 167.6549
598.98 | 327.7243 | 6.2353 | 51.4056 | 0 | 0 | 109.99 | 0 | 0% | 495.3552 | 167.6309 | 495.3552 | 167.6309
599 | 327.6445 | 6.2324 | 51.3999 | 0 | 0 | 109.954 | 0 | 0% | 495.2308 | 167.5863 | 495.2308 | 167.5863
599.02 | 327.5141 | 6.2302 | 51.3852 | 0 | 0 | 109.9275 | 0 | 0% | 495.0571 | 167.5429 | 495.0571 | 167.5429
599.04 | 327.3888 | 6.2289 | 51.37 | 0 | 0 | 109.9135 | 0 | 0% | 494.9011 | 167.5124 | 494.9011 | 167.5124
599.06 | 327.3083 | 6.2282 | 51.361 | 0 | 0 | 109.9084 | 0 | 0% | 494.8059 | 167.4976 | 494.8059 | 167.4976
599.08 | 327.318 | 6.2281 | 51.3651 | 0 | 0 | 109.9124 | 0 | 0% | 494.8236 | 167.5056 | 494.8236 | 167.5056
599.1 | 327.4659 | 6.2291 | 51.3894 | 0 | 0 | 109.9308 | 0 | 0% | 495.0152 | 167.5493 | 495.0152 | 167.5493
599.12 | 327.7592 | 6.231 | 51.4351 | 0 | 4.274e-13 | 109.9634 | 0 | 0% | 495.3887 | 167.6295 | 495.3887 | 167.6295
599.14 | 328.1317 | 6.233 | 51.4932 | 0 | 5.0628e-13 | 109.9953 | 0 | 0% | 495.8532 | 167.7214 | 495.8532 | 167.7214
599.16 | 328.4731 | 6.2332 | 51.5489 | 0 | 7.2402e-13 | 110.0041 | 0 | 0% | 496.2593 | 167.7862 | 496.2593 | 167.7862
599.18 | 328.6964 | 6.231 | 51.5898 | 0 | 8.629e-14 | 109.9769 | 0 | 0% | 496.4941 | 167.7977 | 496.4941 | 167.7977
599.2 | 328.7887 | 6.2267 | 51.6131 | 0 | 5.265e-13 | 109.9219 | 0 | 0% | 496.5505 | 167.7617 | 496.5505 | 167.7617
599.22 | 328.8153 | 6.2225 | 51.6262 | 0 | 0 | 109.8662 | 0 | 0% | 496.5302 | 167.7149 | 496.5302 | 167.7149
599.24 | 328.8697 | 6.2203 | 51.6404 | 0 | 1.1679e-13 | 109.8407 | 0 | 0% | 496.5711 | 167.7014 | 496.5711 | 167.7014
599.26 | 328.9962 | 6.2212 | 51.6615 | 0 | 2.5887e-13 | 109.8577 | 0 | 0% | 496.7366 | 167.7404 | 496.7366 | 167.7404
599.28 | 329.1483 | 6.2239 | 51.6838 | 0 | 8.1233e-14 | 109.9009 | 0 | 0% | 496.9569 | 167.8085 | 496.9569 | 167.8085
599.3 | 329.2288 | 6.2261 | 51.6955 | 0 | 3.7078e-14 | 109.9374 | 0 | 0% | 497.0878 | 167.8591 | 497.0878 | 167.8591
599.32 | 329.1793 | 6.2263 | 51.6899 | 0 | 0 | 109.9451 | 0 | 0% | 497.0406 | 167.8613 | 497.0406 | 167.8613
599.34 | 329.0386 | 6.2249 | 51.6724 | 0 | 0 | 109.9291 | 0 | 0% | 496.865 | 167.8264 | 496.865 | 167.8264
599.36 | 328.9135 | 6.2235 | 51.6572 | 0 | 0 | 109.915 | 0 | 0% | 496.7093 | 167.7957 | 496.7093 | 167.7957
599.38 | 328.8902 | 6.2238 | 51.6556 | 0 | 0 | 109.9239 | 0 | 0% | 496.6935 | 167.8033 | 496.6935 | 167.8033
599.4 | 328.9699 | 6.2256 | 51.6678 | 0 | 0 | 109.9547 | 0 | 0% | 496.8181 | 167.8482 | 496.8181 | 167.8482
599.42 | 329.0899 | 6.2277 | 51.686 | 0 | 0 | 109.989 | 0 | 0% | 496.9927 | 167.9027 | 496.9927 | 167.9027
599.44 | 329.1949 | 6.229 | 51.7031 | 0 | 0 | 110.0113 | 0 | 0% | 497.1382 | 167.9434 | 497.1382 | 167.9434
599.46 | 329.2745 | 6.2292 | 51.7177 | 0 | 3.4516e-13 | 110.0201 | 0 | 0% | 497.2416 | 167.967 | 497.2416 | 167.967
599.48 | 329.3405 | 6.2291 | 51.7309 | 0 | 3.6867e-13 | 110.0224 | 0 | 0% | 497.3228 | 167.9824 | 497.3228 | 167.9824
599.5 | 329.3868 | 6.2288 | 51.7411 | 0 | 3.1718e-13 | 110.0229 | 0 | 0% | 497.3796 | 167.9928 | 497.3796 | 167.9928
599.52 | 329.3827 | 6.2282 | 51.7439 | 0 | 1.6803e-13 | 110.0199 | 0 | 0% | 497.3747 | 167.992 | 497.3747 | 167.992
599.54 | 329.292 | 6.2271 | 51.7338 | 0 | 1.3904e-13 | 110.0094 | 0 | 0% | 497.2623 | 167.9702 | 497.2623 | 167.9702
599.56 | 329.0934 | 6.2253 | 51.7078 | 0 | 0 | 109.9889 | 0 | 0% | 497.0154 | 167.922 | 497.0154 | 167.922
599.58 | 328.7932 | 6.223 | 51.6666 | 0 | 0 | 109.9614 | 0 | 0% | 496.6442 | 167.851 | 496.6442 | 167.851
599.6 | 328.4333 | 6.221 | 51.6156 | 0 | 3.6235e-14 | 109.9368 | 0 | 0% | 496.2067 | 167.7734 | 496.2067 | 167.7734
599.62 | 328.0771 | 6.2201 | 51.5635 | 0 | 0 | 109.9295 | 0 | 0% | 495.7903 | 167.7131 | 495.7903 | 167.7131
599.64 | 327.7703 | 6.221 | 51.5166 | 0 | 8.3593e-14 | 109.9466 | 0 | 0% | 495.4544 | 167.6841 | 495.4544 | 167.6841
599.66 | 327.5143 | 6.2231 | 51.4758 | 0 | 2.9662e-14 | 109.981 | 0 | 0% | 495.1941 | 167.6798 | 495.1941 | 167.6798
599.68 | 327.2893 | 6.2253 | 51.4397 | 0 | 0 | 110.017 | 0 | 0% | 494.9713 | 167.682 | 494.9713 | 167.682
599.7 | 327.0924 | 6.2268 | 51.409 | 0 | 0 | 110.0431 | 0 | 0% | 494.7713 | 167.6789 | 494.7713 | 167.6789
599.72 | 326.9437 | 6.2274 | 51.3873 | 0 | 6.2021e-14 | 110.0567 | 0 | 0% | 494.615 | 167.6714 | 494.615 | 167.6714
599.74 | 326.8636 | 6.2273 | 51.3774 | 0 | 0.00071643 | 110.0603 | 0 | 0% | 494.5293 | 167.6657 | 494.5293 | 167.6657
599.76 | 326.856 | 6.2267 | 51.3795 | 0 | 0.0067891 | 110.0572 | 0 | 0% | 494.5262 | 167.6702 | 494.5262 | 167.6702
599.78 | 326.9099 | 6.2258 | 51.3919 | 0 | 0.050774 | 110.0494 | 0 | 0% | 494.6278 | 167.7179 | 494.6278 | 167.7179
599.8 | 327.0063 | 6.2247 | 51.4112 | 0 | 0.29969 | 110.0384 | 0 | 0% | 494.9803 | 167.974 | 494.9803 | 167.974
599.82 | 327.1188 | 6.2233 | 51.4336 | 0 | 1.396 | 110.0232 | 0 | 0% | 496.1948 | 169.076 | 496.1948 | 169.076
599.84 | 327.2159 | 6.2214 | 51.4542 | 0 | 5.1323 | 110.0011 | 0 | 0% | 500.025 | 172.8091 | 500.025 | 172.8091
599.86 | 327.2792 | 6.219 | 51.4702 | 0 | 14.8913 | 109.9721 | 0 | 0% | 509.8318 | 182.5527 | 509.8318 | 182.5527
599.88 | 327.3236 | 6.2167 | 51.4832 | 0 | 34.0993 | 109.944 | 0 | 0% | 529.0667 | 201.7432 | 529.0667 | 201.7432
599.9 | 327.389 | 6.2153 | 51.498 | 0 | 61.6247 | 109.9296 | 0 | 0% | 556.6567 | 229.2677 | 556.6567 | 229.2677
599.92 | 327.4983 | 6.2154 | 51.5176 | 0 | 87.8943 | 109.9354 | 0 | 0% | 583.061 | 255.5627 | 583.061 | 255.5627
599.94 | 327.6338 | 6.2164 | 51.5398 | 0 | 98.9378 | 109.9546 | 0 | 0% | 594.2825 | 266.6487 | 594.2825 | 266.6487
599.96 | 327.7654 | 6.2176 | 51.5609 | 0 | 87.8943 | 109.9749 | 0 | 0% | 583.4131 | 255.6477 | 583.4131 | 255.6477
599.98 | 327.892 | 6.2185 | 51.5812 | 0 | 61.6247 | 109.9905 | 0 | 0% | 557.307 | 229.4149 | 557.307 | 229.4149
600 | 328.0432 | 6.2193 | 51.6049 | 0 | 34.0993 | 110.003 | 0 | 0% | 529.9698 | 201.9266 | 529.9698 | 201.9266
600.02 | 328.246 | 6.2201 | 51.6361 | 0 | 14.8913 | 110.0139 | 0 | 0% | 511.0073 | 182.7613 | 511.0073 | 182.7613
600.04 | 328.4999 | 6.2206 | 51.675 | 0 | 5.1323 | 110.0192 | 0 | 0% | 501.5471 | 173.0472 | 501.5471 | 173.0472
600.06 | 328.7757 | 6.2203 | 51.7182 | 0 | 1.396 | 110.0114 | 0 | 0% | 498.1217 | 169.346 | 498.1217 | 169.346
600.08 | 329.0318 | 6.2187 | 51.76 | 0 | 0.29969 | 109.985 | 0 | 0% | 497.2952 | 168.2634 | 497.2952 | 168.2634
600.1 | 329.2443 | 6.216 | 51.7965 | 0 | 0.050774 | 109.9425 | 0 | 0% | 497.2499 | 168.0057 | 497.2499 | 168.0057
600.12 | 329.4333 | 6.2131 | 51.8294 | 0 | 0.0067891 | 109.8979 | 0 | 0% | 497.3805 | 167.9472 | 497.3805 | 167.9472
600.14 | 329.6525 | 6.2116 | 51.8651 | 0 | 0.00071643 | 109.8719 | 0 | 0% | 497.6017 | 167.9492 | 497.6017 | 167.9492
600.16 | 329.936 | 6.2122 | 51.9076 | 0 | 1.1679e-13 | 109.8771 | 0 | 0% | 497.9329 | 167.9969 | 497.9329 | 167.9969
600.18 | 330.2579 | 6.2147 | 51.9533 | 0 | 6.3706e-14 | 109.9088 | 0 | 0% | 498.3348 | 168.0769 | 498.3348 | 168.0769
600.2 | 330.5479 | 6.218 | 51.993 | 0 | 1.1157e-13 | 109.9504 | 0 | 0% | 498.7092 | 168.1613 | 498.7092 | 168.1613
600.22 | 330.7422 | 6.2207 | 52.0184 | 0 | 1.446e-13 | 109.9852 | 0 | 0% | 498.9666 | 168.2243 | 498.9666 | 168.2243
600.24 | 330.8176 | 6.2224 | 52.0266 | 0 | 6.8762e-14 | 110.0051 | 0 | 0% | 499.0718 | 168.2542 | 499.0718 | 168.2542
600.26 | 330.7905 | 6.2231 | 52.0204 | 0 | 1.7123e-13 | 110.0099 | 0 | 0% | 499.0439 | 168.2533 | 499.0439 | 168.2533
600.28 | 330.6994 | 6.2229 | 52.0052 | 0 | 5.3931e-15 | 110.0041 | 0 | 0% | 498.9316 | 168.2322 | 498.9316 | 168.2322
600.3 | 330.5836 | 6.2225 | 51.9866 | 0 | 0 | 109.9939 | 0 | 0% | 498.7866 | 168.203 | 498.7866 | 168.203
600.32 | 330.4647 | 6.2221 | 51.9675 | 0 | 0 | 109.984 | 0 | 0% | 498.6384 | 168.1736 | 498.6384 | 168.1736
600.34 | 330.3369 | 6.2218 | 51.9469 | 0 | 0.00068868 | 109.9753 | 0 | 0% | 498.4816 | 168.1447 | 498.4816 | 168.1447
600.36 | 330.1785 | 6.2214 | 51.9215 | 0 | 0.0065261 | 109.9658 | 0 | 0% | 498.2937 | 168.1152 | 498.2937 | 168.1152
600.38 | 329.9774 | 6.2209 | 51.8897 | 0 | 0.049462 | 109.9542 | 0 | 0% | 498.0916 | 168.1142 | 498.0916 | 168.1142
600.4 | 329.7465 | 6.2204 | 51.8531 | 0 | 0.29428 | 109.9434 | 0 | 0% | 498.0577 | 168.3111 | 498.0577 | 168.3111
600.42 | 329.5162 | 6.2204 | 51.8159 | 0 | 1.3883 | 109.939 | 0 | 0% | 498.8797 | 169.3635 | 498.8797 | 169.3635
600.44 | 329.3112 | 6.2211 | 51.7816 | 0 | 5.2073 | 109.9448 | 0 | 0% | 502.4659 | 173.1547 | 502.4659 | 173.1547
600.46 | 329.133 | 6.2223 | 51.7506 | 0 | 15.5895 | 109.959 | 0 | 0% | 512.6544 | 183.5214 | 512.6544 | 183.5214
600.48 | 328.9605 | 6.2237 | 51.7203 | 0 | 37.4658 | 109.9746 | 0 | 0% | 534.345 | 205.3845 | 534.345 | 205.3845
600.5 | 328.7675 | 6.2247 | 51.6874 | 0 | 72.8377 | 109.9845 | 0 | 0% | 569.5019 | 240.7344 | 569.5019 | 240.7344
600.52 | 328.541 | 6.2251 | 51.6502 | 0 | 115.6319 | 109.9857 | 0 | 0% | 612.0339 | 283.4929 | 612.0339 | 283.4929
600.54 | 328.2825 | 6.225 | 51.6086 | 0 | 151.3858 | 109.9804 | 0 | 0% | 647.4822 | 319.1997 | 647.4822 | 319.1997
600.56 | 327.9962 | 6.2247 | 51.5629 | 0 | 164.761 | 109.9722 | 0 | 0% | 660.517 | 332.5208 | 660.517 | 332.5208
600.58 | 327.6781 | 6.2244 | 51.5123 | 0 | 149.5946 | 109.9629 | 0 | 0% | 644.9722 | 317.2941 | 644.9722 | 317.2941
600.6 | 327.3222 | 6.224 | 51.4559 | 0 | 113.0495 | 109.9531 | 0 | 0% | 608.0047 | 280.6824 | 608.0047 | 280.6824
600.62 | 326.9368 | 6.2237 | 51.3945 | 0 | 70.5943 | 109.9457 | 0 | 0% | 565.095 | 238.1583 | 565.095 | 238.1583
600.64 | 326.5439 | 6.224 | 51.3313 | 0 | 36.0753 | 109.9451 | 0 | 0% | 530.1196 | 203.5757 | 530.1196 | 203.5757
600.66 | 326.16 | 6.2249 | 51.2686 | 0 | 14.9417 | 109.9533 | 0 | 0% | 508.5485 | 182.3885 | 508.5485 | 182.3885
600.68 | 325.7811 | 6.2261 | 51.2062 | 0 | 4.9753 | 109.9666 | 0 | 0% | 498.1553 | 172.3742 | 498.1553 | 172.3742
600.7 | 325.3928 | 6.2272 | 51.1424 | 0 | 1.3238 | 109.9788 | 0 | 0% | 494.065 | 168.6722 | 494.065 | 168.6722
600.72 | 324.9908 | 6.2281 | 51.0769 | 0 | 0.28022 | 109.9865 | 0 | 0% | 492.5625 | 167.5717 | 492.5625 | 167.5717
600.74 | 324.5862 | 6.2286 | 51.0114 | 0 | 0.047059 | 109.9904 | 0 | 0% | 491.8637 | 167.2775 | 491.8637 | 167.2775
600.76 | 324.1917 | 6.2291 | 50.9476 | 0 | 0.0062002 | 109.9928 | 0 | 0% | 491.3674 | 167.1757 | 491.3674 | 167.1757
600.78 | 323.8084 | 6.2295 | 50.8858 | 0 | 0.00065429 | 109.9943 | 0 | 0% | 490.9187 | 167.1102 | 490.9187 | 167.1102
600.8 | 323.4293 | 6.2298 | 50.8247 | 0 | 2.6965e-14 | 109.9942 | 0 | 0% | 490.478 | 167.0486 | 490.478 | 167.0486
600.82 | 323.0558 | 6.2299 | 50.7648 | 0 | 0 | 109.9914 | 0 | 0% | 490.0419 | 166.9861 | 490.0419 | 166.9861
600.84 | 322.709 | 6.2298 | 50.7093 | 0 | 8.2312e-13 | 109.987 | 0 | 0% | 489.6352 | 166.9262 | 489.6352 | 166.9262
600.86 | 322.4243 | 6.2299 | 50.6635 | 0 | 1.4093e-12 | 109.9831 | 0 | 0% | 489.3008 | 166.8765 | 489.3008 | 166.8765
600.88 | 322.2329 | 6.23 | 50.6322 | 0 | 1.7573e-12 | 109.9814 | 0 | 0% | 489.0765 | 166.8436 | 489.0765 | 166.8436
600.9 | 322.1471 | 6.2303 | 50.6173 | 0 | 1.8593e-12 | 109.9811 | 0 | 0% | 488.9759 | 166.8288 | 488.9759 | 166.8288
600.92 | 322.1591 | 6.2305 | 50.6179 | 0 | 1.2643e-12 | 109.9801 | 0 | 0% | 488.9877 | 166.8286 | 488.9877 | 166.8286
600.94 | 322.2514 | 6.2306 | 50.6314 | 0 | 8.5649e-13 | 109.9769 | 0 | 0% | 489.0903 | 166.8388 | 489.0903 | 166.8388
600.96 | 322.4085 | 6.2305 | 50.6551 | 0 | 2.6426e-13 | 109.9722 | 0 | 0% | 489.2663 | 166.8578 | 489.2663 | 166.8578
600.98 | 322.6186 | 6.2306 | 50.6871 | 0 | 1.9348e-13 | 109.9685 | 0 | 0% | 489.5047 | 166.8861 | 489.5047 | 166.8861
601 | 322.866 | 6.2308 | 50.7247 | 0 | 7.1458e-14 | 109.967 | 0 | 0% | 489.7886 | 166.9225 | 489.7886 | 166.9225
601.02 | 323.1228 | 6.231 | 50.7637 | 0 | 4.0448e-15 | 109.9662 | 0 | 0% | 490.0837 | 166.9609 | 490.0837 | 166.9609
601.04 | 323.3521 | 6.231 | 50.7987 | 0 | 0 | 109.9623 | 0 | 0% | 490.3441 | 166.992 | 490.3441 | 166.992
601.06 | 323.5264 | 6.2307 | 50.8256 | 0 | 2.3595e-15 | 109.9533 | 0 | 0% | 490.536 | 167.0096 | 490.536 | 167.0096
601.08 | 323.6441 | 6.2302 | 50.8437 | 0 | 3.7415e-14 | 109.9428 | 0 | 0% | 490.6608 | 167.0167 | 490.6608 | 167.0167
601.1 | 323.7259 | 6.2301 | 50.8556 | 0 | 0 | 109.9374 | 0 | 0% | 490.749 | 167.0231 | 490.749 | 167.0231
601.12 | 323.7952 | 6.2307 | 50.8646 | 0 | 0 | 109.9412 | 0 | 0% | 490.8317 | 167.0365 | 490.8317 | 167.0365
601.14 | 323.8643 | 6.2317 | 50.8729 | 0 | 7.9632e-14 | 109.952 | 0 | 0% | 490.9209 | 167.0566 | 490.9209 | 167.0566
601.16 | 323.9424 | 6.2329 | 50.8824 | 0 | 6.32e-15 | 109.9641 | 0 | 0% | 491.0218 | 167.0793 | 491.0218 | 167.0793
601.18 | 324.0498 | 6.2338 | 50.8968 | 0 | 1.1587e-13 | 109.9732 | 0 | 0% | 491.1536 | 167.1038 | 491.1536 | 167.1038
601.2 | 324.2159 | 6.2344 | 50.9209 | 0 | 3.4196e-13 | 109.9783 | 0 | 0% | 491.3495 | 167.1336 | 491.3495 | 167.1336
601.22 | 324.4631 | 6.2349 | 50.9581 | 0 | 2.1336e-13 | 109.9798 | 0 | 0% | 491.6359 | 167.1728 | 491.6359 | 167.1728
601.24 | 324.7948 | 6.235 | 51.0089 | 0 | 2.8112e-13 | 109.9782 | 0 | 0% | 492.0169 | 167.2221 | 492.0169 | 167.2221
601.26 | 325.1965 | 6.235 | 51.0711 | 0 | 1.6146e-13 | 109.9731 | 0 | 0% | 492.4757 | 167.2791 | 492.4757 | 167.2791
601.28 | 325.6473 | 6.2347 | 51.1413 | 0 | 0 | 109.9647 | 0 | 0% | 492.988 | 167.3407 | 492.988 | 167.3407
601.3 | 326.1299 | 6.2342 | 51.2167 | 0 | 0 | 109.9547 | 0 | 0% | 493.5355 | 167.4056 | 493.5355 | 167.4056
601.32 | 326.633 | 6.2339 | 51.2952 | 0 | 0 | 109.9461 | 0 | 0% | 494.1082 | 167.4752 | 494.1082 | 167.4752
601.34 | 327.1428 | 6.2339 | 51.3742 | 0 | 0 | 109.9419 | 0 | 0% | 494.6929 | 167.5501 | 494.6929 | 167.5501
601.36 | 327.6306 | 6.2343 | 51.4493 | 0 | 1.1545e-13 | 109.9428 | 0 | 0% | 495.2569 | 167.6263 | 495.2569 | 167.6263
601.38 | 328.0483 | 6.2348 | 51.5132 | 0 | 1.2261e-14 | 109.946 | 0 | 0% | 495.7423 | 167.694 | 495.7423 | 167.694
601.4 | 328.3412 | 6.2352 | 51.5575 | 0 | 2.9699e-13 | 109.9484 | 0 | 0% | 496.0823 | 167.7411 | 496.0823 | 167.7411
601.42 | 328.4679 | 6.2356 | 51.5759 | 0 | 2.7335e-13 | 109.9487 | 0 | 0% | 496.2281 | 167.7602 | 496.2281 | 167.7602
601.44 | 328.4096 | 6.2359 | 51.5653 | 0 | 3.0484e-13 | 109.949 | 0 | 0% | 496.1598 | 167.7502 | 496.1598 | 167.7502
601.46 | 328.1624 | 6.2363 | 51.5248 | 0 | 5.1307e-14 | 109.9512 | 0 | 0% | 495.8746 | 167.7123 | 495.8746 | 167.7123
601.48 | 327.7269 | 6.2369 | 51.4545 | 0 | 1.345e-13 | 109.9551 | 0 | 0% | 495.3734 | 167.6465 | 495.3734 | 167.6465
601.5 | 327.1117 | 6.2374 | 51.356 | 0 | 4.4114e-14 | 109.9589 | 0 | 0% | 494.6641 | 167.5524 | 494.6641 | 167.5524
601.52 | 326.3436 | 6.2379 | 51.2337 | 0 | 5.3088e-14 | 109.9613 | 0 | 0% | 493.7764 | 167.4329 | 493.7764 | 167.4329
601.54 | 325.4706 | 6.2382 | 51.0951 | 0 | 0 | 109.9622 | 0 | 0% | 492.7661 | 167.2955 | 492.7661 | 167.2955
601.56 | 324.553 | 6.2385 | 50.9495 | 0 | 1.0786e-14 | 109.962 | 0 | 0% | 491.7031 | 167.1501 | 491.7031 | 167.1501
601.58 | 323.6519 | 6.2387 | 50.8067 | 0 | 0 | 109.9607 | 0 | 0% | 490.658 | 167.0061 | 490.658 | 167.0061
601.6 | 322.8249 | 6.2388 | 50.6757 | 0 | 0 | 109.9572 | 0 | 0% | 489.6966 | 166.8717 | 489.6966 | 166.8717
601.62 | 322.1273 | 6.2385 | 50.5655 | 0 | 0 | 109.9501 | 0 | 0% | 488.8814 | 166.7541 | 488.8814 | 166.7541
601.64 | 321.6087 | 6.238 | 50.4838 | 0 | 3.2359e-14 | 109.9379 | 0 | 0% | 488.2684 | 166.6597 | 488.2684 | 166.6597
601.66 | 321.3018 | 6.237 | 50.436 | 0 | 6.4717e-14 | 109.9196 | 0 | 0% | 487.8944 | 166.5926 | 487.8944 | 166.5926
601.68 | 321.2114 | 6.2355 | 50.4229 | 0 | 3.7212e-13 | 109.8948 | 0 | 0% | 487.7646 | 166.5532 | 487.7646 | 166.5532
601.7 | 321.3163 | 6.2337 | 50.4409 | 0 | 2.0224e-13 | 109.8656 | 0 | 0% | 487.8564 | 166.5401 | 487.8564 | 166.5401
601.72 | 321.5836 | 6.2321 | 50.4841 | 0 | 4.6381e-13 | 109.8385 | 0 | 0% | 488.1383 | 166.5547 | 488.1383 | 166.5547
601.74 | 321.9785 | 6.2313 | 50.5461 | 0 | 6.4852e-13 | 109.8238 | 0 | 0% | 488.5797 | 166.6012 | 488.5797 | 166.6012
601.76 | 322.4546 | 6.232 | 50.6188 | 0 | 1.0921e-12 | 109.8291 | 0 | 0% | 489.1346 | 166.6799 | 489.1346 | 166.6799
601.78 | 322.9395 | 6.234 | 50.691 | 0 | 2.1438e-13 | 109.853 | 0 | 0% | 489.7175 | 166.778 | 489.7175 | 166.778
601.8 | 323.3399 | 6.2366 | 50.749 | 0 | 2.5752e-13 | 109.8853 | 0 | 0% | 490.2109 | 166.8709 | 490.2109 | 166.8709
601.82 | 323.5714 | 6.2389 | 50.7809 | 0 | 2.1572e-14 | 109.9144 | 0 | 0% | 490.5055 | 166.9342 | 490.5055 | 166.9342
601.84 | 323.5848 | 6.2406 | 50.7795 | 0 | 9.7076e-14 | 109.934 | 0 | 0% | 490.5389 | 166.9541 | 490.5389 | 166.9541
601.86 | 323.3735 | 6.2416 | 50.7438 | 0 | 8.0896e-14 | 109.9442 | 0 | 0% | 490.3031 | 166.9296 | 490.3031 | 166.9296
601.88 | 322.9626 | 6.2422 | 50.6775 | 0 | 6.4717e-14 | 109.9481 | 0 | 0% | 489.8302 | 166.8677 | 489.8302 | 166.8677
601.9 | 322.395 | 6.2425 | 50.5868 | 0 | 8.629e-14 | 109.9487 | 0 | 0% | 489.1731 | 166.7781 | 489.1731 | 166.7781
601.92 | 321.7208 | 6.2428 | 50.4796 | 0 | 1.537e-13 | 109.9481 | 0 | 0% | 488.3913 | 166.6705 | 488.3913 | 166.6705
601.94 | 320.9923 | 6.2429 | 50.364 | 0 | 8.0896e-15 | 109.9467 | 0 | 0% | 487.5459 | 166.5536 | 487.5459 | 166.5536
601.96 | 320.2661 | 6.2431 | 50.2488 | 0 | 0 | 109.9444 | 0 | 0% | 486.7023 | 166.4363 | 486.7023 | 166.4363
601.98 | 319.6041 | 6.2431 | 50.1438 | 0 | 0 | 109.9407 | 0 | 0% | 485.9317 | 166.3276 | 485.9317 | 166.3276
602 | 319.0663 | 6.243 | 50.0586 | 0 | 1.837e-14 | 109.9352 | 0 | 0% | 485.303 | 166.2367 | 485.303 | 166.2367
602.02 | 318.6961 | 6.2428 | 49.9998 | 0 | 0 | 109.9276 | 0 | 0% | 484.8663 | 166.1701 | 484.8663 | 166.1701
602.04 | 318.5121 | 6.2424 | 49.9703 | 0 | 8.6795e-14 | 109.9188 | 0 | 0% | 484.6437 | 166.1316 | 484.6437 | 166.1316
602.06 | 318.5111 | 6.2422 | 49.9694 | 0 | 2.7252e-13 | 109.9116 | 0 | 0% | 484.6343 | 166.1232 | 484.6343 | 166.1232
602.08 | 318.6746 | 6.2423 | 49.9938 | 0 | 1.2421e-13 | 109.9096 | 0 | 0% | 484.8203 | 166.1458 | 484.8203 | 166.1458
602.1 | 318.9677 | 6.243 | 50.0378 | 0 | 1.3398e-14 | 109.9145 | 0 | 0% | 485.1631 | 166.1953 | 485.1631 | 166.1953
602.12 | 319.3389 | 6.2439 | 50.0936 | 0 | 0 | 109.9239 | 0 | 0% | 485.6004 | 166.2615 | 485.6004 | 166.2615
602.14 | 319.7264 | 6.2449 | 50.152 | 0 | 6.893e-14 | 109.9332 | 0 | 0% | 486.0564 | 166.3301 | 486.0564 | 166.3301
602.16 | 320.0655 | 6.2456 | 50.2031 | 0 | 1.5075e-13 | 109.9392 | 0 | 0% | 486.4534 | 166.3879 | 486.4534 | 166.3879
602.18 | 320.2931 | 6.2461 | 50.2371 | 0 | 1.9074e-13 | 109.9418 | 0 | 0% | 486.718 | 166.4249 | 486.718 | 166.4249
602.2 | 320.3547 | 6.2464 | 50.2453 | 0 | 1.7292e-13 | 109.9419 | 0 | 0% | 486.7882 | 166.4336 | 486.7882 | 166.4336
602.22 | 320.2195 | 6.2466 | 50.2227 | 0 | 1.2775e-13 | 109.9409 | 0 | 0% | 486.6297 | 166.4102 | 486.6297 | 166.4102
602.24 | 319.8925 | 6.2468 | 50.1701 | 0 | 4.2273e-13 | 109.9393 | 0 | 0% | 486.2487 | 166.3562 | 486.2487 | 166.3562
602.26 | 319.4118 | 6.2469 | 50.0935 | 0 | 1.1958e-13 | 109.9372 | 0 | 0% | 485.6894 | 166.2776 | 485.6894 | 166.2776
602.28 | 318.8364 | 6.247 | 50.002 | 0 | 0 | 109.9348 | 0 | 0% | 485.0203 | 166.1839 | 485.0203 | 166.1839
602.3 | 318.2348 | 6.2472 | 49.9064 | 0 | 5.9124e-14 | 109.9326 | 0 | 0% | 484.321 | 166.0862 | 484.321 | 166.0862
602.32 | 317.6791 | 6.2474 | 49.8179 | 0 | 9.2961e-14 | 109.9312 | 0 | 0% | 483.6756 | 165.9965 | 483.6756 | 165.9965
602.34 | 317.2381 | 6.2476 | 49.7474 | 0 | 9.0008e-14 | 109.9309 | 0 | 0% | 483.164 | 165.9259 | 483.164 | 165.9259
602.36 | 316.97 | 6.248 | 49.7038 | 0 | 1.1966e-13 | 109.9314 | 0 | 0% | 482.8532 | 165.8831 | 482.8532 | 165.8831
602.38 | 316.9137 | 6.2483 | 49.6935 | 0 | 3.8763e-14 | 109.932 | 0 | 0% | 482.7875 | 165.8738 | 482.7875 | 165.8738
602.4 | 317.0819 | 6.2486 | 49.7183 | 0 | 1.4898e-13 | 109.9324 | 0 | 0% | 482.9812 | 165.8993 | 482.9812 | 165.8993
602.42 | 317.457 | 6.2489 | 49.7757 | 0 | 1.3752e-13 | 109.9325 | 0 | 0% | 483.4141 | 165.9571 | 483.4141 | 165.9571
602.44 | 317.9935 | 6.2492 | 49.8584 | 0 | 1.8337e-13 | 109.9323 | 0 | 0% | 484.0334 | 166.0398 | 484.0334 | 166.0398
602.46 | 318.6291 | 6.2494 | 49.9567 | 0 | 2.2651e-13 | 109.9311 | 0 | 0% | 484.7662 | 166.1371 | 484.7662 | 166.1371
602.48 | 319.2986 | 6.2494 | 50.0605 | 0 | 1.8337e-13 | 109.9279 | 0 | 0% | 485.5364 | 166.2378 | 485.5364 | 166.2378
602.5 | 319.9443 | 6.2493 | 50.1609 | 0 | 1.4022e-13 | 109.9219 | 0 | 0% | 486.2764 | 166.3321 | 486.2764 | 166.3321
602.52 | 320.5221 | 6.249 | 50.2508 | 0 | 1.7258e-13 | 109.914 | 0 | 0% | 486.936 | 166.4139 | 486.936 | 166.4139
602.54 | 321.0054 | 6.2488 | 50.3258 | 0 | 8.629e-14 | 109.9069 | 0 | 0% | 487.4869 | 166.4816 | 487.4869 | 166.4816
602.56 | 321.3867 | 6.2489 | 50.3844 | 0 | 0 | 109.904 | 0 | 0% | 487.9241 | 166.5374 | 487.9241 | 166.5374
602.58 | 321.6736 | 6.2494 | 50.4276 | 0 | 0 | 109.9069 | 0 | 0% | 488.2575 | 166.5839 | 488.2575 | 166.5839
602.6 | 321.8802 | 6.2502 | 50.4578 | 0 | 0 | 109.9137 | 0 | 0% | 488.5019 | 166.6217 | 488.5019 | 166.6217
602.62 | 322.0232 | 6.251 | 50.478 | 0 | 3.337e-14 | 109.9209 | 0 | 0% | 488.6731 | 166.6499 | 488.6731 | 166.6499
602.64 | 322.1213 | 6.2516 | 50.4914 | 0 | 0 | 109.9261 | 0 | 0% | 488.7905 | 166.6692 | 488.7905 | 166.6692
602.66 | 322.1963 | 6.2521 | 50.5014 | 0 | 5.1909e-14 | 109.9288 | 0 | 0% | 488.8786 | 166.6823 | 488.8786 | 166.6823
602.68 | 322.2716 | 6.2525 | 50.5117 | 0 | 5.3931e-15 | 109.9296 | 0 | 0% | 488.9654 | 166.6938 | 488.9654 | 166.6938
602.7 | 322.3693 | 6.2527 | 50.5255 | 0 | 1.8876e-13 | 109.9292 | 0 | 0% | 489.0768 | 166.7075 | 489.0768 | 166.7075
602.72 | 322.5048 | 6.2529 | 50.5455 | 0 | 2.9662e-13 | 109.9278 | 0 | 0% | 489.231 | 166.7261 | 489.231 | 166.7261
602.74 | 322.6817 | 6.253 | 50.572 | 0 | 3.2359e-13 | 109.925 | 0 | 0% | 489.4317 | 166.75 | 489.4317 | 166.75
602.76 | 322.8889 | 6.253 | 50.6034 | 0 | 2.4269e-13 | 109.9211 | 0 | 0% | 489.6663 | 166.7775 | 489.6663 | 166.7775
602.78 | 323.1028 | 6.253 | 50.6358 | 0 | 1.4022e-13 | 109.9171 | 0 | 0% | 489.9088 | 166.806 | 489.9088 | 166.806
602.8 | 323.2941 | 6.2532 | 50.6646 | 0 | 0.00033736 | 109.9148 | 0 | 0% | 490.1269 | 166.8328 | 490.1269 | 166.8328
602.82 | 323.4353 | 6.2534 | 50.6852 | 0 | 0.0033757 | 109.9147 | 0 | 0% | 490.2921 | 166.8567 | 490.2921 | 166.8567
602.84 | 323.5059 | 6.2538 | 50.6947 | 0 | 0.025603 | 109.916 | 0 | 0% | 490.396 | 166.8901 | 490.396 | 166.8901
602.86 | 323.4922 | 6.2541 | 50.691 | 0 | 0.15379 | 109.9165 | 0 | 0% | 490.5076 | 167.0154 | 490.5076 | 167.0154
602.88 | 323.387 | 6.2543 | 50.6732 | 0 | 0.73215 | 109.9142 | 0 | 0% | 490.9609 | 167.5739 | 490.9609 | 167.5739
602.9 | 323.193 | 6.2542 | 50.6419 | 0 | 2.7651 | 109.909 | 0 | 0% | 492.7632 | 169.5702 | 492.7632 | 169.5702
602.92 | 322.9286 | 6.254 | 50.5996 | 0 | 8.2928 | 109.9026 | 0 | 0% | 497.9777 | 175.0491 | 497.9777 | 175.0491
602.94 | 322.6284 | 6.254 | 50.5516 | 0 | 19.7728 | 109.898 | 0 | 0% | 509.1048 | 186.4764 | 509.1048 | 186.4764
602.96 | 322.3358 | 6.2542 | 50.5044 | 0 | 37.5271 | 109.8967 | 0 | 0% | 526.5182 | 204.1824 | 526.5182 | 204.1824
602.98 | 322.0935 | 6.2546 | 50.4648 | 0 | 56.7656 | 109.8981 | 0 | 0% | 545.4766 | 223.3831 | 545.4766 | 223.3831
603 | 321.9396 | 6.2551 | 50.439 | 0 | 68.5209 | 109.9007 | 0 | 0% | 557.0552 | 235.1156 | 557.0552 | 235.1156
603.02 | 321.9037 | 6.2556 | 50.4316 | 0 | 66.0764 | 109.9037 | 0 | 0% | 554.5709 | 232.6672 | 554.5709 | 232.6672
603.04 | 322.0021 | 6.2561 | 50.4451 | 0 | 50.9506 | 109.9071 | 0 | 0% | 539.561 | 217.559 | 539.561 | 217.559
603.06 | 322.2326 | 6.2566 | 50.4793 | 0 | 31.4342 | 109.9108 | 0 | 0% | 520.3136 | 198.081 | 520.3136 | 198.081
603.08 | 322.5776 | 6.2572 | 50.5315 | 0 | 15.521 | 109.9141 | 0 | 0% | 504.8014 | 182.2238 | 504.8014 | 182.2238
603.1 | 323.0105 | 6.2576 | 50.5975 | 0 | 6.1326 | 109.9164 | 0 | 0% | 495.9146 | 172.9041 | 495.9146 | 172.9041
603.12 | 323.5023 | 6.258 | 50.6729 | 0 | 1.9381 | 109.9172 | 0 | 0% | 492.2884 | 168.7861 | 492.2884 | 168.7861
603.14 | 324.025 | 6.2582 | 50.7533 | 0 | 0.48947 | 109.9164 | 0 | 0% | 491.4424 | 167.4174 | 491.4424 | 167.4174
603.16 | 324.5512 | 6.2584 | 50.8343 | 0 | 0.098691 | 109.9145 | 0 | 0% | 491.657 | 167.1059 | 491.657 | 167.1059
603.18 | 325.0541 | 6.2585 | 50.9117 | 0 | 0.015867 | 109.9122 | 0 | 0% | 492.1524 | 167.0983 | 492.1524 | 167.0983
603.2 | 325.5077 | 6.2587 | 50.9814 | 0 | 0.0020314 | 109.9106 | 0 | 0% | 492.6603 | 167.1526 | 492.6603 | 167.1526
603.22 | 325.8882 | 6.2589 | 51.0395 | 0 | 0.00017877 | 109.9098 | 0 | 0% | 493.0965 | 167.2084 | 493.0965 | 167.2084
603.24 | 326.1813 | 6.2592 | 51.0839 | 0 | 1.1764e-13 | 109.9093 | 0 | 0% | 493.4336 | 167.2523 | 493.4336 | 167.2523
603.26 | 326.3934 | 6.2593 | 51.1157 | 0 | 4.2302e-14 | 109.9078 | 0 | 0% | 493.6763 | 167.2829 | 493.6763 | 167.2829
603.28 | 326.5581 | 6.2595 | 51.1402 | 0 | 0 | 109.9056 | 0 | 0% | 493.8634 | 167.3053 | 493.8634 | 167.3053
603.3 | 326.7296 | 6.2596 | 51.1657 | 0 | 0 | 109.9037 | 0 | 0% | 494.0586 | 167.329 | 494.0586 | 167.329
603.32 | 326.9629 | 6.2599 | 51.2008 | 0 | 0 | 109.9029 | 0 | 0% | 494.3265 | 167.3636 | 494.3265 | 167.3636
603.34 | 327.2967 | 6.2602 | 51.2516 | 0 | 0.00034428 | 109.9033 | 0 | 0% | 494.7122 | 167.4154 | 494.7122 | 167.4154
603.36 | 327.7477 | 6.2606 | 51.3206 | 0 | 0.0032625 | 109.9045 | 0 | 0% | 495.2366 | 167.4889 | 495.2366 | 167.4889
603.38 | 328.3129 | 6.261 | 51.4074 | 0 | 0.024666 | 109.9062 | 0 | 0% | 495.9121 | 167.5992 | 495.9121 | 167.5992
603.4 | 328.9733 | 6.2614 | 51.5091 | 0 | 0.14656 | 109.9084 | 0 | 0% | 496.7988 | 167.8255 | 496.7988 | 167.8255
603.42 | 329.6973 | 6.2619 | 51.6207 | 0 | 0.68992 | 109.9109 | 0 | 0% | 498.1807 | 168.4834 | 498.1807 | 168.4834
603.44 | 330.4444 | 6.2623 | 51.7359 | 0 | 2.5791 | 109.9132 | 0 | 0% | 500.9349 | 170.4905 | 500.9349 | 170.4905
603.46 | 331.1691 | 6.2627 | 51.8477 | 0 | 7.6824 | 109.9148 | 0 | 0% | 506.8767 | 175.7076 | 506.8767 | 175.7076
603.48 | 331.8257 | 6.2631 | 51.9489 | 0 | 18.3281 | 109.9156 | 0 | 0% | 518.2814 | 186.4557 | 518.2814 | 186.4557
603.5 | 332.3757 | 6.2634 | 52.0334 | 0 | 35.271 | 109.9159 | 0 | 0% | 535.8594 | 203.4837 | 535.8594 | 203.4837
603.52 | 332.7972 | 6.2637 | 52.0979 | 0 | 55.2599 | 109.9157 | 0 | 0% | 556.3344 | 223.5372 | 556.3344 | 223.5372
603.54 | 333.0897 | 6.2639 | 52.1423 | 0 | 71.2338 | 109.9152 | 0 | 0% | 572.645 | 239.5553 | 572.645 | 239.5553
603.56 | 333.27 | 6.2642 | 52.1691 | 0 | 76.3056 | 109.9144 | 0 | 0% | 577.9232 | 244.6532 | 577.9232 | 244.6532
603.58 | 333.3634 | 6.2644 | 52.1823 | 0 | 68.3621 | 109.9132 | 0 | 0% | 570.0853 | 236.7219 | 570.0853 | 236.7219
603.6 | 333.3958 | 6.2646 | 52.186 | 0 | 51.2596 | 109.9118 | 0 | 0% | 553.0177 | 219.6219 | 553.0177 | 219.6219
603.62 | 333.3903 | 6.2648 | 52.1837 | 0 | 32.0062 | 109.9106 | 0 | 0% | 533.7555 | 200.3652 | 533.7555 | 200.3652
603.64 | 333.3652 | 6.265 | 52.1783 | 0 | 16.4971 | 109.9101 | 0 | 0% | 518.2157 | 184.8505 | 518.2157 | 184.8505
603.66 | 333.3334 | 6.2653 | 52.1717 | 0 | 6.9532 | 109.9104 | 0 | 0% | 508.634 | 175.3006 | 508.634 | 175.3006
603.68 | 333.3028 | 6.2657 | 52.1652 | 0 | 2.377 | 109.9111 | 0 | 0% | 504.0217 | 170.719 | 504.0217 | 170.719
603.7 | 333.2779 | 6.266 | 52.1597 | 0 | 0.65512 | 109.9116 | 0 | 0% | 502.2704 | 168.9924 | 502.2704 | 168.9924
603.72 | 333.262 | 6.2663 | 52.1556 | 0 | 0.14501 | 109.9117 | 0 | 0% | 501.7405 | 168.4786 | 501.7405 | 168.4786
603.74 | 333.2574 | 6.2665 | 52.1533 | 0 | 0.025722 | 109.9113 | 0 | 0% | 501.6143 | 168.3568 | 501.6143 | 168.3568
603.76 | 333.2652 | 6.2668 | 52.153 | 0 | 0.0036242 | 109.9107 | 0 | 0% | 501.5992 | 168.3341 | 501.5992 | 168.3341
603.78 | 333.2837 | 6.267 | 52.1543 | 0 | 0.00041333 | 109.9101 | 0 | 0% | 501.6155 | 168.3319 | 501.6155 | 168.3319
603.8 | 333.3095 | 6.2673 | 52.1568 | 0 | 1.5457e-05 | 109.9095 | 0 | 0% | 501.643 | 168.3336 | 501.643 | 168.3336
603.82 | 333.3397 | 6.2675 | 52.16 | 0 | 0 | 109.9088 | 0 | 0% | 501.6759 | 168.3363 | 501.6759 | 168.3363
603.84 | 333.3739 | 6.2678 | 52.1638 | 0 | 0 | 109.9081 | 0 | 0% | 501.7136 | 168.3397 | 501.7136 | 168.3397
603.86 | 333.4133 | 6.268 | 52.1684 | 0 | 0 | 109.9078 | 0 | 0% | 501.7576 | 168.3443 | 501.7576 | 168.3443
603.88 | 333.458 | 6.2683 | 52.1739 | 0 | 0 | 109.908 | 0 | 0% | 501.8082 | 168.3502 | 501.8082 | 168.3502
603.9 | 333.5063 | 6.2687 | 52.1798 | 0 | 0 | 109.9086 | 0 | 0% | 501.8634 | 168.3571 | 501.8634 | 168.3571
603.92 | 333.5552 | 6.269 | 52.1858 | 0 | 0 | 109.9095 | 0 | 0% | 501.9195 | 168.3644 | 501.9195 | 168.3644
603.94 | 333.6016 | 6.2694 | 52.1915 | 0 | 0 | 109.9104 | 0 | 0% | 501.9729 | 168.3713 | 501.9729 | 168.3713
603.96 | 333.6435 | 6.2697 | 52.1964 | 0 | 0 | 109.9113 | 0 | 0% | 502.021 | 168.3775 | 502.021 | 168.3775
603.98 | 333.6804 | 6.2701 | 52.2006 | 0 | 4.0606e-15 | 109.9119 | 0 | 0% | 502.063 | 168.3826 | 502.063 | 168.3826
604 | 333.7137 | 6.2704 | 52.2043 | 0 | 0 | 109.9121 | 0 | 0% | 502.1004 | 168.3868 | 502.1004 | 168.3868
604.02 | 333.7461 | 6.2707 | 52.2078 | 0 | 1.3805e-13 | 109.912 | 0 | 0% | 502.1367 | 168.3905 | 502.1367 | 168.3905
604.04 | 333.7808 | 6.2709 | 52.2117 | 0 | 1.2616e-13 | 109.9119 | 0 | 0% | 502.1753 | 168.3945 | 502.1753 | 168.3945
604.06 | 333.8199 | 6.2712 | 52.2163 | 0 | 2.6342e-14 | 109.9116 | 0 | 0% | 502.219 | 168.3991 | 502.219 | 168.3991
604.08 | 333.8641 | 6.2715 | 52.2217 | 0 | 2.1212e-14 | 109.911 | 0 | 0% | 502.2682 | 168.4042 | 502.2682 | 168.4042
604.1 | 333.912 | 6.2717 | 52.2277 | 0 | 0 | 109.9099 | 0 | 0% | 502.3213 | 168.4093 | 502.3213 | 168.4093
604.12 | 333.9614 | 6.2718 | 52.234 | 0 | 0 | 109.9082 | 0 | 0% | 502.3755 | 168.4141 | 502.3755 | 168.4141
604.14 | 334.0096 | 6.272 | 52.2401 | 0 | 0 | 109.9066 | 0 | 0% | 502.4282 | 168.4187 | 502.4282 | 168.4187
604.16 | 334.0526 | 6.2723 | 52.2453 | 0 | 0 | 109.9058 | 0 | 0% | 502.476 | 168.4234 | 502.476 | 168.4234
604.18 | 334.0842 | 6.2726 | 52.2486 | 0 | 0 | 109.9063 | 0 | 0% | 502.5117 | 168.4275 | 502.5117 | 168.4275
604.2 | 334.0953 | 6.273 | 52.2485 | 0 | 0 | 109.9077 | 0 | 0% | 502.5246 | 168.4292 | 502.5246 | 168.4292
604.22 | 334.0787 | 6.2733 | 52.2442 | 0 | 0 | 109.9089 | 0 | 0% | 502.5052 | 168.4265 | 502.5052 | 168.4265
604.24 | 334.0335 | 6.2737 | 52.2355 | 0 | 1.2033e-13 | 109.9092 | 0 | 0% | 502.4519 | 168.4184 | 502.4519 | 168.4184
604.26 | 333.9665 | 6.2739 | 52.2235 | 0 | 1.6853e-14 | 109.9088 | 0 | 0% | 502.3728 | 168.4063 | 502.3728 | 168.4063
604.28 | 333.8891 | 6.2742 | 52.2099 | 0 | 0 | 109.9086 | 0 | 0% | 502.2817 | 168.3927 | 502.2817 | 168.3927
604.3 | 333.8124 | 6.2745 | 52.1963 | 0 | 0 | 109.909 | 0 | 0% | 502.1923 | 168.3798 | 502.1923 | 168.3798
604.32 | 333.7446 | 6.2749 | 52.1841 | 0 | 0 | 109.91 | 0 | 0% | 502.1135 | 168.369 | 502.1135 | 168.369
604.34 | 333.6902 | 6.2752 | 52.174 | 0 | 6.0672e-15 | 109.911 | 0 | 0% | 502.0505 | 168.3602 | 502.0505 | 168.3602
604.36 | 333.6526 | 6.2756 | 52.1665 | 0 | 0 | 109.9116 | 0 | 0% | 502.0062 | 168.3537 | 502.0062 | 168.3537
604.38 | 333.6337 | 6.2759 | 52.162 | 0 | 2.0544e-13 | 109.9115 | 0 | 0% | 501.9831 | 168.3494 | 501.9831 | 168.3494
604.4 | 333.6339 | 6.2761 | 52.1606 | 0 | 0 | 109.9108 | 0 | 0% | 501.9814 | 168.3475 | 501.9814 | 168.3475
604.42 | 333.6505 | 6.2763 | 52.1618 | 0 | 9.7076e-14 | 109.9097 | 0 | 0% | 501.9983 | 168.3478 | 501.9983 | 168.3478
604.44 | 333.6789 | 6.2765 | 52.1648 | 0 | 0 | 109.9084 | 0 | 0% | 502.0286 | 168.3497 | 502.0286 | 168.3497
604.46 | 333.7133 | 6.2767 | 52.1688 | 0 | 6.7414e-16 | 109.9072 | 0 | 0% | 502.066 | 168.3527 | 502.066 | 168.3527
604.48 | 333.7491 | 6.2769 | 52.1729 | 0 | 0 | 109.9062 | 0 | 0% | 502.1051 | 168.356 | 502.1051 | 168.356
604.5 | 333.7845 | 6.2772 | 52.1769 | 0 | 3.4718e-14 | 109.9054 | 0 | 0% | 502.144 | 168.3595 | 502.144 | 168.3595
604.52 | 333.821 | 6.2774 | 52.1811 | 0 | 6.0672e-14 | 109.905 | 0 | 0% | 502.1845 | 168.3635 | 502.1845 | 168.3635
604.54 | 333.8617 | 6.2777 | 52.1858 | 0 | 1.2e-13 | 109.9054 | 0 | 0% | 502.2307 | 168.369 | 502.2307 | 168.369
604.56 | 333.9088 | 6.2781 | 52.1914 | 0 | 1.5842e-13 | 109.9066 | 0 | 0% | 502.2849 | 168.3762 | 502.2849 | 168.3762
604.58 | 333.9607 | 6.2785 | 52.1977 | 0 | 1.0247e-13 | 109.9082 | 0 | 0% | 502.3451 | 168.3844 | 502.3451 | 168.3844
604.6 | 334.0136 | 6.2789 | 52.2043 | 0 | 1.2134e-13 | 109.9093 | 0 | 0% | 502.4061 | 168.3925 | 502.4061 | 168.3925
604.62 | 334.0644 | 6.2792 | 52.2106 | 0 | 0 | 109.9096 | 0 | 0% | 502.4638 | 168.3994 | 502.4638 | 168.3994
604.64 | 334.1123 | 6.2795 | 52.2165 | 0 | 5.7976e-14 | 109.9094 | 0 | 0% | 502.5177 | 168.4054 | 502.5177 | 168.4054
604.66 | 334.1593 | 6.2797 | 52.2223 | 0 | 0 | 109.909 | 0 | 0% | 502.5704 | 168.4111 | 502.5704 | 168.4111
604.68 | 334.208 | 6.28 | 52.2284 | 0 | 1.1393e-13 | 109.9089 | 0 | 0% | 502.6253 | 168.4173 | 502.6253 | 168.4173
604.7 | 334.2614 | 6.2803 | 52.2352 | 0 | 8.3593e-14 | 109.9088 | 0 | 0% | 502.6857 | 168.4243 | 502.6857 | 168.4243
604.72 | 334.3228 | 6.2806 | 52.2433 | 0 | 1.7662e-13 | 109.9086 | 0 | 0% | 502.7553 | 168.4324 | 502.7553 | 168.4324
604.74 | 334.3963 | 6.2808 | 52.2533 | 0 | 2.0629e-13 | 109.9082 | 0 | 0% | 502.8387 | 168.4423 | 502.8387 | 168.4423
604.76 | 334.4857 | 6.2811 | 52.2658 | 0 | 2.346e-13 | 109.9078 | 0 | 0% | 502.9404 | 168.4547 | 502.9404 | 168.4547
604.78 | 334.5928 | 6.2814 | 52.281 | 0 | 1.7595e-13 | 109.9076 | 0 | 0% | 503.0629 | 168.47 | 503.0629 | 168.47
604.8 | 334.7167 | 6.2817 | 52.2989 | 0 | 1.4696e-13 | 109.9076 | 0 | 0% | 503.2049 | 168.4882 | 503.2049 | 168.4882
604.82 | 334.8534 | 6.282 | 52.3187 | 0 | 1.8202e-13 | 109.9076 | 0 | 0% | 503.3617 | 168.5082 | 503.3617 | 168.5082
604.84 | 334.9945 | 6.2822 | 52.3392 | 0 | 3.7078e-14 | 109.9061 | 0 | 0% | 503.5221 | 168.5276 | 503.5221 | 168.5276
604.86 | 335.109 | 6.2818 | 52.3556 | 0 | 1.928e-13 | 109.8951 | 0 | 0% | 503.6416 | 168.5326 | 503.6416 | 168.5326
604.88 | 335.0546 | 6.2784 | 52.3456 | 0 | 2.0898e-13 | 109.8303 | 0 | 0% | 503.509 | 168.4544 | 503.509 | 168.4544
604.9 | 334.2665 | 6.2615 | 52.2211 | 0 | 8.7638e-14 | 109.529 | 0 | 0% | 502.278 | 168.0115 | 502.278 | 168.0115
604.92 | 331.0007 | 6.1984 | 51.7095 | 0 | 7.5503e-14 | 108.4218 | 0 | 0% | 497.3304 | 166.3297 | 497.3304 | 166.3297
604.94 | 321.2869 | 6.0151 | 50.1908 | 0 | 9.7076e-14 | 105.2105 | 0 | 0% | 482.7032 | 161.4163 | 482.7032 | 161.4163
604.96 | 298.8987 | 5.5949 | 46.6923 | 0 | 0 | 97.8576 | 0 | 0% | 449.0435 | 150.1449 | 449.0435 | 150.1449
604.98 | 258.3552 | 4.8353 | 40.3582 | 0 | 1.1393e-13 | 84.5701 | 0 | 0% | 388.1188 | 129.7636 | 388.1188 | 129.7636
605 | 200.4838 | 3.7519 | 31.3175 | 0 | 2.6291e-14 | 65.6187 | 0 | 0% | 301.1719 | 100.6881 | 301.1719 | 100.6881
605.032 | 249.6539 | 4.8343 | 40.3935 | 0 | 1.7208e-13 | 84.5688 | 0 | 0% | 379.4505 | 129.7966 | 379.4505 | 129.7966
605.064 | 288.9035 | 5.5933 | 46.7453 | 0 | 0 | 97.8558 | 0 | 0% | 439.0979 | 150.1944 | 439.0979 | 150.1944
605.096 | 310.6293 | 6.0129 | 50.2622 | 0 | 0 | 105.2082 | 0 | 0% | 472.1125 | 161.4832 | 472.1125 | 161.4832
605.128 | 320.1092 | 6.1956 | 51.798 | 0 | 0 | 108.4193 | 0 | 0% | 486.5221 | 166.4129 | 486.5221 | 166.4129
605.16 | 323.3436 | 6.2579 | 52.3234 | 0 | 0 | 109.5266 | 0 | 0% | 491.4516 | 168.108 | 491.4516 | 168.108
605.192 | 324.1587 | 6.2742 | 52.4574 | 0 | 0 | 109.8285 | 0 | 0% | 492.7189 | 168.5601 | 492.7189 | 168.5601
605.224 | 324.2362 | 6.277 | 52.4721 | 0 | 0 | 109.894 | 0 | 0% | 492.8793 | 168.6431 | 492.8793 | 168.6431
605.256 | 324.1229 | 6.2768 | 52.4559 | 0 | 0 | 109.9058 | 0 | 0% | 492.7613 | 168.6384 | 492.7613 | 168.6384
605.288 | 323.9553 | 6.2759 | 52.4309 | 0 | 0 | 109.9081 | 0 | 0% | 492.5702 | 168.6149 | 492.5702 | 168.6149
605.32 | 323.7522 | 6.275 | 52.4002 | 0 | 0 | 109.909 | 0 | 0% | 492.3364 | 168.5842 | 492.3364 | 168.5842
605.352 | 323.4949 | 6.2741 | 52.3607 | 0 | 0 | 109.9098 | 0 | 0% | 492.0395 | 168.5446 | 492.0395 | 168.5446
605.384 | 323.1503 | 6.2732 | 52.3071 | 0 | 0 | 109.9105 | 0 | 0% | 491.6411 | 168.4908 | 491.6411 | 168.4908
605.416 | 322.6898 | 6.2723 | 52.2347 | 0 | 3.0115e-13 | 109.9113 | 0 | 0% | 491.1081 | 168.4183 | 491.1081 | 168.4183
605.448 | 322.1095 | 6.2714 | 52.1429 | 0 | 0 | 109.9121 | 0 | 0% | 490.4358 | 168.3263 | 490.4358 | 168.3263
605.48 | 321.4398 | 6.2705 | 52.0366 | 0 | 0 | 109.9129 | 0 | 0% | 489.6597 | 168.2199 | 489.6597 | 168.2199
605.512 | 320.7405 | 6.2696 | 51.9255 | 0 | 0 | 109.9135 | 0 | 0% | 488.849 | 168.1086 | 488.849 | 168.1086
605.544 | 320.0836 | 6.2686 | 51.8213 | 0 | 0 | 109.9139 | 0 | 0% | 488.0875 | 168.0039 | 488.0875 | 168.0039
605.576 | 319.5329 | 6.2677 | 51.7344 | 0 | 0 | 109.9142 | 0 | 0% | 487.4491 | 167.9162 | 487.4491 | 167.9162
605.608 | 319.1262 | 6.2667 | 51.6708 | 0 | 0 | 109.9142 | 0 | 0% | 486.9779 | 167.8517 | 486.9779 | 167.8517
605.64 | 318.8687 | 6.2657 | 51.6313 | 0 | 0 | 109.9141 | 0 | 0% | 486.6799 | 167.8112 | 486.6799 | 167.8112
605.672 | 318.7395 | 6.2648 | 51.6127 | 0 | 0 | 109.9139 | 0 | 0% | 486.5308 | 167.7914 | 486.5308 | 167.7914
605.704 | 318.7076 | 6.2638 | 51.6099 | 0 | 0 | 109.9136 | 0 | 0% | 486.4949 | 167.7873 | 486.4949 | 167.7873
605.736 | 318.7454 | 6.2628 | 51.6184 | 0 | 0 | 109.9134 | 0 | 0% | 486.54 | 167.7945 | 486.54 | 167.7945
605.768 | 318.8327 | 6.2618 | 51.6349 | 0 | 0 | 109.9132 | 0 | 0% | 486.6426 | 167.8099 | 486.6426 | 167.8099
605.8 | 318.9544 | 6.2608 | 51.6569 | 0 | 0 | 109.913 | 0 | 0% | 486.7852 | 167.8308 | 486.7852 | 167.8308
605.832 | 319.1019 | 6.2599 | 51.6832 | 0 | 0 | 109.9129 | 0 | 0% | 486.9578 | 167.8559 | 486.9578 | 167.8559
605.864 | 319.2788 | 6.2589 | 51.7142 | 0 | 1.2906e-13 | 109.9128 | 0 | 0% | 487.1647 | 167.8859 | 487.1647 | 167.8859
605.896 | 319.5064 | 6.2579 | 51.7533 | 0 | 5.1625e-13 | 109.9129 | 0 | 0% | 487.4306 | 167.9242 | 487.4306 | 167.9242
605.928 | 319.8192 | 6.257 | 51.8062 | 0 | 0 | 109.9133 | 0 | 0% | 487.7957 | 167.9765 | 487.7957 | 167.9765
605.96 | 320.2481 | 6.2561 | 51.8779 | 0 | 1.7208e-13 | 109.9139 | 0 | 0% | 488.296 | 168.0478 | 488.296 | 168.0478
605.992 | 320.7994 | 6.2552 | 51.9693 | 0 | 6.023e-13 | 109.9147 | 0 | 0% | 488.9386 | 168.1392 | 488.9386 | 168.1392
606.024 | 321.4414 | 6.2543 | 52.0755 | 0 | 0 | 109.9155 | 0 | 0% | 489.6866 | 168.2452 | 489.6866 | 168.2452
606.056 | 322.1075 | 6.2533 | 52.1856 | 0 | 0 | 109.9163 | 0 | 0% | 490.4626 | 168.3552 | 490.4626 | 168.3552
606.088 | 322.7145 | 6.2524 | 52.2861 | 0 | 0 | 109.917 | 0 | 0% | 491.1701 | 168.4555 | 491.1701 | 168.4555
606.12 | 323.1898 | 6.2515 | 52.3652 | 0 | 0 | 109.9178 | 0 | 0% | 491.7244 | 168.5346 | 491.7244 | 168.5346
606.152 | 323.4952 | 6.2506 | 52.4169 | 0 | 0 | 109.9186 | 0 | 0% | 492.0814 | 168.5861 | 492.0814 | 168.5861
606.184 | 323.6352 | 6.2497 | 52.4417 | 0 | 0 | 109.9195 | 0 | 0% | 492.2461 | 168.6109 | 492.2461 | 168.6109
606.216 | 323.641 | 6.2488 | 52.4448 | 0 | 0 | 109.9203 | 0 | 0% | 492.2549 | 168.614 | 492.2549 | 168.614
606.248 | 323.5398 | 6.2479 | 52.4306 | 0 | 0 | 109.9212 | 0 | 0% | 492.1394 | 168.5997 | 492.1394 | 168.5997
606.28 | 323.3254 | 6.247 | 52.398 | 0 | 0 | 109.922 | 0 | 0% | 491.8924 | 168.567 | 491.8924 | 168.567
606.312 | 322.9507 | 6.2461 | 52.3395 | 0 | 0 | 109.9228 | 0 | 0% | 491.4591 | 168.5084 | 491.4591 | 168.5084
606.344 | 322.3502 | 6.2452 | 52.2443 | 0 | 1.7208e-13 | 109.9237 | 0 | 0% | 490.7634 | 168.4131 | 490.7634 | 168.4131
606.376 | 321.483 | 6.2443 | 52.1059 | 0 | 0 | 109.9244 | 0 | 0% | 489.7576 | 168.2746 | 489.7576 | 168.2746
606.408 | 320.3702 | 6.2434 | 51.9277 | 0 | 0 | 109.9252 | 0 | 0% | 488.4665 | 168.0963 | 488.4665 | 168.0963
606.44 | 319.1024 | 6.2424 | 51.7244 | 0 | 3.4417e-13 | 109.9259 | 0 | 0% | 486.9951 | 167.8927 | 486.9951 | 167.8927
606.472 | 317.814 | 6.2415 | 51.5177 | 0 | 0 | 109.9265 | 0 | 0% | 485.4997 | 167.6857 | 485.4997 | 167.6857
606.504 | 316.644 | 6.2406 | 51.3302 | 0 | 6.8834e-13 | 109.927 | 0 | 0% | 484.1418 | 167.4978 | 484.1418 | 167.4978
606.536 | 315.6996 | 6.2396 | 51.1793 | 0 | 0 | 109.9274 | 0 | 0% | 483.0459 | 167.3463 | 483.0459 | 167.3463
606.568 | 315.0342 | 6.2387 | 51.0736 | 0 | 0.00010337 | 109.9276 | 0 | 0% | 482.2743 | 167.2401 | 482.2743 | 167.2401
606.6 | 314.6438 | 6.2377 | 51.0126 | 0 | 0.001042 | 109.9278 | 0 | 0% | 481.8229 | 167.1791 | 481.8229 | 167.1791
606.632 | 314.4821 | 6.2368 | 50.9886 | 0 | 0.0079804 | 109.9279 | 0 | 0% | 481.6434 | 167.1613 | 481.6434 | 167.1613
606.664 | 314.4867 | 6.2358 | 50.9916 | 0 | 0.04826 | 109.928 | 0 | 0% | 481.6904 | 167.2037 | 481.6904 | 167.2037
606.696 | 314.6016 | 6.2349 | 51.0125 | 0 | 0.23198 | 109.9281 | 0 | 0% | 482.009 | 167.4074 | 482.009 | 167.4074
606.728 | 314.7874 | 6.2339 | 51.0449 | 0 | 0.88836 | 109.9281 | 0 | 0% | 482.8828 | 168.0953 | 482.8828 | 168.0953
606.76 | 315.0242 | 6.2329 | 51.0857 | 0 | 2.7178 | 109.9281 | 0 | 0% | 484.9887 | 169.9645 | 484.9887 | 169.9645
606.792 | 315.3145 | 6.232 | 51.1351 | 0 | 6.6657 | 109.928 | 0 | 0% | 489.2753 | 173.9608 | 489.2753 | 173.9608
606.824 | 315.6895 | 6.231 | 51.1983 | 0 | 13.1626 | 109.928 | 0 | 0% | 496.2093 | 180.5198 | 496.2093 | 180.5198
606.856 | 316.2088 | 6.23 | 51.2848 | 0 | 21.027 | 109.9282 | 0 | 0% | 504.6789 | 188.47 | 504.6789 | 188.47
606.888 | 316.941 | 6.2291 | 51.4057 | 0 | 27.3101 | 109.9289 | 0 | 0% | 511.8149 | 194.8739 | 511.8149 | 194.8739
606.92 | 317.927 | 6.2282 | 51.5677 | 0 | 28.9695 | 109.9301 | 0 | 0% | 514.6225 | 196.6955 | 514.6225 | 196.6955
606.952 | 319.1481 | 6.2274 | 51.7678 | 0 | 25.1791 | 109.9317 | 0 | 0% | 512.254 | 193.1059 | 512.254 | 193.1059
606.984 | 320.5181 | 6.2265 | 51.992 | 0 | 17.9546 | 109.9334 | 0 | 0% | 506.6247 | 186.1065 | 506.6247 | 186.1065
607.016 | 321.9037 | 6.2257 | 52.2187 | 0 | 10.4935 | 109.935 | 0 | 0% | 500.7766 | 178.8728 | 500.7766 | 178.8728
607.048 | 323.1633 | 6.2248 | 52.4251 | 0 | 5.0114 | 109.9364 | 0 | 0% | 496.7609 | 173.5976 | 496.7609 | 173.5976
607.08 | 324.1891 | 6.2239 | 52.5935 | 0 | 1.947 | 109.9376 | 0 | 0% | 494.8912 | 170.7021 | 494.8912 | 170.7021
607.112 | 324.9358 | 6.223 | 52.7168 | 0 | 0.61236 | 109.9387 | 0 | 0% | 494.4266 | 169.4909 | 494.4266 | 169.4909
607.144 | 325.4236 | 6.2221 | 52.798 | 0 | 0.15515 | 109.9397 | 0 | 0% | 494.5387 | 169.1151 | 494.5387 | 169.1151
607.176 | 325.7151 | 6.2213 | 52.8475 | 0 | 0.031532 | 109.9407 | 0 | 0% | 494.7561 | 169.041 | 494.7561 | 169.041
607.208 | 325.8811 | 6.2203 | 52.8767 | 0 | 0.0051215 | 109.9416 | 0 | 0% | 494.9249 | 169.0437 | 494.9249 | 169.0437
607.24 | 325.9759 | 6.2194 | 52.8943 | 0 | 0.0006543 | 109.9425 | 0 | 0% | 495.0327 | 169.0568 | 495.0327 | 169.0568
607.272 | 326.0301 | 6.2185 | 52.9053 | 0 | 6.2456e-05 | 109.9433 | 0 | 0% | 495.0973 | 169.0672 | 495.0973 | 169.0672
607.304 | 326.0573 | 6.2176 | 52.9119 | 0 | 1.3337e-12 | 109.9442 | 0 | 0% | 495.131 | 169.0737 | 495.131 | 169.0737
607.336 | 326.0624 | 6.2167 | 52.9149 | 0 | 0 | 109.9451 | 0 | 0% | 495.1392 | 169.0768 | 495.1392 | 169.0768
607.368 | 326.0481 | 6.2158 | 52.9148 | 0 | 0 | 109.946 | 0 | 0% | 495.1248 | 169.0767 | 495.1248 | 169.0767
607.4 | 326.0162 | 6.2149 | 52.9119 | 0 | 1.3767e-12 | 109.947 | 0 | 0% | 495.09 | 169.0738 | 495.09 | 169.0738
607.432 | 325.9678 | 6.214 | 52.9062 | 0 | 1.0325e-12 | 109.948 | 0 | 0% | 495.0361 | 169.0682 | 495.0361 | 169.0682
607.464 | 325.903 | 6.2131 | 52.8979 | 0 | 1.7208e-13 | 109.9489 | 0 | 0% | 494.963 | 169.06 | 494.963 | 169.06
607.496 | 325.8195 | 6.2122 | 52.8866 | 0 | 0 | 109.9498 | 0 | 0% | 494.8681 | 169.0486 | 494.8681 | 169.0486
607.528 | 325.7085 | 6.2113 | 52.8708 | 0 | 0 | 109.9506 | 0 | 0% | 494.7413 | 169.0328 | 494.7413 | 169.0328
607.56 | 325.5485 | 6.2104 | 52.8471 | 0 | 1.2906e-13 | 109.9514 | 0 | 0% | 494.5574 | 169.0089 | 494.5574 | 169.0089
607.592 | 325.2998 | 6.2095 | 52.809 | 0 | 0 | 109.9521 | 0 | 0% | 494.2704 | 168.9705 | 494.2704 | 168.9705
607.624 | 324.9072 | 6.2086 | 52.7475 | 0 | 0 | 109.9527 | 0 | 0% | 493.8159 | 168.9088 | 493.8159 | 168.9088
607.656 | 324.3158 | 6.2076 | 52.6537 | 0 | 0 | 109.9534 | 0 | 0% | 493.1306 | 168.8148 | 493.1306 | 168.8148
607.688 | 323.4961 | 6.2067 | 52.5229 | 0 | 0 | 109.9541 | 0 | 0% | 492.1798 | 168.6837 | 492.1798 | 168.6837
607.72 | 322.4636 | 6.2058 | 52.3574 | 0 | 4.3021e-14 | 109.9549 | 0 | 0% | 490.9817 | 168.5181 | 490.9817 | 168.5181
607.752 | 321.2832 | 6.2049 | 52.168 | 0 | 0 | 109.9557 | 0 | 0% | 489.6118 | 168.3286 | 489.6118 | 168.3286
607.784 | 320.0563 | 6.204 | 51.971 | 0 | 0 | 109.9565 | 0 | 0% | 488.1878 | 168.1315 | 488.1878 | 168.1315
607.816 | 318.8954 | 6.2031 | 51.7846 | 0 | 1.7208e-13 | 109.9574 | 0 | 0% | 486.8405 | 167.9451 | 486.8405 | 167.9451
607.848 | 317.8947 | 6.2022 | 51.6243 | 0 | 0 | 109.9582 | 0 | 0% | 485.6794 | 167.7847 | 485.6794 | 167.7847
607.88 | 317.1059 | 6.2013 | 51.4984 | 0 | 1.0325e-12 | 109.9587 | 0 | 0% | 484.7643 | 167.6584 | 484.7643 | 167.6584
607.912 | 316.5288 | 6.2004 | 51.4069 | 0 | 0 | 109.9585 | 0 | 0% | 484.0946 | 167.5658 | 484.0946 | 167.5658
607.944 | 316.1216 | 6.1994 | 51.343 | 0 | 0 | 109.9571 | 0 | 0% | 483.621 | 167.4995 | 483.621 | 167.4995
607.976 | 315.8221 | 6.1985 | 51.2965 | 0 | 0 | 109.9535 | 0 | 0% | 483.2706 | 167.4485 | 483.2706 | 167.4485
608.008 | 315.5669 | 6.1976 | 51.2573 | 0 | 0 | 109.9471 | 0 | 0% | 482.9689 | 167.4019 | 482.9689 | 167.4019
608.04 | 315.3032 | 6.1967 | 51.2167 | 0 | 0 | 109.9377 | 0 | 0% | 482.6542 | 167.351 | 482.6542 | 167.351
608.072 | 314.9975 | 6.1957 | 51.1693 | 0 | 0 | 109.9257 | 0 | 0% | 482.2883 | 167.2908 | 482.2883 | 167.2908
608.104 | 314.6464 | 6.1948 | 51.1145 | 0 | 0 | 109.9121 | 0 | 0% | 481.8678 | 167.2214 | 481.8678 | 167.2214
608.136 | 314.2841 | 6.1938 | 51.058 | 0 | 0 | 109.8975 | 0 | 0% | 481.4335 | 167.1493 | 481.4335 | 167.1493
608.168 | 313.9779 | 6.1929 | 51.0106 | 0 | 0 | 109.8823 | 0 | 0% | 481.0637 | 167.0858 | 481.0637 | 167.0858
608.2 | 313.8046 | 6.1919 | 50.9849 | 0 | 0 | 109.8668 | 0 | 0% | 480.8482 | 167.0436 | 480.8482 | 167.0436
608.232 | 313.8174 | 6.1909 | 50.9893 | 0 | 0 | 109.8513 | 0 | 0% | 480.849 | 167.0316 | 480.849 | 167.0316
608.264 | 314.0186 | 6.19 | 51.0244 | 0 | 0 | 109.836 | 0 | 0% | 481.0689 | 167.0503 | 481.0689 | 167.0503
608.296 | 314.3511 | 6.1891 | 51.0806 | 0 | 0 | 109.821 | 0 | 0% | 481.4418 | 167.0907 | 481.4418 | 167.0907
608.328 | 314.7139 | 6.1882 | 51.1417 | 0 | 0 | 109.8066 | 0 | 0% | 481.8505 | 167.1365 | 481.8505 | 167.1365
608.36 | 314.9952 | 6.1873 | 51.1895 | 0 | 0 | 109.7928 | 0 | 0% | 482.1648 | 167.1695 | 482.1648 | 167.1695
608.392 | 315.1099 | 6.1865 | 51.21 | 0 | 0 | 109.7792 | 0 | 0% | 482.2856 | 167.1757 | 482.2856 | 167.1757
608.424 | 315.0261 | 6.1857 | 51.1984 | 0 | 0 | 109.7656 | 0 | 0% | 482.1757 | 167.1497 | 482.1757 | 167.1497
608.456 | 314.7697 | 6.1848 | 51.1587 | 0 | 0 | 109.752 | 0 | 0% | 481.8651 | 167.0954 | 481.8651 | 167.0954
608.488 | 314.4075 | 6.184 | 51.1018 | 0 | 7.5287e-13 | 109.738 | 0 | 0% | 481.4313 | 167.0238 | 481.4313 | 167.0238
608.52 | 314.0201 | 6.1831 | 51.0409 | 0 | 0 | 109.7239 | 0 | 0% | 480.968 | 166.9479 | 480.968 | 166.9479
608.552 | 313.6786 | 6.1822 | 50.9875 | 0 | 6.4532e-13 | 109.7096 | 0 | 0% | 480.5579 | 166.8793 | 480.5579 | 166.8793
608.584 | 313.4318 | 6.1813 | 50.9495 | 0 | 0 | 109.6952 | 0 | 0% | 480.2578 | 166.826 | 480.2578 | 166.826
608.616 | 313.3043 | 6.1804 | 50.9309 | 0 | 0 | 109.6807 | 0 | 0% | 480.0963 | 166.792 | 480.0963 | 166.792
608.648 | 313.2984 | 6.1795 | 50.9321 | 0 | 3.0115e-13 | 109.666 | 0 | 0% | 480.0761 | 166.7777 | 480.0761 | 166.7777
608.68 | 313.3961 | 6.1786 | 50.9502 | 0 | 0 | 109.6513 | 0 | 0% | 480.1762 | 166.7801 | 480.1762 | 166.7801
608.712 | 313.5632 | 6.1777 | 50.9796 | 0 | 0 | 109.6364 | 0 | 0% | 480.3569 | 166.7937 | 480.3569 | 166.7937
608.744 | 313.7574 | 6.1767 | 51.0134 | 0 | 1.3337e-12 | 109.6215 | 0 | 0% | 480.5691 | 166.8116 | 480.5691 | 166.8116
608.776 | 313.9395 | 6.1758 | 51.0452 | 0 | 0 | 109.6065 | 0 | 0% | 480.767 | 166.8275 | 480.767 | 166.8275
608.808 | 314.0847 | 6.1749 | 51.0711 | 0 | 0 | 109.5915 | 0 | 0% | 480.9222 | 166.8374 | 480.9222 | 166.8374
608.84 | 314.1889 | 6.1739 | 51.0902 | 0 | 0 | 109.5764 | 0 | 0% | 481.0295 | 166.8406 | 481.0295 | 166.8406
608.872 | 314.2649 | 6.173 | 51.1048 | 0 | 0 | 109.5614 | 0 | 0% | 481.1041 | 166.8392 | 481.1041 | 166.8392
608.904 | 314.3326 | 6.1721 | 51.1181 | 0 | 0 | 109.5463 | 0 | 0% | 481.1691 | 166.8365 | 481.1691 | 166.8365
608.936 | 314.4074 | 6.1711 | 51.1325 | 0 | 0 | 109.5314 | 0 | 0% | 481.2424 | 166.835 | 481.2424 | 166.835
608.968 | 314.4933 | 6.1702 | 51.1487 | 0 | 4.3021e-13 | 109.5165 | 0 | 0% | 481.3288 | 166.8354 | 481.3288 | 166.8354
609 | 314.5798 | 6.1693 | 51.1649 | 0 | 0 | 109.5018 | 0 | 0% | 481.4158 | 166.836 | 481.4158 | 166.836
609.032 | 314.6456 | 6.1684 | 51.1778 | 0 | 0 | 109.4872 | 0 | 0% | 481.479 | 166.8335 | 481.479 | 166.8335
609.064 | 314.6678 | 6.1675 | 51.1836 | 0 | 0 | 109.4728 | 0 | 0% | 481.4918 | 166.824 | 481.4918 | 166.824
609.096 | 314.6306 | 6.1666 | 51.1797 | 0 | 0 | 109.4585 | 0 | 0% | 481.4354 | 166.8049 | 481.4354 | 166.8049
609.128 | 314.5282 | 6.1657 | 51.1652 | 0 | 0 | 109.4443 | 0 | 0% | 481.3035 | 166.7753 | 481.3035 | 166.7753
609.16 | 314.3648 | 6.1649 | 51.1408 | 0 | 0 | 109.4302 | 0 | 0% | 481.1007 | 166.7359 | 481.1007 | 166.7359
609.192 | 314.1545 | 6.164 | 51.1088 | 0 | 0 | 109.416 | 0 | 0% | 480.8433 | 166.6888 | 480.8433 | 166.6888
609.224 | 313.9241 | 6.1631 | 51.0734 | 0 | 0 | 109.4019 | 0 | 0% | 480.5625 | 166.6384 | 480.5625 | 166.6384
609.256 | 313.7144 | 6.1622 | 51.0415 | 0 | 0 | 109.3876 | 0 | 0% | 480.3057 | 166.5913 | 480.3057 | 166.5913
609.288 | 313.576 | 6.1614 | 51.0211 | 0 | 0 | 109.3732 | 0 | 0% | 480.1317 | 166.5557 | 480.1317 | 166.5557
609.32 | 313.5576 | 6.1605 | 51.0203 | 0 | 0 | 109.3587 | 0 | 0% | 480.0971 | 166.5395 | 480.0971 | 166.5395
609.352 | 313.689 | 6.1596 | 51.0439 | 0 | 0 | 109.3441 | 0 | 0% | 480.2366 | 166.5476 | 480.2366 | 166.5476
609.384 | 313.9668 | 6.1586 | 51.0913 | 0 | 2.5813e-13 | 109.3295 | 0 | 0% | 480.5462 | 166.5795 | 480.5462 | 166.5795
609.416 | 314.3497 | 6.1577 | 51.1559 | 0 | 8.0665e-13 | 109.3148 | 0 | 0% | 480.9781 | 166.6284 | 480.9781 | 166.6284
609.448 | 314.7699 | 6.1568 | 51.2265 | 0 | 7.5825e-13 | 109.3001 | 0 | 0% | 481.4533 | 166.6834 | 481.4533 | 166.6834
609.48 | 315.1576 | 6.1559 | 51.2918 | 0 | 8.7656e-13 | 109.2854 | 0 | 0% | 481.8907 | 166.7331 | 481.8907 | 166.7331
609.512 | 315.4653 | 6.155 | 51.3441 | 0 | 0 | 109.2706 | 0 | 0% | 482.2351 | 166.7698 | 482.2351 | 166.7698
609.544 | 315.6809 | 6.1541 | 51.3815 | 0 | 2.5813e-13 | 109.2559 | 0 | 0% | 482.4724 | 166.7914 | 482.4724 | 166.7914
609.576 | 315.8255 | 6.1532 | 51.4072 | 0 | 0 | 109.2412 | 0 | 0% | 482.6271 | 166.8016 | 482.6271 | 166.8016
609.608 | 315.9403 | 6.1523 | 51.4281 | 0 | 6.4532e-14 | 109.2265 | 0 | 0% | 482.7471 | 166.8069 | 482.7471 | 166.8069
609.64 | 316.0724 | 6.1513 | 51.4519 | 0 | 0 | 109.2117 | 0 | 0% | 482.8873 | 166.815 | 482.8873 | 166.815
609.672 | 316.2617 | 6.1504 | 51.485 | 0 | 3.6568e-13 | 109.197 | 0 | 0% | 483.0941 | 166.8324 | 483.0941 | 166.8324
609.704 | 316.5317 | 6.1495 | 51.5312 | 0 | 0 | 109.1823 | 0 | 0% | 483.3947 | 166.863 | 483.3947 | 166.863
609.736 | 316.8844 | 6.1486 | 51.5908 | 0 | 2.5813e-13 | 109.1676 | 0 | 0% | 483.7914 | 166.907 | 483.7914 | 166.907
609.768 | 317.3025 | 6.1477 | 51.6612 | 0 | 0 | 109.1528 | 0 | 0% | 484.2642 | 166.9617 | 484.2642 | 166.9617
609.8 | 317.7544 | 6.1468 | 51.737 | 0 | 9.4904e-05 | 109.1381 | 0 | 0% | 484.7764 | 167.022 | 484.7764 | 167.022
609.832 | 318.2 | 6.1458 | 51.8118 | 0 | 0.00097267 | 109.1234 | 0 | 0% | 485.282 | 167.082 | 485.282 | 167.082
609.864 | 318.5968 | 6.1449 | 51.8787 | 0 | 0.0074209 | 109.1087 | 0 | 0% | 485.7365 | 167.1397 | 485.7365 | 167.1397
609.896 | 318.9051 | 6.144 | 51.9311 | 0 | 0.044897 | 109.0939 | 0 | 0% | 486.119 | 167.214 | 486.119 | 167.214
609.928 | 319.0902 | 6.143 | 51.9636 | 0 | 0.21561 | 109.0792 | 0 | 0% | 486.4915 | 167.4013 | 486.4915 | 167.4013
609.96 | 319.1163 | 6.1418 | 51.9701 | 0 | 0.82277 | 109.0645 | 0 | 0% | 487.1155 | 167.9992 | 487.1155 | 167.9992
609.992 | 318.935 | 6.1405 | 51.9428 | 0 | 2.498 | 109.0498 | 0 | 0% | 488.5661 | 169.6311 | 488.5661 | 169.6311
610.024 | 318.4809 | 6.139 | 51.8711 | 0 | 6.0414 | 109.0351 | 0 | 0% | 491.5675 | 173.0867 | 491.5675 | 173.0867
610.056 | 317.6883 | 6.1373 | 51.7442 | 0 | 11.6538 | 109.0206 | 0 | 0% | 496.2443 | 178.556 | 496.2443 | 178.556
610.088 | 316.5255 | 6.1355 | 51.557 | 0 | 17.9513 | 109.0062 | 0 | 0% | 501.1756 | 184.6501 | 501.1756 | 184.6501
610.12 | 315.027 | 6.1336 | 51.3151 | 0 | 22.1033 | 108.9921 | 0 | 0% | 503.5711 | 188.5441 | 503.5711 | 188.5441
610.152 | 313.3034 | 6.1317 | 51.0364 | 0 | 21.7708 | 108.9783 | 0 | 0% | 501.2206 | 187.9172 | 501.2206 | 187.9172
610.184 | 311.5221 | 6.1298 | 50.7482 | 0 | 17.1605 | 108.9647 | 0 | 0% | 494.5253 | 183.0032 | 494.5253 | 183.0032
610.216 | 309.8665 | 6.1278 | 50.4805 | 0 | 10.8252 | 108.9512 | 0 | 0% | 486.2512 | 176.3847 | 486.2512 | 176.3847
610.248 | 308.4869 | 6.1259 | 50.2577 | 0 | 5.4632 | 108.9376 | 0 | 0% | 479.2712 | 170.7844 | 479.2712 | 170.7844
610.28 | 307.4595 | 6.124 | 50.0923 | 0 | 2.2049 | 108.9238 | 0 | 0% | 474.8044 | 167.3449 | 474.8044 | 167.3449
610.312 | 306.7726 | 6.122 | 49.9824 | 0 | 0.71557 | 108.9098 | 0 | 0% | 472.5024 | 165.7298 | 472.5024 | 165.7298
610.344 | 306.346 | 6.1201 | 49.9149 | 0 | 0.21402 | 108.8958 | 0 | 0% | 471.4908 | 165.1448 | 471.4908 | 165.1448
610.376 | 306.0707 | 6.1181 | 49.8722 | 0 | 0.18584 | 108.8817 | 0 | 0% | 471.1285 | 165.0578 | 471.1285 | 165.0578
610.408 | 305.8463 | 6.1161 | 49.8377 | 0 | 0.56407 | 108.8676 | 0 | 0% | 471.2319 | 165.3855 | 471.2319 | 165.3855
610.44 | 305.6026 | 6.1142 | 49.8001 | 0 | 1.6768 | 108.8534 | 0 | 0% | 472.0471 | 166.4445 | 472.0471 | 166.4445
610.472 | 305.308 | 6.1122 | 49.7543 | 0 | 4.0478 | 108.8391 | 0 | 0% | 474.0613 | 168.7533 | 474.0613 | 168.7533
610.504 | 304.973 | 6.1102 | 49.7018 | 0 | 7.924 | 108.8246 | 0 | 0% | 477.5336 | 172.5606 | 477.5336 | 172.5606
610.536 | 304.6517 | 6.1082 | 49.6517 | 0 | 12.696 | 108.8099 | 0 | 0% | 481.9175 | 177.2658 | 481.9175 | 177.2658
610.568 | 304.436 | 6.1062 | 49.6187 | 0 | 16.8109 | 108.7951 | 0 | 0% | 485.7669 | 181.3309 | 485.7669 | 181.3309
610.6 | 304.4357 | 6.1042 | 49.6209 | 0 | 18.5281 | 108.7802 | 0 | 0% | 487.469 | 183.0333 | 487.469 | 183.0333
610.632 | 304.7465 | 6.1021 | 49.6738 | 0 | 17.0357 | 108.7652 | 0 | 0% | 486.3233 | 181.5768 | 486.3233 | 181.5768
610.664 | 305.4151 | 6.1001 | 49.785 | 0 | 13.0202 | 108.7502 | 0 | 0% | 483.0705 | 177.6555 | 483.0705 | 177.6555
610.696 | 306.416 | 6.0981 | 49.9504 | 0 | 8.2056 | 108.7352 | 0 | 0% | 479.4052 | 172.9892 | 479.4052 | 172.9892
610.728 | 307.6493 | 6.0961 | 50.1537 | 0 | 4.2223 | 108.7202 | 0 | 0% | 476.8415 | 169.1922 | 476.8415 | 169.1922
610.76 | 308.9657 | 6.094 | 50.3705 | 0 | 1.7573 | 108.7052 | 0 | 0% | 475.8929 | 166.9272 | 475.8929 | 166.9272
610.792 | 310.2104 | 6.092 | 50.5757 | 0 | 0.58709 | 108.6904 | 0 | 0% | 476.1556 | 165.9452 | 476.1556 | 165.9452
610.824 | 311.2676 | 6.09 | 50.7503 | 0 | 0.15655 | 108.6756 | 0 | 0% | 476.9401 | 165.6725 | 476.9401 | 165.6725
610.856 | 312.0834 | 6.088 | 50.8856 | 0 | 0.033185 | 108.661 | 0 | 0% | 477.7511 | 165.6678 | 477.7511 | 165.6678
610.888 | 312.6619 | 6.086 | 50.9821 | 0 | 0.0055779 | 108.6465 | 0 | 0% | 478.3821 | 165.7202 | 478.3821 | 165.7202
610.92 | 313.046 | 6.084 | 51.047 | 0 | 0.00073602 | 108.6321 | 0 | 0% | 478.8098 | 165.7638 | 478.8098 | 165.7638
610.952 | 313.2975 | 6.0821 | 51.0902 | 0 | 7.767e-05 | 108.6177 | 0 | 0% | 479.0876 | 165.7901 | 479.0876 | 165.7901
610.984 | 313.4843 | 6.0801 | 51.1229 | 0 | 0 | 108.6034 | 0 | 0% | 479.2906 | 165.8064 | 479.2906 | 165.8064
611.016 | 313.6721 | 6.0781 | 51.1558 | 0 | 0 | 108.589 | 0 | 0% | 479.495 | 165.8229 | 479.495 | 165.8229
611.048 | 313.9195 | 6.0761 | 51.1984 | 0 | 0 | 108.5745 | 0 | 0% | 479.7684 | 165.8489 | 479.7684 | 165.8489
611.08 | 314.2729 | 6.0741 | 51.2583 | 0 | 0 | 108.5599 | 0 | 0% | 480.1652 | 165.8923 | 480.1652 | 165.8923
611.112 | 314.7628 | 6.0721 | 51.3405 | 0 | 0 | 108.5452 | 0 | 0% | 480.7205 | 165.9577 | 480.7205 | 165.9577
611.144 | 315.3967 | 6.0701 | 51.4462 | 0 | 0 | 108.5305 | 0 | 0% | 481.4435 | 166.0467 | 481.4435 | 166.0467
611.176 | 316.1545 | 6.0681 | 51.5721 | 0 | 1.7208e-13 | 108.5157 | 0 | 0% | 482.3104 | 166.1559 | 482.3104 | 166.1559
611.208 | 316.9878 | 6.0661 | 51.7103 | 0 | 1.0325e-12 | 108.501 | 0 | 0% | 483.2651 | 166.2774 | 483.2651 | 166.2774
611.24 | 317.8298 | 6.0641 | 51.85 | 0 | 1.0325e-12 | 108.4862 | 0 | 0% | 484.2301 | 166.4003 | 484.2301 | 166.4003
611.272 | 318.6101 | 6.0621 | 51.9796 | 0 | 0 | 108.4715 | 0 | 0% | 485.1233 | 166.5131 | 485.1233 | 166.5131
611.304 | 319.2669 | 6.06 | 52.089 | 0 | 0 | 108.4568 | 0 | 0% | 485.8727 | 166.6058 | 485.8727 | 166.6058
611.336 | 319.752 | 6.058 | 52.1705 | 0 | 7.9589e-13 | 108.442 | 0 | 0% | 486.4226 | 166.6706 | 486.4226 | 166.6706
611.368 | 320.034 | 6.056 | 52.2188 | 0 | 0 | 108.4273 | 0 | 0% | 486.7361 | 166.7021 | 486.7361 | 166.7021
611.4 | 320.1017 | 6.054 | 52.2322 | 0 | 1.0325e-12 | 108.4125 | 0 | 0% | 486.8004 | 166.6987 | 486.8004 | 166.6987
611.432 | 319.9702 | 6.052 | 52.2131 | 0 | 0 | 108.3978 | 0 | 0% | 486.6331 | 166.6629 | 486.6331 | 166.6629
611.464 | 319.6812 | 6.05 | 52.1683 | 0 | 4.3021e-14 | 108.383 | 0 | 0% | 486.2825 | 166.6013 | 486.2825 | 166.6013
611.496 | 319.2961 | 6.048 | 52.1078 | 0 | 0 | 108.3682 | 0 | 0% | 485.8201 | 166.524 | 485.8201 | 166.524
611.528 | 318.8863 | 6.046 | 52.0432 | 0 | 4.087e-13 | 108.3535 | 0 | 0% | 485.329 | 166.4427 | 485.329 | 166.4427
611.56 | 318.5237 | 6.044 | 51.9864 | 0 | 0 | 108.3387 | 0 | 0% | 484.8927 | 166.3691 | 484.8927 | 166.3691
611.592 | 318.2713 | 6.042 | 51.9475 | 0 | 0 | 108.324 | 0 | 0% | 484.5848 | 166.3134 | 484.5848 | 166.3134
611.624 | 318.1721 | 6.0399 | 51.9336 | 0 | 0 | 108.3092 | 0 | 0% | 484.4549 | 166.2828 | 484.4549 | 166.2828
611.656 | 318.2382 | 6.0379 | 51.9468 | 0 | 0 | 108.2944 | 0 | 0% | 484.5174 | 166.2791 | 484.5174 | 166.2791
611.688 | 318.4467 | 6.0359 | 51.9831 | 0 | 0 | 108.2796 | 0 | 0% | 484.7454 | 166.2987 | 484.7454 | 166.2987
611.72 | 318.7439 | 6.0339 | 52.034 | 0 | 0 | 108.2648 | 0 | 0% | 485.0766 | 166.3327 | 485.0766 | 166.3327
611.752 | 319.0589 | 6.0319 | 52.0878 | 0 | 5.1625e-13 | 108.25 | 0 | 0% | 485.4286 | 166.3696 | 485.4286 | 166.3696
611.784 | 319.3223 | 6.0299 | 52.1331 | 0 | 1.7208e-13 | 108.2351 | 0 | 0% | 485.7204 | 166.3981 | 485.7204 | 166.3981
611.816 | 319.4834 | 6.0279 | 52.1618 | 0 | 0 | 108.2202 | 0 | 0% | 485.8933 | 166.4099 | 485.8933 | 166.4099
611.848 | 319.5224 | 6.0258 | 52.1705 | 0 | 0 | 108.2054 | 0 | 0% | 485.9242 | 166.4018 | 485.9242 | 166.4018
611.88 | 319.4519 | 6.0238 | 52.1613 | 0 | 5.5928e-13 | 108.1907 | 0 | 0% | 485.8277 | 166.3758 | 485.8277 | 166.3758
611.912 | 319.3047 | 6.0218 | 52.1396 | 0 | 0 | 108.176 | 0 | 0% | 485.6421 | 166.3375 | 485.6421 | 166.3375
611.944 | 319.109 | 6.0198 | 52.11 | 0 | 6.023e-13 | 108.1614 | 0 | 0% | 485.4002 | 166.2912 | 485.4002 | 166.2912
611.976 | 318.8624 | 6.0178 | 52.0721 | 0 | 0 | 108.1467 | 0 | 0% | 485.099 | 166.2366 | 485.099 | 166.2366
612.008 | 318.5254 | 6.0158 | 52.0194 | 0 | 0 | 108.132 | 0 | 0% | 484.6926 | 166.1672 | 484.6926 | 166.1672
612.04 | 318.0432 | 6.0138 | 51.9429 | 0 | 0 | 108.1173 | 0 | 0% | 484.1172 | 166.0741 | 484.1172 | 166.0741
612.072 | 317.3822 | 6.0118 | 51.8373 | 0 | 3.4417e-13 | 108.1026 | 0 | 0% | 483.3338 | 165.9517 | 483.3338 | 165.9517
612.104 | 316.5566 | 6.0098 | 51.7048 | 0 | 0 | 108.0878 | 0 | 0% | 482.359 | 165.8024 | 482.359 | 165.8024
612.136 | 315.6318 | 6.0078 | 51.5561 | 0 | 2.1511e-14 | 108.0731 | 0 | 0% | 481.2687 | 165.6369 | 481.2687 | 165.6369
612.168 | 314.7057 | 6.0058 | 51.4071 | 0 | 0 | 108.0583 | 0 | 0% | 480.1769 | 165.4712 | 480.1769 | 165.4712
612.2 | 313.878 | 6.0037 | 51.2742 | 0 | 3.0115e-13 | 108.0435 | 0 | 0% | 479.1996 | 165.3215 | 479.1996 | 165.3215
612.232 | 313.2151 | 6.0017 | 51.1683 | 0 | 2.5813e-13 | 108.0288 | 0 | 0% | 478.4139 | 165.1988 | 478.4139 | 165.1988
612.264 | 312.726 | 5.9997 | 51.0907 | 0 | 1.7208e-13 | 108.014 | 0 | 0% | 477.8304 | 165.1044 | 477.8304 | 165.1044
612.296 | 312.3664 | 5.9977 | 51.0342 | 0 | 0 | 107.9993 | 0 | 0% | 477.3976 | 165.0312 | 477.3976 | 165.0312
612.328 | 312.0701 | 5.9957 | 50.9881 | 0 | 0 | 107.9845 | 0 | 0% | 477.0384 | 164.9683 | 477.0384 | 164.9683
612.36 | 311.7843 | 5.9937 | 50.9438 | 0 | 0 | 107.9697 | 0 | 0% | 476.6915 | 164.9072 | 476.6915 | 164.9072
612.392 | 311.4893 | 5.9917 | 50.8979 | 0 | 0 | 107.955 | 0 | 0% | 476.3338 | 164.8445 | 476.3338 | 164.8445
612.424 | 311.1982 | 5.9897 | 50.8526 | 0 | 0 | 107.9402 | 0 | 0% | 475.9806 | 164.7824 | 475.9806 | 164.7824
612.456 | 310.9501 | 5.9877 | 50.8144 | 0 | 0 | 107.9254 | 0 | 0% | 475.6775 | 164.7274 | 475.6775 | 164.7274
612.488 | 310.8033 | 5.9856 | 50.7927 | 0 | 5.1625e-13 | 107.9107 | 0 | 0% | 475.4923 | 164.689 | 475.4923 | 164.689
612.52 | 310.822 | 5.9836 | 50.798 | 0 | 0 | 107.8959 | 0 | 0% | 475.4995 | 164.6775 | 475.4995 | 164.6775
612.552 | 311.0522 | 5.9816 | 50.838 | 0 | 3.2266e-13 | 107.8811 | 0 | 0% | 475.7529 | 164.7007 | 475.7529 | 164.7007
612.584 | 311.4962 | 5.9796 | 50.9129 | 0 | 0 | 107.8663 | 0 | 0% | 476.2549 | 164.7587 | 476.2549 | 164.7587
612.616 | 312.1012 | 5.9776 | 51.0141 | 0 | 0 | 107.8514 | 0 | 0% | 476.9443 | 164.8431 | 476.9443 | 164.8431
612.648 | 312.7708 | 5.9756 | 51.1259 | 0 | 0 | 107.8365 | 0 | 0% | 477.7087 | 164.9379 | 477.7087 | 164.9379
612.68 | 313.3872 | 5.9735 | 51.229 | 0 | 8.0665e-15 | 107.8216 | 0 | 0% | 478.4113 | 165.0241 | 478.4113 | 165.0241
612.712 | 313.8392 | 5.9715 | 51.3052 | 0 | 0 | 107.8066 | 0 | 0% | 478.9225 | 165.0833 | 478.9225 | 165.0833
612.744 | 314.0551 | 5.9695 | 51.3429 | 0 | 3.2266e-13 | 107.7916 | 0 | 0% | 479.159 | 165.1039 | 479.159 | 165.1039
612.776 | 314.0358 | 5.9674 | 51.3421 | 0 | 1.2906e-13 | 107.7766 | 0 | 0% | 479.1219 | 165.0861 | 479.1219 | 165.0861
612.808 | 313.8619 | 5.9654 | 51.316 | 0 | 0 | 107.7616 | 0 | 0% | 478.9049 | 165.043 | 478.9049 | 165.043
612.84 | 313.6603 | 5.9634 | 51.2854 | 0 | 0 | 107.7466 | 0 | 0% | 478.6557 | 164.9954 | 478.6557 | 164.9954
612.872 | 313.5446 | 5.9614 | 51.2688 | 0 | 8.6042e-14 | 107.7316 | 0 | 0% | 478.5063 | 164.9618 | 478.5063 | 164.9618
612.904 | 313.5691 | 5.9593 | 51.2752 | 0 | 2.1511e-13 | 107.7166 | 0 | 0% | 478.5202 | 164.9511 | 478.5202 | 164.9511
612.936 | 313.7163 | 5.9573 | 51.3016 | 0 | 1.7208e-13 | 107.7016 | 0 | 0% | 478.6768 | 164.9605 | 478.6768 | 164.9605
612.968 | 313.9141 | 5.9553 | 51.3364 | 0 | 9.4647e-13 | 107.6866 | 0 | 0% | 478.8924 | 164.9782 | 478.8924 | 164.9782
613 | 314.0745 | 5.9532 | 51.365 | 0 | 6.8834e-13 | 107.6715 | 0 | 0% | 479.0642 | 164.9897 | 479.0642 | 164.9897
613.032 | 314.1403 | 5.9512 | 51.3781 | 0 | 3.4417e-13 | 107.6565 | 0 | 0% | 479.1261 | 164.9858 | 479.1261 | 164.9858
613.064 | 314.1238 | 5.9492 | 51.3778 | 0 | 1.0325e-12 | 107.6414 | 0 | 0% | 479.0921 | 164.9684 | 479.0921 | 164.9684
613.096 | 314.1119 | 5.9471 | 51.3783 | 0 | 6.8834e-13 | 107.6263 | 0 | 0% | 479.0636 | 164.9517 | 479.0636 | 164.9517
613.128 | 314.233 | 5.9451 | 51.4005 | 0 | 0 | 107.6112 | 0 | 0% | 479.1897 | 164.9567 | 479.1897 | 164.9567
613.16 | 314.6003 | 5.943 | 51.463 | 0 | 5.1625e-13 | 107.596 | 0 | 0% | 479.6023 | 165.002 | 479.6023 | 165.002
613.192 | 315.2654 | 5.941 | 51.5743 | 0 | 0 | 107.5807 | 0 | 0% | 480.3615 | 165.096 | 480.3615 | 165.096
613.224 | 316.2029 | 5.9389 | 51.7302 | 0 | 2.5813e-13 | 107.5654 | 0 | 0% | 481.4375 | 165.2345 | 481.4375 | 165.2345
613.256 | 317.3287 | 5.9369 | 51.917 | 0 | 0 | 107.5499 | 0 | 0% | 482.7325 | 165.4038 | 482.7325 | 165.4038
613.288 | 318.5318 | 5.9348 | 52.1164 | 0 | 0 | 107.5343 | 0 | 0% | 484.1174 | 165.5856 | 484.1174 | 165.5856
613.32 | 319.6984 | 5.9327 | 52.3099 | 0 | 1.2476e-12 | 107.5186 | 0 | 0% | 485.4597 | 165.7613 | 485.4597 | 165.7613
613.352 | 320.7195 | 5.9307 | 52.4796 | 0 | 0 | 107.5028 | 0 | 0% | 486.6326 | 165.9131 | 486.6326 | 165.9131
613.384 | 321.485 | 5.9286 | 52.6075 | 0 | 7.7438e-13 | 107.4872 | 0 | 0% | 487.5082 | 166.0233 | 487.5082 | 166.0233
613.416 | 321.8737 | 5.9265 | 52.6736 | 0 | 8.6042e-13 | 107.4718 | 0 | 0% | 487.9457 | 166.0719 | 487.9457 | 166.0719
613.448 | 321.755 | 5.9245 | 52.6567 | 0 | 1.0325e-12 | 107.4566 | 0 | 0% | 487.7928 | 166.0378 | 487.7928 | 166.0378
613.48 | 321.0161 | 5.9224 | 52.5382 | 0 | 0 | 107.4416 | 0 | 0% | 486.9183 | 165.9023 | 486.9183 | 165.9023
613.512 | 319.6071 | 5.9204 | 52.31 | 0 | 0.00014475 | 107.4267 | 0 | 0% | 485.2645 | 165.6573 | 485.2645 | 165.6573
613.544 | 317.5758 | 5.9184 | 51.9799 | 0 | 0.0014818 | 107.4119 | 0 | 0% | 482.8875 | 165.3117 | 482.8875 | 165.3117
613.576 | 315.0706 | 5.9164 | 51.5723 | 0 | 0.011302 | 107.3971 | 0 | 0% | 479.9677 | 164.8971 | 479.9677 | 164.8971
613.608 | 312.3157 | 5.9144 | 51.1237 | 0 | 0.068358 | 107.3824 | 0 | 0% | 476.8044 | 164.4887 | 476.8044 | 164.4887
613.64 | 309.5658 | 5.9124 | 50.6759 | 0 | 0.32814 | 107.3676 | 0 | 0% | 473.8497 | 164.2839 | 473.8497 | 164.2839
613.672 | 307.0547 | 5.9103 | 50.2671 | 0 | 1.2516 | 107.3528 | 0 | 0% | 471.8366 | 164.7819 | 471.8366 | 164.7819
613.704 | 304.9508 | 5.9083 | 49.925 | 0 | 3.7979 | 107.338 | 0 | 0% | 471.9201 | 166.9693 | 471.9201 | 166.9693
613.736 | 303.3385 | 5.9063 | 49.6634 | 0 | 9.1797 | 107.3232 | 0 | 0% | 475.4112 | 172.0726 | 475.4112 | 172.0726
613.768 | 302.2236 | 5.9043 | 49.4831 | 0 | 17.6964 | 107.3084 | 0 | 0% | 482.6159 | 180.3922 | 482.6159 | 180.3922
613.8 | 301.5477 | 5.9023 | 49.3748 | 0 | 27.2473 | 107.2936 | 0 | 0% | 491.3657 | 189.818 | 491.3657 | 189.818
613.832 | 301.1992 | 5.9003 | 49.32 | 0 | 33.5783 | 107.2789 | 0 | 0% | 497.2766 | 196.0774 | 497.2766 | 196.0774
613.864 | 301.0289 | 5.8982 | 49.2944 | 0 | 33.3199 | 107.2641 | 0 | 0% | 496.8054 | 195.7766 | 496.8054 | 195.7766
613.896 | 300.8803 | 5.8962 | 49.2723 | 0 | 27.3162 | 107.2493 | 0 | 0% | 490.6143 | 189.734 | 490.6143 | 189.734
613.928 | 300.6354 | 5.8942 | 49.2345 | 0 | 20.6354 | 107.2345 | 0 | 0% | 483.634 | 182.9986 | 483.634 | 182.9986
613.96 | 300.2596 | 5.8922 | 49.1752 | 0 | 19.3434 | 107.2197 | 0 | 0% | 481.8901 | 181.6305 | 481.8901 | 181.6305
613.992 | 299.828 | 5.8902 | 49.1068 | 0 | 27.2038 | 107.2049 | 0 | 0% | 489.2337 | 189.4057 | 489.2337 | 189.4057
614.024 | 299.5136 | 5.8882 | 49.0576 | 0 | 43.9641 | 107.19 | 0 | 0% | 505.6135 | 206.0999 | 505.6135 | 206.0999
614.056 | 299.5372 | 5.8861 | 49.0638 | 0 | 64.7069 | 107.1751 | 0 | 0% | 526.3691 | 226.8319 | 526.3691 | 226.8319
614.088 | 300.0939 | 5.8841 | 49.1573 | 0 | 80.7573 | 107.1602 | 0 | 0% | 543.0527 | 242.9588 | 543.0527 | 242.9588
614.12 | 301.282 | 5.8821 | 49.3543 | 0 | 83.8178 | 107.1451 | 0 | 0% | 547.4812 | 246.1992 | 547.4812 | 246.1992
614.152 | 303.0563 | 5.88 | 49.6473 | 0 | 71.8138 | 107.1299 | 0 | 0% | 537.5273 | 234.471 | 537.5273 | 234.471
614.184 | 305.2233 | 5.878 | 50.0047 | 0 | 50.7217 | 107.1146 | 0 | 0% | 518.9423 | 213.719 | 518.9423 | 213.719
614.216 | 307.4866 | 5.8759 | 50.378 | 0 | 29.684 | 107.0991 | 0 | 0% | 500.5236 | 193.037 | 500.5236 | 193.037
614.248 | 309.5268 | 5.8738 | 50.7148 | 0 | 14.5757 | 107.0833 | 0 | 0% | 487.7744 | 178.2476 | 487.7744 | 178.2476
614.28 | 311.086 | 5.8717 | 50.9729 | 0 | 6.1594 | 107.0673 | 0 | 0% | 481.1573 | 170.0713 | 481.1573 | 170.0713
614.312 | 312.0242 | 5.8696 | 51.1292 | 0 | 2.5293 | 107.0511 | 0 | 0% | 478.6034 | 166.5792 | 478.6034 | 166.5792
614.344 | 312.3377 | 5.8675 | 51.1833 | 0 | 1.9035 | 107.0349 | 0 | 0% | 478.3269 | 165.9892 | 478.3269 | 165.9892
614.376 | 312.1422 | 5.8654 | 51.1539 | 0 | 3.7339 | 107.0188 | 0 | 0% | 479.9142 | 167.772 | 479.9142 | 167.772
614.408 | 311.6328 | 5.8633 | 51.0729 | 0 | 8.326 | 107.003 | 0 | 0% | 483.8981 | 172.2652 | 483.8981 | 172.2652
614.44 | 311.0375 | 5.8612 | 50.9779 | 0 | 15.7218 | 106.9875 | 0 | 0% | 490.5858 | 179.5484 | 490.5858 | 179.5484
614.472 | 310.5708 | 5.8592 | 50.9039 | 0 | 25.1457 | 106.9723 | 0 | 0% | 499.4518 | 188.8811 | 499.4518 | 188.8811
614.504 | 310.3911 | 5.8572 | 50.8768 | 0 | 36.228 | 106.9573 | 0 | 0% | 510.3104 | 199.9193 | 510.3104 | 199.9193
614.536 | 310.5677 | 5.8551 | 50.9082 | 0 | 50.3224 | 106.9424 | 0 | 0% | 524.5959 | 214.0281 | 524.5959 | 214.0281
614.568 | 311.0729 | 5.8531 | 50.9934 | 0 | 68.0523 | 106.9276 | 0 | 0% | 542.8993 | 231.8264 | 542.8993 | 231.8264
614.6 | 311.8033 | 5.8511 | 51.1155 | 0 | 84.3845 | 106.9128 | 0 | 0% | 560.0672 | 248.2639 | 560.0672 | 248.2639
614.632 | 312.6165 | 5.8491 | 51.2512 | 0 | 89.4412 | 106.898 | 0 | 0% | 566.0559 | 253.4394 | 566.0559 | 253.4394
614.664 | 313.3645 | 5.8471 | 51.3763 | 0 | 77.5394 | 106.8832 | 0 | 0% | 555.0104 | 241.6459 | 555.0104 | 241.6459
614.696 | 313.9252 | 5.845 | 51.4706 | 0 | 53.8391 | 106.8684 | 0 | 0% | 531.9483 | 218.0231 | 531.9483 | 218.0231
614.728 | 314.2333 | 5.843 | 51.5235 | 0 | 29.6768 | 106.8536 | 0 | 0% | 508.1301 | 193.8969 | 508.1301 | 193.8969
614.76 | 314.3019 | 5.841 | 51.5372 | 0 | 12.94 | 106.8387 | 0 | 0% | 491.4589 | 177.1569 | 491.4589 | 177.1569
614.792 | 314.2171 | 5.839 | 51.5257 | 0 | 4.457 | 106.8239 | 0 | 0% | 482.8627 | 168.6456 | 482.8627 | 168.6456
614.824 | 314.1027 | 5.837 | 51.5093 | 0 | 1.212 | 106.8091 | 0 | 0% | 479.47 | 165.3673 | 479.47 | 165.3673
614.856 | 314.074 | 5.8349 | 51.5071 | 0 | 0.26014 | 106.7941 | 0 | 0% | 478.4702 | 164.3962 | 478.4702 | 164.3962
614.888 | 314.2021 | 5.8329 | 51.5305 | 0 | 0.044071 | 106.7791 | 0 | 0% | 478.3887 | 164.1866 | 478.3887 | 164.1866
614.92 | 314.4971 | 5.831 | 51.5813 | 0 | 0.0058927 | 106.7639 | 0 | 0% | 478.6793 | 164.1822 | 478.6793 | 164.1822
614.952 | 314.9105 | 5.8291 | 51.6516 | 0 | 0.00085953 | 106.7487 | 0 | 0% | 479.1409 | 164.2304 | 479.1409 | 164.2304
614.984 | 315.3565 | 5.8275 | 51.7272 | 0 | 0.002253 | 106.7335 | 0 | 0% | 479.6469 | 164.2905 | 479.6469 | 164.2905
615.016 | 315.7491 | 5.826 | 51.7941 | 0 | 0.01685 | 106.7183 | 0 | 0% | 480.1044 | 164.3553 | 480.1044 | 164.3553
615.048 | 316.0464 | 5.8248 | 51.8454 | 0 | 0.099455 | 106.7032 | 0 | 0% | 480.5192 | 164.4728 | 480.5192 | 164.4728
615.08 | 316.2748 | 5.8238 | 51.8853 | 0 | 0.46329 | 106.6881 | 0 | 0% | 481.1352 | 164.8604 | 481.1352 | 164.8604
615.112 | 316.5158 | 5.8228 | 51.9273 | 0 | 1.7032 | 106.673 | 0 | 0% | 482.6422 | 166.1263 | 482.6422 | 166.1263
615.144 | 316.86 | 5.8219 | 51.9863 | 0 | 4.9418 | 106.6579 | 0 | 0% | 486.2679 | 169.4079 | 486.2679 | 169.4079
615.176 | 317.3559 | 5.8211 | 52.0701 | 0 | 11.3162 | 106.6427 | 0 | 0% | 493.206 | 175.8501 | 493.206 | 175.8501
615.208 | 317.982 | 5.8202 | 52.1754 | 0 | 20.4508 | 106.6274 | 0 | 0% | 503.0559 | 185.0739 | 503.0559 | 185.0739
615.24 | 318.6477 | 5.8194 | 52.2873 | 0 | 29.1686 | 106.6121 | 0 | 0% | 512.5351 | 193.8873 | 512.5351 | 193.8873
615.272 | 319.2189 | 5.8185 | 52.3836 | 0 | 32.8335 | 106.5966 | 0 | 0% | 516.8512 | 197.6323 | 516.8512 | 197.6323
615.304 | 319.5592 | 5.8176 | 52.4421 | 0 | 29.1686 | 106.581 | 0 | 0% | 513.5687 | 194.0094 | 513.5687 | 194.0094
615.336 | 319.5779 | 5.8167 | 52.4479 | 0 | 20.4508 | 106.5653 | 0 | 0% | 504.8587 | 185.2808 | 504.8587 | 185.2808
615.368 | 319.2639 | 5.8158 | 52.3991 | 0 | 11.3162 | 106.5496 | 0 | 0% | 495.3445 | 176.0807 | 495.3445 | 176.0807
615.4 | 318.6896 | 5.815 | 52.3075 | 0 | 4.9418 | 106.5338 | 0 | 0% | 488.2876 | 169.5981 | 488.2876 | 169.5981
615.432 | 317.9849 | 5.8141 | 52.1945 | 0 | 1.7032 | 106.5181 | 0 | 0% | 484.2148 | 166.2299 | 484.2148 | 166.2299
615.464 | 317.2976 | 5.8132 | 52.0843 | 0 | 0.46343 | 106.5027 | 0 | 0% | 482.1612 | 164.8636 | 482.1612 | 164.8636
615.496 | 316.7535 | 5.8124 | 51.9975 | 0 | 0.10062 | 106.4875 | 0 | 0% | 481.1516 | 164.398 | 481.1516 | 164.398
615.528 | 316.4223 | 5.8115 | 51.9456 | 0 | 0.024394 | 106.4725 | 0 | 0% | 480.6764 | 164.2541 | 480.6764 | 164.2541
615.56 | 316.2987 | 5.8107 | 51.9278 | 0 | 0.04109 | 106.4576 | 0 | 0% | 480.5359 | 164.2372 | 480.5359 | 164.2372
615.592 | 316.3131 | 5.8099 | 51.9327 | 0 | 0.1616 | 106.4428 | 0 | 0% | 480.66 | 164.3469 | 480.66 | 164.3469
615.624 | 316.3666 | 5.809 | 51.9439 | 0 | 0.54454 | 106.4279 | 0 | 0% | 481.092 | 164.7254 | 481.092 | 164.7254
615.656 | 316.3688 | 5.8082 | 51.9467 | 0 | 1.5062 | 106.4131 | 0 | 0% | 482.043 | 165.6742 | 482.043 | 165.6742
615.688 | 316.2617 | 5.8074 | 51.9316 | 0 | 3.4546 | 106.3982 | 0 | 0% | 483.8535 | 167.5918 | 483.8535 | 167.5918
615.72 | 316.032 | 5.8065 | 51.8964 | 0 | 6.6586 | 106.3832 | 0 | 0% | 486.7767 | 170.7447 | 486.7767 | 170.7447
615.752 | 315.7163 | 5.8057 | 51.847 | 0 | 10.9235 | 106.368 | 0 | 0% | 490.6606 | 174.9443 | 490.6606 | 174.9443
615.784 | 315.3932 | 5.8048 | 51.7965 | 0 | 15.4156 | 106.3528 | 0 | 0% | 494.7629 | 179.3697 | 494.7629 | 179.3697
615.816 | 315.1525 | 5.804 | 51.7595 | 0 | 18.9649 | 106.3374 | 0 | 0% | 498.0183 | 182.8658 | 498.0183 | 182.8658
615.848 | 315.0475 | 5.8031 | 51.7449 | 0 | 20.9643 | 106.3219 | 0 | 0% | 499.8817 | 184.8342 | 499.8817 | 184.8342
615.88 | 315.0563 | 5.8022 | 51.749 | 0 | 22.1109 | 106.3062 | 0 | 0% | 501.0246 | 185.9683 | 501.0246 | 185.9683
615.912 | 315.0704 | 5.8013 | 51.754 | 0 | 23.6308 | 106.2903 | 0 | 0% | 502.5467 | 187.4764 | 502.5467 | 187.4764
615.944 | 314.9158 | 5.8004 | 51.7313 | 0 | 25.3064 | 106.2742 | 0 | 0% | 504.0281 | 189.1124 | 504.0281 | 189.1124
615.976 | 314.3994 | 5.7995 | 51.6492 | 0 | 25.0349 | 106.2581 | 0 | 0% | 503.1411 | 188.7417 | 503.1411 | 188.7417
616.008 | 313.3695 | 5.7986 | 51.4827 | 0 | 21.1511 | 106.242 | 0 | 0% | 498.0439 | 184.6744 | 498.0439 | 184.6744
616.04 | 311.7759 | 5.7977 | 51.2235 | 0 | 14.5986 | 106.2261 | 0 | 0% | 489.6218 | 177.8459 | 489.6218 | 177.8459
616.072 | 309.7013 | 5.7968 | 50.8853 | 0 | 8.0711 | 106.2105 | 0 | 0% | 480.665 | 170.9637 | 480.665 | 170.9637
616.104 | 307.3367 | 5.796 | 50.4992 | 0 | 3.5469 | 106.1952 | 0 | 0% | 473.3739 | 166.0372 | 473.3739 | 166.0372
616.136 | 304.9105 | 5.7951 | 50.103 | 0 | 1.2356 | 106.1801 | 0 | 0% | 468.2244 | 163.3138 | 468.2244 | 163.3138
616.168 | 302.6202 | 5.7943 | 49.7291 | 0 | 0.34098 | 106.1651 | 0 | 0% | 464.6496 | 162.0295 | 464.6496 | 162.0295
616.2 | 300.6007 | 5.7934 | 49.3996 | 0 | 0.07455 | 106.1502 | 0 | 0% | 462.0185 | 161.4178 | 462.0185 | 161.4178
616.232 | 298.9245 | 5.7926 | 49.1265 | 0 | 0.012925 | 106.1352 | 0 | 0% | 459.9918 | 161.0672 | 459.9918 | 161.0672
616.264 | 297.6054 | 5.7918 | 48.9121 | 0 | 0.0017782 | 106.12 | 0 | 0% | 458.4311 | 160.8257 | 458.4311 | 160.8257
616.296 | 296.6046 | 5.7909 | 48.75 | 0 | 0.00019432 | 106.1047 | 0 | 0% | 457.2505 | 160.6458 | 457.2505 | 160.6458
616.328 | 295.8532 | 5.79 | 48.6289 | 0 | 3.3432e-06 | 106.0893 | 0 | 0% | 456.3614 | 160.5082 | 456.3614 | 160.5082
616.36 | 295.2846 | 5.7892 | 48.5379 | 0 | 1.2906e-12 | 106.0738 | 0 | 0% | 455.6855 | 160.4008 | 455.6855 | 160.4008
616.392 | 294.8563 | 5.7883 | 48.4699 | 0 | 3.4417e-13 | 106.0582 | 0 | 0% | 455.1727 | 160.3164 | 455.1727 | 160.3164
616.424 | 294.5534 | 5.7874 | 48.4225 | 0 | 0 | 106.0427 | 0 | 0% | 454.8061 | 160.2527 | 454.8061 | 160.2527
616.456 | 294.3951 | 5.7866 | 48.3989 | 0 | 0 | 106.0272 | 0 | 0% | 454.6078 | 160.2127 | 454.6078 | 160.2127
616.488 | 294.4516 | 5.7857 | 48.4107 | 0 | 0 | 106.0117 | 0 | 0% | 454.6598 | 160.2081 | 454.6598 | 160.2081
616.52 | 294.8463 | 5.7848 | 48.4781 | 0 | 3.4417e-13 | 105.9962 | 0 | 0% | 455.1054 | 160.2591 | 455.1054 | 160.2591
616.552 | 295.7099 | 5.7839 | 48.6226 | 0 | 0 | 105.9806 | 0 | 0% | 456.0971 | 160.3872 | 456.0971 | 160.3872
616.584 | 297.1012 | 5.783 | 48.854 | 0 | 1.7208e-12 | 105.9649 | 0 | 0% | 457.7031 | 160.602 | 457.7031 | 160.602
616.616 | 298.9482 | 5.7822 | 49.1603 | 0 | 3.4417e-13 | 105.9492 | 0 | 0% | 459.8398 | 160.8916 | 459.8398 | 160.8916
616.648 | 301.0502 | 5.7813 | 49.5085 | 0 | 0 | 105.9335 | 0 | 0% | 462.2735 | 161.2233 | 462.2735 | 161.2233
616.68 | 303.1257 | 5.7804 | 49.8524 | 0 | 8.6042e-14 | 105.918 | 0 | 0% | 464.6765 | 161.5508 | 464.6765 | 161.5508
616.712 | 304.8737 | 5.7795 | 50.1423 | 0 | 0 | 105.9027 | 0 | 0% | 466.6982 | 161.8245 | 466.6982 | 161.8245
616.744 | 306.0371 | 5.7787 | 50.3362 | 0 | 0 | 105.8875 | 0 | 0% | 468.0395 | 162.0024 | 468.0395 | 162.0024
616.776 | 306.467 | 5.7779 | 50.4093 | 0 | 1.5273e-12 | 105.8725 | 0 | 0% | 468.5266 | 162.0597 | 468.5266 | 162.0597
616.808 | 306.164 | 5.777 | 50.3619 | 0 | 0.00020327 | 105.8574 | 0 | 0% | 468.1605 | 161.9965 | 468.1605 | 161.9965
616.84 | 305.2707 | 5.7762 | 50.2174 | 0 | 0.0019262 | 105.8422 | 0 | 0% | 467.1084 | 161.8377 | 467.1084 | 161.8377
616.872 | 304.0199 | 5.7753 | 50.0142 | 0 | 0.014406 | 105.8267 | 0 | 0% | 465.6504 | 161.6306 | 465.6504 | 161.6306
616.904 | 302.6718 | 5.7744 | 49.795 | 0 | 0.086617 | 105.8108 | 0 | 0% | 464.1387 | 161.4669 | 464.1387 | 161.4669
616.936 | 301.4653 | 5.7735 | 49.5992 | 0 | 0.41113 | 105.7947 | 0 | 0% | 463.0438 | 161.5785 | 463.0438 | 161.5785
616.968 | 300.5809 | 5.7726 | 49.4563 | 0 | 1.5687 | 105.7784 | 0 | 0% | 463.1569 | 162.576 | 463.1569 | 162.576
617 | 300.1078 | 5.7716 | 49.3812 | 0 | 4.889 | 105.7621 | 0 | 0% | 465.9117 | 165.804 | 465.9117 | 165.804
617.032 | 300.0217 | 5.7707 | 49.3697 | 0 | 12.7678 | 105.7459 | 0 | 0% | 473.6757 | 173.6541 | 473.6757 | 173.6541
617.064 | 300.1923 | 5.7698 | 49.4004 | 0 | 28.8552 | 105.7299 | 0 | 0% | 489.9476 | 189.7553 | 489.9476 | 189.7553
617.096 | 300.4297 | 5.7689 | 49.442 | 0 | 57.9296 | 105.7143 | 0 | 0% | 519.2845 | 218.8547 | 519.2845 | 218.8547
617.128 | 300.5534 | 5.7681 | 49.4648 | 0 | 103.6184 | 105.6988 | 0 | 0% | 565.1035 | 264.5501 | 565.1035 | 264.5501
617.16 | 300.4588 | 5.7672 | 49.4517 | 0 | 161.4677 | 105.6835 | 0 | 0% | 622.8289 | 322.3702 | 622.8289 | 322.3702
617.192 | 300.159 | 5.7663 | 49.4048 | 0 | 212.2147 | 105.6682 | 0 | 0% | 673.2131 | 373.0541 | 673.2131 | 373.0541
617.224 | 299.7868 | 5.7655 | 49.346 | 0 | 228.8722 | 105.6528 | 0 | 0% | 689.4234 | 389.6366 | 689.4234 | 389.6366
617.256 | 299.5514 | 5.7646 | 49.3098 | 0 | 198.9553 | 105.6374 | 0 | 0% | 659.2185 | 359.667 | 659.2185 | 359.667
617.288 | 299.6634 | 5.7637 | 49.3308 | 0 | 137.9861 | 105.6217 | 0 | 0% | 598.3657 | 298.7023 | 598.3657 | 298.7023
617.32 | 300.2605 | 5.7628 | 49.4317 | 0 | 75.9433 | 105.606 | 0 | 0% | 537.0043 | 236.7438 | 537.0043 | 236.7438
617.352 | 301.363 | 5.7619 | 49.6158 | 0 | 33.0768 | 105.5901 | 0 | 0% | 495.4076 | 194.0447 | 495.4076 | 194.0447
617.384 | 302.867 | 5.761 | 49.8661 | 0 | 11.3851 | 105.5741 | 0 | 0% | 475.4534 | 172.5864 | 475.4534 | 172.5864
617.416 | 304.5736 | 5.7601 | 50.1498 | 0 | 3.0948 | 105.558 | 0 | 0% | 469.1364 | 164.5628 | 469.1364 | 164.5628
617.448 | 306.2431 | 5.7592 | 50.4274 | 0 | 0.66416 | 105.5419 | 0 | 0% | 468.6358 | 162.3927 | 468.6358 | 162.3927
617.48 | 307.6599 | 5.7583 | 50.6633 | 0 | 0.11309 | 105.5261 | 0 | 0% | 469.7207 | 162.0608 | 469.7207 | 162.0608
617.512 | 308.686 | 5.7574 | 50.8349 | 0 | 0.020698 | 105.5105 | 0 | 0% | 470.8095 | 162.1235 | 470.8095 | 162.1235
617.544 | 309.2821 | 5.7566 | 50.9356 | 0 | 0.043891 | 105.4951 | 0 | 0% | 471.5133 | 162.2312 | 471.5133 | 162.2312
617.576 | 309.5001 | 5.7557 | 50.9741 | 0 | 0.2497 | 105.48 | 0 | 0% | 471.9596 | 162.4595 | 471.9596 | 162.4595
617.608 | 309.4581 | 5.7549 | 50.9697 | 0 | 1.1632 | 105.465 | 0 | 0% | 472.8108 | 163.3527 | 472.8108 | 163.3527
617.64 | 309.3106 | 5.7541 | 50.9479 | 0 | 4.2762 | 105.4499 | 0 | 0% | 475.7386 | 166.428 | 475.7386 | 166.428
617.672 | 309.2117 | 5.7532 | 50.9342 | 0 | 12.4072 | 105.4346 | 0 | 0% | 483.7408 | 174.5291 | 483.7408 | 174.5291
617.704 | 309.27 | 5.7523 | 50.9464 | 0 | 28.411 | 105.4189 | 0 | 0% | 499.7987 | 190.5287 | 499.7987 | 190.5287
617.736 | 309.5125 | 5.7514 | 50.9891 | 0 | 51.3448 | 105.403 | 0 | 0% | 523.0008 | 213.4883 | 523.0008 | 213.4883
617.768 | 309.8797 | 5.7505 | 51.0523 | 0 | 73.2322 | 105.3868 | 0 | 0% | 545.3015 | 235.4218 | 545.3015 | 235.4218
617.8 | 310.2628 | 5.7496 | 51.1182 | 0 | 82.4335 | 105.3705 | 0 | 0% | 554.9346 | 244.6718 | 554.9346 | 244.6718
617.832 | 310.5614 | 5.7486 | 51.1702 | 0 | 73.2322 | 105.3542 | 0 | 0% | 546.0666 | 235.5052 | 546.0666 | 235.5052
617.864 | 310.7283 | 5.7477 | 51.2004 | 0 | 51.3448 | 105.3381 | 0 | 0% | 524.3594 | 213.631 | 524.3594 | 213.631
617.896 | 310.7842 | 5.7468 | 51.2124 | 0 | 28.411 | 105.3222 | 0 | 0% | 501.4766 | 190.6924 | 501.4766 | 190.6924
617.928 | 310.8019 | 5.746 | 51.2179 | 0 | 12.4072 | 105.3066 | 0 | 0% | 485.4796 | 174.6776 | 485.4796 | 174.6776
617.96 | 310.876 | 5.7451 | 51.2327 | 0 | 4.2762 | 105.2912 | 0 | 0% | 477.4212 | 166.5452 | 477.4212 | 166.5452
617.992 | 311.0892 | 5.7442 | 51.2705 | 0 | 1.1632 | 105.2759 | 0 | 0% | 474.543 | 163.4538 | 474.543 | 163.4538
618.024 | 311.4863 | 5.7434 | 51.3385 | 0 | 0.2497 | 105.2606 | 0 | 0% | 474.0785 | 162.5922 | 474.0785 | 162.5922
618.056 | 312.0618 | 5.7425 | 51.436 | 0 | 0.042304 | 105.2452 | 0 | 0% | 474.5277 | 162.4659 | 474.5277 | 162.4659
618.088 | 312.7673 | 5.7416 | 51.5549 | 0 | 0.0056565 | 105.2295 | 0 | 0% | 475.299 | 162.5317 | 475.299 | 162.5317
618.12 | 313.5347 | 5.7407 | 51.6841 | 0 | 0.00059692 | 105.2137 | 0 | 0% | 476.1739 | 162.6391 | 476.1739 | 162.6391
618.152 | 314.2985 | 5.7398 | 51.8128 | 0 | 5.1625e-13 | 105.1978 | 0 | 0% | 477.0489 | 162.7504 | 477.0489 | 162.7504
618.184 | 315.007 | 5.7389 | 51.9324 | 0 | 0 | 105.1818 | 0 | 0% | 477.8601 | 162.8531 | 477.8601 | 162.8531
618.216 | 315.6253 | 5.738 | 52.0371 | 0 | 0 | 105.1657 | 0 | 0% | 478.5661 | 162.9408 | 478.5661 | 162.9408
618.248 | 316.1391 | 5.7371 | 52.1247 | 0 | 0 | 105.1495 | 0 | 0% | 479.1503 | 163.0113 | 479.1503 | 163.0113
618.28 | 316.5629 | 5.7362 | 52.1974 | 0 | 0.00031146 | 105.1332 | 0 | 0% | 479.63 | 163.0671 | 479.63 | 163.0671
618.312 | 316.9407 | 5.7352 | 52.2626 | 0 | 0.0029515 | 105.1168 | 0 | 0% | 480.0584 | 163.1176 | 480.0584 | 163.1176
618.344 | 317.3311 | 5.7343 | 52.3299 | 0 | 0.022074 | 105.1004 | 0 | 0% | 480.5178 | 163.1867 | 480.5178 | 163.1867
618.376 | 317.7812 | 5.7334 | 52.407 | 0 | 0.13029 | 105.0839 | 0 | 0% | 481.1358 | 163.3546 | 481.1358 | 163.3546
618.408 | 318.3042 | 5.7324 | 52.4962 | 0 | 0.60691 | 105.0674 | 0 | 0% | 482.2072 | 163.903 | 482.2072 | 163.903
618.44 | 318.8721 | 5.7315 | 52.5928 | 0 | 2.2312 | 105.051 | 0 | 0% | 484.4787 | 165.6065 | 484.4787 | 165.6065
618.472 | 319.4243 | 5.7306 | 52.6867 | 0 | 6.4739 | 105.0348 | 0 | 0% | 489.3503 | 169.926 | 489.3503 | 169.926
618.504 | 319.8838 | 5.7297 | 52.7653 | 0 | 14.8244 | 105.0188 | 0 | 0% | 498.222 | 178.3382 | 498.222 | 178.3382
618.536 | 320.1759 | 5.7288 | 52.8163 | 0 | 26.7909 | 105.0031 | 0 | 0% | 510.5148 | 190.339 | 510.5148 | 190.339
618.568 | 320.2473 | 5.7279 | 52.8308 | 0 | 38.2113 | 104.9876 | 0 | 0% | 522.0049 | 201.7576 | 522.0049 | 201.7576
618.6 | 320.0847 | 5.727 | 52.8066 | 0 | 43.0125 | 104.9722 | 0 | 0% | 526.6031 | 206.5184 | 526.6031 | 206.5184
618.632 | 319.7229 | 5.7262 | 52.7496 | 0 | 38.2113 | 104.9568 | 0 | 0% | 521.3669 | 201.644 | 521.3669 | 201.644
618.664 | 319.2351 | 5.7253 | 52.6718 | 0 | 26.7909 | 104.9413 | 0 | 0% | 509.3645 | 190.1293 | 509.3645 | 190.1293
618.696 | 318.7077 | 5.7244 | 52.5876 | 0 | 14.8244 | 104.9256 | 0 | 0% | 496.7697 | 178.062 | 496.7697 | 178.062
618.728 | 318.2144 | 5.7235 | 52.5089 | 0 | 6.4739 | 104.9098 | 0 | 0% | 487.8305 | 169.6161 | 487.8305 | 169.6161
618.76 | 317.7994 | 5.7226 | 52.4432 | 0 | 2.2312 | 104.8938 | 0 | 0% | 483.0903 | 165.291 | 483.0903 | 165.291
618.792 | 317.4682 | 5.7217 | 52.3914 | 0 | 0.60691 | 104.8779 | 0 | 0% | 481.0661 | 163.5979 | 481.0661 | 163.5979
618.824 | 317.1786 | 5.7208 | 52.3465 | 0 | 0.13029 | 104.8618 | 0 | 0% | 480.2381 | 163.0595 | 480.2381 | 163.0595
618.856 | 316.8374 | 5.7199 | 52.293 | 0 | 0.022074 | 104.8458 | 0 | 0% | 479.7182 | 162.8808 | 479.7182 | 162.8808
618.888 | 316.3139 | 5.719 | 52.2095 | 0 | 0.0029515 | 104.8296 | 0 | 0% | 479.075 | 162.7611 | 479.075 | 162.7611
618.92 | 315.4788 | 5.7181 | 52.0746 | 0 | 0.00031146 | 104.8134 | 0 | 0% | 478.0852 | 162.6063 | 478.0852 | 162.6063
618.952 | 314.2573 | 5.7171 | 51.8758 | 0 | 6.4532e-13 | 104.797 | 0 | 0% | 476.6473 | 162.39 | 476.6473 | 162.39
618.984 | 312.6721 | 5.7162 | 51.617 | 0 | 0 | 104.7806 | 0 | 0% | 474.7859 | 162.1138 | 474.7859 | 162.1138
619.016 | 310.853 | 5.7153 | 51.3195 | 0 | 2.5813e-13 | 104.7642 | 0 | 0% | 472.6519 | 161.799 | 472.6519 | 161.799
619.048 | 309.0059 | 5.7143 | 51.0174 | 0 | 0 | 104.7477 | 0 | 0% | 470.4854 | 161.4795 | 470.4854 | 161.4795
619.08 | 307.3589 | 5.7134 | 50.7483 | 0 | 0 | 104.7314 | 0 | 0% | 468.5521 | 161.1932 | 468.5521 | 161.1932
619.112 | 306.1042 | 5.7125 | 50.5439 | 0 | 0 | 104.7153 | 0 | 0% | 467.0759 | 160.9718 | 467.0759 | 160.9718
619.144 | 305.3469 | 5.7116 | 50.4216 | 0 | 0.00047155 | 104.6995 | 0 | 0% | 466.1801 | 160.8332 | 466.1801 | 160.8332
619.176 | 305.0777 | 5.7107 | 50.3798 | 0 | 0.0044685 | 104.6839 | 0 | 0% | 465.8566 | 160.7789 | 465.8566 | 160.7789
619.208 | 305.1834 | 5.7099 | 50.3999 | 0 | 0.033419 | 104.6685 | 0 | 0% | 465.995 | 160.8116 | 465.995 | 160.8116
619.24 | 305.4975 | 5.709 | 50.4543 | 0 | 0.19725 | 104.653 | 0 | 0% | 466.5111 | 161.0136 | 466.5111 | 161.0136
619.272 | 305.8602 | 5.7081 | 50.5169 | 0 | 0.91886 | 104.6373 | 0 | 0% | 467.6413 | 161.7811 | 467.6413 | 161.7811
619.304 | 306.1575 | 5.7072 | 50.5686 | 0 | 3.3781 | 104.6213 | 0 | 0% | 470.4327 | 164.2752 | 470.4327 | 164.2752
619.336 | 306.336 | 5.7063 | 50.6008 | 0 | 9.8013 | 104.6051 | 0 | 0% | 477.0495 | 170.7136 | 477.0495 | 170.7136
619.368 | 306.4069 | 5.7054 | 50.6153 | 0 | 22.4439 | 104.5888 | 0 | 0% | 489.7602 | 183.3534 | 489.7602 | 183.3534
619.4 | 306.4456 | 5.7044 | 50.6245 | 0 | 40.5609 | 104.5725 | 0 | 0% | 507.908 | 201.4623 | 507.908 | 201.4623
619.432 | 306.5817 | 5.7035 | 50.6498 | 0 | 57.8514 | 104.5561 | 0 | 0% | 525.3425 | 218.7608 | 525.3425 | 218.7608
619.464 | 306.9689 | 5.7026 | 50.7166 | 0 | 65.1202 | 104.5398 | 0 | 0% | 533.0481 | 226.0792 | 533.0481 | 226.0792
619.496 | 307.7366 | 5.7016 | 50.8463 | 0 | 57.8514 | 104.5236 | 0 | 0% | 526.6594 | 218.9228 | 526.6594 | 218.9228
619.528 | 308.9393 | 5.7007 | 51.0478 | 0 | 40.5609 | 104.5073 | 0 | 0% | 510.7561 | 201.8168 | 510.7561 | 201.8168
619.56 | 310.5276 | 5.6998 | 51.3132 | 0 | 22.4439 | 104.491 | 0 | 0% | 494.4754 | 183.9479 | 494.4754 | 183.9479
619.592 | 312.354 | 5.6989 | 51.6179 | 0 | 9.8013 | 104.4747 | 0 | 0% | 483.9468 | 171.5928 | 483.9468 | 171.5928
619.624 | 314.2092 | 5.6979 | 51.9274 | 0 | 3.3781 | 104.4583 | 0 | 0% | 479.6708 | 165.4617 | 479.6708 | 165.4617
619.656 | 315.874 | 5.697 | 52.2054 | 0 | 0.91886 | 104.442 | 0 | 0% | 479.1372 | 163.2632 | 479.1372 | 163.2632
619.688 | 317.1759 | 5.6961 | 52.4235 | 0 | 0.19725 | 104.4255 | 0 | 0% | 479.9183 | 162.7424 | 479.9183 | 162.7424
619.72 | 318.0271 | 5.6951 | 52.5672 | 0 | 0.033419 | 104.409 | 0 | 0% | 480.7318 | 162.7047 | 480.7318 | 162.7047
619.752 | 318.4277 | 5.6942 | 52.6363 | 0 | 0.0044685 | 104.3925 | 0 | 0% | 481.1552 | 162.7275 | 481.1552 | 162.7275
619.784 | 318.4367 | 5.6932 | 52.6408 | 0 | 0.00047155 | 104.376 | 0 | 0% | 481.1471 | 162.7105 | 481.1471 | 162.7105
619.816 | 318.1344 | 5.6923 | 52.5938 | 0 | 0 | 104.3594 | 0 | 0% | 480.7799 | 162.6454 | 480.7799 | 162.6454
619.848 | 317.6028 | 5.6913 | 52.5089 | 0 | 2.5813e-13 | 104.3428 | 0 | 0% | 480.1458 | 162.543 | 480.1458 | 162.543
619.88 | 316.924 | 5.6904 | 52.3996 | 0 | 0 | 104.3262 | 0 | 0% | 479.3403 | 162.4162 | 479.3403 | 162.4162
619.912 | 316.1842 | 5.6894 | 52.2803 | 0 | 2.5813e-13 | 104.3097 | 0 | 0% | 478.4636 | 162.2794 | 478.4636 | 162.2794
619.944 | 315.4676 | 5.6884 | 52.1647 | 0 | 0 | 104.2934 | 0 | 0% | 477.6141 | 162.1465 | 477.6141 | 162.1465
619.976 | 314.8445 | 5.6874 | 52.0646 | 0 | 0 | 104.2771 | 0 | 0% | 476.8737 | 162.0291 | 476.8737 | 162.0291
620.008 | 314.3603 | 5.6863 | 51.9874 | 0 | 1.0755e-13 | 104.261 | 0 | 0% | 476.295 | 161.9347 | 476.295 | 161.9347
620.04 | 314.0272 | 5.6851 | 51.9352 | 0 | 4.3021e-14 | 104.2449 | 0 | 0% | 475.8925 | 161.8653 | 475.8925 | 161.8653
620.072 | 313.8246 | 5.6839 | 51.9046 | 0 | 0 | 104.2288 | 0 | 0% | 475.6419 | 161.8174 | 475.6419 | 161.8174
620.104 | 313.7094 | 5.6826 | 51.8885 | 0 | 8.6042e-13 | 104.2126 | 0 | 0% | 475.4931 | 161.7837 | 475.4931 | 161.7837
620.136 | 313.6356 | 5.6813 | 51.8792 | 0 | 0.0015315 | 104.1963 | 0 | 0% | 475.394 | 161.7584 | 475.394 | 161.7584
620.168 | 313.5722 | 5.68 | 51.8717 | 0 | 0.014513 | 104.1799 | 0 | 0% | 475.3183 | 161.7461 | 475.3183 | 161.7461
620.2 | 313.5106 | 5.6786 | 51.8644 | 0 | 0.10854 | 104.1634 | 0 | 0% | 475.3257 | 161.815 | 475.3257 | 161.815
620.232 | 313.4632 | 5.6773 | 51.8595 | 0 | 0.64062 | 104.1469 | 0 | 0% | 475.7876 | 162.3244 | 475.7876 | 162.3244
620.264 | 313.4592 | 5.676 | 51.8618 | 0 | 2.9842 | 104.1304 | 0 | 0% | 478.1116 | 164.6524 | 478.1116 | 164.6524
620.296 | 313.5426 | 5.6746 | 51.8786 | 0 | 10.971 | 104.1139 | 0 | 0% | 486.1807 | 172.6381 | 486.1807 | 172.6381
620.328 | 313.7665 | 5.6733 | 51.9186 | 0 | 31.8321 | 104.0974 | 0 | 0% | 507.2878 | 193.5213 | 507.2878 | 193.5213
620.36 | 314.1791 | 5.6719 | 51.9898 | 0 | 72.8917 | 104.0808 | 0 | 0% | 548.8134 | 234.6343 | 548.8134 | 234.6343
620.392 | 314.8019 | 5.6706 | 52.0958 | 0 | 131.7309 | 104.0643 | 0 | 0% | 608.3635 | 293.5616 | 608.3635 | 293.5616
620.424 | 315.6141 | 5.6692 | 52.2332 | 0 | 187.8854 | 104.0478 | 0 | 0% | 665.4498 | 349.8357 | 665.4498 | 349.8357
620.456 | 316.5537 | 5.6679 | 52.3917 | 0 | 211.4925 | 104.0313 | 0 | 0% | 690.1371 | 373.5834 | 690.1371 | 373.5834
620.488 | 317.5335 | 5.6666 | 52.5569 | 0 | 187.8854 | 104.0147 | 0 | 0% | 667.6572 | 350.1236 | 667.6572 | 350.1236
620.52 | 318.462 | 5.6652 | 52.7136 | 0 | 131.7309 | 103.9982 | 0 | 0% | 612.5698 | 294.1078 | 612.5698 | 294.1078
620.552 | 319.264 | 5.6639 | 52.8493 | 0 | 72.8917 | 103.9817 | 0 | 0% | 554.6506 | 235.3866 | 554.6506 | 235.3866
620.584 | 319.8977 | 5.6625 | 52.9572 | 0 | 31.8321 | 103.9651 | 0 | 0% | 514.3146 | 194.4169 | 514.3146 | 194.4169
620.616 | 320.3592 | 5.6612 | 53.0367 | 0 | 10.971 | 103.9485 | 0 | 0% | 493.9766 | 173.6174 | 493.9766 | 173.6174
620.648 | 320.674 | 5.6598 | 53.0918 | 0 | 2.9842 | 103.9319 | 0 | 0% | 486.3418 | 165.6677 | 486.3418 | 165.6677
620.68 | 320.8787 | 5.6585 | 53.1288 | 0 | 0.64062 | 103.9152 | 0 | 0% | 484.2218 | 163.3431 | 484.2218 | 163.3431
620.712 | 321.0071 | 5.6571 | 53.1531 | 0 | 0.10854 | 103.8986 | 0 | 0% | 483.8244 | 162.8173 | 483.8244 | 162.8173
620.744 | 321.0861 | 5.6558 | 53.1692 | 0 | 0.014513 | 103.882 | 0 | 0% | 483.8075 | 162.7214 | 483.8075 | 162.7214
620.776 | 321.1398 | 5.6544 | 53.1811 | 0 | 0.0015315 | 103.8654 | 0 | 0% | 483.8423 | 162.7025 | 483.8423 | 162.7025
620.808 | 321.1943 | 5.6531 | 53.1932 | 0 | 0 | 103.849 | 0 | 0% | 483.8896 | 162.6953 | 483.8896 | 162.6953
620.84 | 321.2782 | 5.6518 | 53.2101 | 0 | 0 | 103.8326 | 0 | 0% | 483.9726 | 162.6945 | 483.9726 | 162.6945
620.872 | 321.4169 | 5.6504 | 53.2361 | 0 | 3.8719e-13 | 103.8162 | 0 | 0% | 484.1197 | 162.7028 | 484.1197 | 162.7028
620.904 | 321.6239 | 5.6491 | 53.2735 | 0 | 2.1511e-14 | 103.7998 | 0 | 0% | 484.3463 | 162.7224 | 484.3463 | 162.7224
620.936 | 321.8926 | 5.6477 | 53.321 | 0 | 1.1831e-12 | 103.7834 | 0 | 0% | 484.6447 | 162.7521 | 484.6447 | 162.7521
620.968 | 322.1961 | 5.6464 | 53.3743 | 0 | 8.2816e-13 | 103.7669 | 0 | 0% | 484.9837 | 162.7876 | 484.9837 | 162.7876
621 | 322.4941 | 5.6451 | 53.4268 | 0 | 3.4713e-12 | 103.7504 | 0 | 0% | 485.3163 | 162.8222 | 485.3163 | 162.8222
621.032 | 322.7396 | 5.6437 | 53.4705 | 0 | 2.834e-12 | 103.7338 | 0 | 0% | 485.5877 | 162.8481 | 485.5877 | 162.8481
621.064 | 322.8798 | 5.6424 | 53.4968 | 0 | 2.99e-12 | 103.7173 | 0 | 0% | 485.7362 | 162.8565 | 485.7362 | 162.8565
621.096 | 322.8566 | 5.641 | 53.496 | 0 | 3.5062e-12 | 103.7008 | 0 | 0% | 485.6945 | 162.8379 | 485.6945 | 162.8379
621.128 | 322.6183 | 5.6397 | 53.4596 | 0 | 2.7776e-12 | 103.6843 | 0 | 0% | 485.4019 | 162.7836 | 485.4019 | 162.7836
621.16 | 322.14 | 5.6383 | 53.3834 | 0 | 0.00056237 | 103.6678 | 0 | 0% | 484.83 | 162.69 | 484.83 | 162.69
621.192 | 321.4402 | 5.637 | 53.2705 | 0 | 0.0053291 | 103.6512 | 0 | 0% | 484.0043 | 162.564 | 484.0043 | 162.564
621.224 | 320.5775 | 5.6357 | 53.1306 | 0 | 0.039856 | 103.6347 | 0 | 0% | 483.0183 | 162.4408 | 483.0183 | 162.4408
621.256 | 319.6278 | 5.6343 | 52.9762 | 0 | 0.23524 | 103.6182 | 0 | 0% | 482.0918 | 162.464 | 482.0918 | 162.464
621.288 | 318.661 | 5.633 | 52.819 | 0 | 1.0958 | 103.6017 | 0 | 0% | 481.8105 | 163.1495 | 481.8105 | 163.1495
621.32 | 317.7275 | 5.6316 | 52.6673 | 0 | 4.0287 | 103.5852 | 0 | 0% | 483.6402 | 165.9128 | 483.6402 | 165.9128
621.352 | 316.8537 | 5.6303 | 52.5255 | 0 | 11.6891 | 103.5686 | 0 | 0% | 490.2671 | 173.4135 | 490.2671 | 173.4135
621.384 | 316.0436 | 5.6289 | 52.3942 | 0 | 26.7666 | 103.5521 | 0 | 0% | 504.3854 | 188.3418 | 504.3854 | 188.3418
621.416 | 315.288 | 5.6276 | 52.272 | 0 | 48.3729 | 103.5356 | 0 | 0% | 525.096 | 209.808 | 525.096 | 209.808
621.448 | 314.5827 | 5.6263 | 52.158 | 0 | 68.9934 | 103.5191 | 0 | 0% | 544.8794 | 230.2968 | 544.8794 | 230.2968
621.48 | 313.943 | 5.6249 | 52.055 | 0 | 77.6622 | 103.5025 | 0 | 0% | 552.7876 | 238.8446 | 552.7876 | 238.8446
621.512 | 313.4016 | 5.6236 | 51.9682 | 0 | 68.9934 | 103.486 | 0 | 0% | 543.4728 | 230.0712 | 543.4728 | 230.0712
621.544 | 312.9897 | 5.6222 | 51.9029 | 0 | 48.3729 | 103.4695 | 0 | 0% | 522.3573 | 209.3675 | 522.3573 | 209.3675
621.576 | 312.7222 | 5.6209 | 51.8615 | 0 | 26.7666 | 103.453 | 0 | 0% | 500.4242 | 187.702 | 500.4242 | 187.702
621.608 | 312.5982 | 5.6195 | 51.844 | 0 | 11.6891 | 103.4365 | 0 | 0% | 485.1872 | 172.589 | 485.1872 | 172.589
621.64 | 312.6095 | 5.6182 | 51.8488 | 0 | 4.0287 | 103.4199 | 0 | 0% | 477.5251 | 164.9156 | 477.5251 | 164.9156
621.672 | 312.7389 | 5.6168 | 51.8733 | 0 | 1.0958 | 103.4034 | 0 | 0% | 474.7282 | 161.9894 | 474.7282 | 161.9894
621.704 | 312.9488 | 5.6155 | 51.9111 | 0 | 0.23524 | 103.3869 | 0 | 0% | 474.0975 | 161.1487 | 474.0975 | 161.1487
621.736 | 313.1793 | 5.6142 | 51.9524 | 0 | 0.039856 | 103.3703 | 0 | 0% | 474.156 | 160.9767 | 474.156 | 160.9767
621.768 | 313.3638 | 5.6128 | 51.986 | 0 | 0.0053291 | 103.3537 | 0 | 0% | 474.3217 | 160.9579 | 474.3217 | 160.9579
621.8 | 313.4486 | 5.6115 | 52.0031 | 0 | 0.00056237 | 103.3372 | 0 | 0% | 474.4009 | 160.9523 | 474.4009 | 160.9523
621.832 | 313.4018 | 5.6101 | 51.9983 | 0 | 0 | 103.3206 | 0 | 0% | 474.3308 | 160.929 | 474.3308 | 160.929
621.864 | 313.2155 | 5.6088 | 51.9704 | 0 | 0 | 103.3039 | 0 | 0% | 474.0986 | 160.8831 | 474.0986 | 160.8831
621.896 | 312.9079 | 5.6074 | 51.9224 | 0 | 0 | 103.2871 | 0 | 0% | 473.7248 | 160.8169 | 473.7248 | 160.8169
621.928 | 312.5209 | 5.606 | 51.8613 | 0 | 0 | 103.2702 | 0 | 0% | 473.2584 | 160.7375 | 473.2584 | 160.7375
621.96 | 312.1065 | 5.6047 | 51.7956 | 0 | 0 | 103.2532 | 0 | 0% | 472.7599 | 160.6534 | 472.7599 | 160.6534
621.992 | 311.7054 | 5.6033 | 51.7321 | 0 | 0 | 103.2361 | 0 | 0% | 472.2769 | 160.5715 | 472.2769 | 160.5715
622.024 | 311.3351 | 5.6019 | 51.6737 | 0 | 0.0017647 | 103.219 | 0 | 0% | 471.8315 | 160.4964 | 471.8315 | 160.4964
622.056 | 310.9947 | 5.6005 | 51.6204 | 0 | 0.016723 | 103.2017 | 0 | 0% | 471.4341 | 160.4394 | 471.4341 | 160.4394
622.088 | 310.6791 | 5.5991 | 51.5712 | 0 | 0.12507 | 103.1844 | 0 | 0% | 471.1588 | 160.4798 | 471.1588 | 160.4798
622.12 | 310.3886 | 5.5977 | 51.5262 | 0 | 0.7382 | 103.1669 | 0 | 0% | 471.4177 | 161.029 | 471.4177 | 161.029
622.152 | 310.132 | 5.5963 | 51.4869 | 0 | 3.4387 | 103.1493 | 0 | 0% | 473.8031 | 163.6711 | 473.8031 | 163.6711
622.184 | 309.926 | 5.5948 | 51.4559 | 0 | 12.642 | 103.1316 | 0 | 0% | 482.7504 | 172.8244 | 482.7504 | 172.8244
622.216 | 309.7999 | 5.5934 | 51.4382 | 0 | 36.6804 | 103.114 | 0 | 0% | 506.626 | 196.826 | 506.626 | 196.826
622.248 | 309.7963 | 5.592 | 51.4408 | 0 | 83.9938 | 103.0966 | 0 | 0% | 553.9196 | 244.1232 | 553.9196 | 244.1232
622.28 | 309.9634 | 5.5906 | 51.4717 | 0 | 151.7947 | 103.0795 | 0 | 0% | 621.8999 | 311.9365 | 621.8999 | 311.9365
622.312 | 310.3392 | 5.5893 | 51.5371 | 0 | 216.5022 | 103.0627 | 0 | 0% | 687.0305 | 376.6913 | 687.0305 | 376.6913
622.344 | 310.9377 | 5.5879 | 51.6396 | 0 | 243.7048 | 103.046 | 0 | 0% | 714.916 | 403.9783 | 714.916 | 403.9783
622.376 | 311.7405 | 5.5866 | 51.7759 | 0 | 216.5022 | 103.0294 | 0 | 0% | 688.6347 | 376.8941 | 688.6347 | 376.8941
622.408 | 312.6971 | 5.5852 | 51.9378 | 0 | 151.7947 | 103.0129 | 0 | 0% | 625.0278 | 312.3307 | 625.0278 | 312.3307
622.44 | 313.7334 | 5.5839 | 52.113 | 0 | 83.9938 | 102.9963 | 0 | 0% | 558.4205 | 244.687 | 558.4205 | 244.687
622.472 | 314.7735 | 5.5825 | 52.2888 | 0 | 36.6804 | 102.9797 | 0 | 0% | 512.305 | 197.5315 | 512.305 | 197.5315
622.504 | 315.7626 | 5.5812 | 52.4562 | 0 | 12.642 | 102.9631 | 0 | 0% | 489.4052 | 173.6425 | 489.4052 | 173.6425
622.536 | 316.6757 | 5.5798 | 52.611 | 0 | 3.4387 | 102.9465 | 0 | 0% | 481.2517 | 164.576 | 481.2517 | 164.576
622.568 | 317.5055 | 5.5785 | 52.7519 | 0 | 0.7382 | 102.9298 | 0 | 0% | 479.5039 | 161.9984 | 479.5039 | 161.9984
622.6 | 318.2418 | 5.5771 | 52.8773 | 0 | 0.12507 | 102.9133 | 0 | 0% | 479.7346 | 161.4928 | 479.7346 | 161.4928
622.632 | 318.86 | 5.5758 | 52.9832 | 0 | 0.016723 | 102.8968 | 0 | 0% | 480.3325 | 161.4725 | 480.3325 | 161.4725
622.664 | 319.3211 | 5.5745 | 53.0628 | 0 | 0.0017647 | 102.8804 | 0 | 0% | 480.8406 | 161.5194 | 480.8406 | 161.5194
622.696 | 319.5803 | 5.5731 | 53.109 | 0 | 0 | 102.8639 | 0 | 0% | 481.1264 | 161.546 | 481.1264 | 161.546
622.728 | 319.6002 | 5.5718 | 53.1154 | 0 | 0 | 102.8474 | 0 | 0% | 481.1347 | 161.5346 | 481.1347 | 161.5346
622.76 | 319.359 | 5.5704 | 53.0784 | 0 | 3.4283e-13 | 102.8307 | 0 | 0% | 480.8386 | 161.4796 | 480.8386 | 161.4796
622.792 | 318.8485 | 5.5691 | 52.9967 | 0 | 0 | 102.814 | 0 | 0% | 480.2283 | 161.3798 | 480.2283 | 161.3798
622.824 | 318.0616 | 5.5677 | 52.8691 | 0 | 0 | 102.7971 | 0 | 0% | 479.2955 | 161.2339 | 479.2955 | 161.2339
622.856 | 316.9897 | 5.5663 | 52.6941 | 0 | 0 | 102.78 | 0 | 0% | 478.0302 | 161.0405 | 478.0302 | 161.0405
622.888 | 315.64 | 5.5649 | 52.473 | 0 | 0 | 102.7627 | 0 | 0% | 476.4406 | 160.8006 | 476.4406 | 160.8006
622.92 | 314.062 | 5.5635 | 52.2139 | 0 | 0 | 102.7452 | 0 | 0% | 474.5846 | 160.5226 | 474.5846 | 160.5226
622.952 | 312.3555 | 5.5621 | 51.9335 | 0 | 0 | 102.7274 | 0 | 0% | 472.5784 | 160.223 | 472.5784 | 160.223
622.984 | 310.6475 | 5.5606 | 51.6528 | 0 | 0 | 102.7095 | 0 | 0% | 470.5705 | 159.923 | 470.5705 | 159.923
623.016 | 309.0557 | 5.5592 | 51.3915 | 0 | 0 | 102.6917 | 0 | 0% | 468.6981 | 159.6424 | 468.6981 | 159.6424
623.048 | 307.6601 | 5.5578 | 51.1626 | 0 | 0 | 102.674 | 0 | 0% | 467.0545 | 159.3944 | 467.0545 | 159.3944
623.08 | 306.4906 | 5.5564 | 50.9713 | 0 | 0 | 102.6566 | 0 | 0% | 465.675 | 159.1844 | 465.675 | 159.1844
623.112 | 305.5311 | 5.555 | 50.8149 | 0 | 6.8834e-13 | 102.6395 | 0 | 0% | 464.5405 | 159.0094 | 464.5405 | 159.0094
623.144 | 304.7377 | 5.5536 | 50.686 | 0 | 0 | 102.6227 | 0 | 0% | 463.6001 | 158.8623 | 463.6001 | 158.8623
623.176 | 304.0721 | 5.5523 | 50.5783 | 0 | 0 | 102.6061 | 0 | 0% | 462.8087 | 158.7366 | 462.8087 | 158.7366
623.208 | 303.5302 | 5.5509 | 50.4911 | 0 | 0 | 102.5895 | 0 | 0% | 462.1618 | 158.6315 | 462.1618 | 158.6315
623.24 | 303.1487 | 5.5496 | 50.4306 | 0 | 0 | 102.573 | 0 | 0% | 461.7019 | 158.5532 | 461.7019 | 158.5532
623.272 | 302.9795 | 5.5482 | 50.4054 | 0 | 0.0019503 | 102.5564 | 0 | 0% | 461.4915 | 158.5121 | 461.4915 | 158.5121
623.304 | 303.057 | 5.5469 | 50.4213 | 0 | 0.018481 | 102.5399 | 0 | 0% | 461.5836 | 158.5266 | 461.5836 | 158.5266
623.336 | 303.3884 | 5.5456 | 50.4794 | 0 | 0.13822 | 102.5234 | 0 | 0% | 462.075 | 158.6866 | 462.075 | 158.6866
623.368 | 303.9703 | 5.5442 | 50.5793 | 0 | 0.81582 | 102.5069 | 0 | 0% | 463.4165 | 159.4462 | 463.4165 | 159.4462
623.4 | 304.8023 | 5.5429 | 50.7207 | 0 | 3.8003 | 102.4904 | 0 | 0% | 467.3566 | 162.5543 | 467.3566 | 162.5543
623.432 | 305.8697 | 5.5415 | 50.9013 | 0 | 13.9728 | 102.4739 | 0 | 0% | 478.7592 | 172.8895 | 478.7592 | 172.8895
623.464 | 307.1131 | 5.5402 | 51.1112 | 0 | 40.5528 | 102.4574 | 0 | 0% | 506.7747 | 199.6616 | 506.7747 | 199.6616
623.496 | 308.4201 | 5.5388 | 51.3318 | 0 | 92.9449 | 102.4409 | 0 | 0% | 560.6765 | 252.2564 | 560.6765 | 252.2564
623.528 | 309.6529 | 5.5375 | 51.54 | 0 | 168.4978 | 102.4243 | 0 | 0% | 637.6526 | 327.9997 | 637.6526 | 327.9997
623.56 | 310.6904 | 5.5362 | 51.7157 | 0 | 242.9663 | 102.4078 | 0 | 0% | 713.3164 | 402.626 | 713.3164 | 402.626
623.592 | 311.4585 | 5.5348 | 51.8467 | 0 | 284.0778 | 102.3912 | 0 | 0% | 755.309 | 443.8505 | 755.309 | 443.8505
623.624 | 311.9415 | 5.5335 | 51.9301 | 0 | 286.3084 | 102.3746 | 0 | 0% | 758.0881 | 446.1466 | 758.0881 | 446.1466
623.656 | 312.1791 | 5.5321 | 51.9727 | 0 | 287.9198 | 102.358 | 0 | 0% | 759.9618 | 447.7827 | 759.9618 | 447.7827
623.688 | 312.2507 | 5.5308 | 51.9877 | 0 | 338.9845 | 102.3415 | 0 | 0% | 811.0952 | 498.8445 | 811.0952 | 498.8445
623.72 | 312.241 | 5.5294 | 51.9892 | 0 | 445.9983 | 102.325 | 0 | 0% | 918.0829 | 605.8419 | 918.0829 | 605.8419
623.752 | 312.1926 | 5.5281 | 51.9842 | 0 | 554.1752 | 102.3085 | 0 | 0% | 1026.1885 | 713.996 | 1026.1885 | 713.996
623.784 | 312.0758 | 5.5267 | 51.9678 | 0 | 593.9668 | 102.2919 | 0 | 0% | 1065.8291 | 753.7533 | 1065.8291 | 753.7533
623.816 | 311.8091 | 5.5254 | 51.9265 | 0 | 545.0469 | 102.2752 | 0 | 0% | 1016.5832 | 704.774 | 1016.5832 | 704.774
623.848 | 311.3211 | 5.524 | 51.8484 | 0 | 445.7881 | 102.2584 | 0 | 0% | 916.74 | 605.4189 | 916.74 | 605.4189
623.88 | 310.6079 | 5.5226 | 51.7327 | 0 | 343.8495 | 102.2414 | 0 | 0% | 813.9541 | 503.3462 | 813.9541 | 503.3462
623.912 | 309.7436 | 5.5213 | 51.592 | 0 | 255.9406 | 102.2242 | 0 | 0% | 725.0216 | 415.278 | 725.0216 | 415.278
623.944 | 308.8485 | 5.5198 | 51.4461 | 0 | 177.2528 | 102.2067 | 0 | 0% | 645.2739 | 336.4255 | 645.2739 | 336.4255
623.976 | 308.047 | 5.5184 | 51.3159 | 0 | 107.6691 | 102.1891 | 0 | 0% | 574.7395 | 266.6925 | 574.7395 | 266.6925
624.008 | 307.4406 | 5.517 | 51.2182 | 0 | 55.9037 | 102.1713 | 0 | 0% | 522.2508 | 214.8102 | 522.2508 | 214.8102
624.04 | 307.0913 | 5.5156 | 51.1634 | 0 | 28.4439 | 102.1534 | 0 | 0% | 494.3675 | 187.2762 | 494.3675 | 187.2762
624.072 | 307.0053 | 5.5141 | 51.1523 | 0 | 25.2794 | 102.1357 | 0 | 0% | 491.0869 | 184.0816 | 491.0869 | 184.0816
624.104 | 307.1242 | 5.5127 | 51.1754 | 0 | 43.1998 | 102.1181 | 0 | 0% | 509.1302 | 202.006 | 509.1302 | 202.006
624.136 | 307.3355 | 5.5113 | 51.2138 | 0 | 75.8921 | 102.1009 | 0 | 0% | 542.0536 | 234.7181 | 542.0536 | 234.7181
624.168 | 307.5046 | 5.51 | 51.2451 | 0 | 111.0777 | 102.084 | 0 | 0% | 577.4214 | 269.9168 | 577.4214 | 269.9168
624.2 | 307.5097 | 5.5086 | 51.249 | 0 | 134.7161 | 102.0673 | 0 | 0% | 601.0507 | 293.541 | 601.0507 | 293.541
624.232 | 307.2687 | 5.5073 | 51.2119 | 0 | 142.1466 | 102.0507 | 0 | 0% | 608.1851 | 300.9164 | 608.1851 | 300.9164
624.264 | 306.7573 | 5.5059 | 51.1297 | 0 | 140.6562 | 102.0341 | 0 | 0% | 606.0832 | 299.3259 | 606.0832 | 299.3259
624.296 | 306.017 | 5.5046 | 51.0093 | 0 | 137.1712 | 102.0175 | 0 | 0% | 601.7197 | 295.7027 | 601.7197 | 295.7027
624.328 | 305.1443 | 5.5032 | 50.8669 | 0 | 128.8633 | 102.0009 | 0 | 0% | 592.3786 | 287.2343 | 592.3786 | 287.2343
624.36 | 304.2569 | 5.5018 | 50.722 | 0 | 111.7239 | 101.9842 | 0 | 0% | 574.1888 | 269.9319 | 574.1888 | 269.9319
624.392 | 303.4492 | 5.5005 | 50.5904 | 0 | 94.2688 | 101.9673 | 0 | 0% | 555.7762 | 252.327 | 555.7762 | 252.327
624.424 | 302.7592 | 5.4991 | 50.4785 | 0 | 95.6002 | 101.9502 | 0 | 0% | 556.2871 | 253.528 | 556.2871 | 253.528
624.456 | 302.1628 | 5.4977 | 50.3821 | 0 | 127.9485 | 101.9331 | 0 | 0% | 587.9242 | 285.7614 | 587.9242 | 285.7614
624.488 | 301.5947 | 5.4963 | 50.2905 | 0 | 180.8995 | 101.9158 | 0 | 0% | 640.1968 | 338.6021 | 640.1968 | 338.6021
624.52 | 300.9808 | 5.4949 | 50.1913 | 0 | 223.3122 | 101.8985 | 0 | 0% | 681.8777 | 380.8969 | 681.8777 | 380.8969
624.552 | 300.2732 | 5.4935 | 50.0764 | 0 | 225.382 | 101.8812 | 0 | 0% | 683.1064 | 382.8331 | 683.1064 | 382.8331
624.584 | 299.4784 | 5.4921 | 49.9471 | 0 | 182.8529 | 101.8639 | 0 | 0% | 639.6344 | 340.156 | 639.6344 | 340.156
624.616 | 298.6682 | 5.4907 | 49.8151 | 0 | 118.7101 | 101.8465 | 0 | 0% | 574.5307 | 275.8625 | 574.5307 | 275.8625
624.648 | 297.9627 | 5.4893 | 49.7007 | 0 | 61.5665 | 101.8291 | 0 | 0% | 516.5483 | 218.5855 | 516.5483 | 218.5855
624.68 | 297.4952 | 5.4879 | 49.6259 | 0 | 25.5377 | 101.8114 | 0 | 0% | 479.9581 | 182.4629 | 479.9581 | 182.4629
624.712 | 297.3804 | 5.4865 | 49.61 | 0 | 8.7696 | 101.7936 | 0 | 0% | 463.0402 | 165.6597 | 463.0402 | 165.6597
624.744 | 297.6974 | 5.485 | 49.6661 | 0 | 3.6511 | 101.7758 | 0 | 0% | 458.2754 | 160.578 | 458.2754 | 160.578
624.776 | 298.4739 | 5.4836 | 49.7988 | 0 | 4.8861 | 101.7582 | 0 | 0% | 460.4006 | 161.9267 | 460.4006 | 161.9267
624.808 | 299.6719 | 5.4822 | 50.0018 | 0 | 10.9986 | 101.741 | 0 | 0% | 467.8954 | 168.2236 | 467.8954 | 168.2236
624.84 | 301.1887 | 5.4809 | 50.2579 | 0 | 22.0204 | 101.7242 | 0 | 0% | 480.6721 | 179.4834 | 480.6721 | 179.4834
624.872 | 302.8834 | 5.4796 | 50.5437 | 0 | 36.5932 | 101.7077 | 0 | 0% | 497.2076 | 194.3242 | 497.2076 | 194.3242
624.904 | 304.616 | 5.4783 | 50.8359 | 0 | 50.5859 | 101.691 | 0 | 0% | 513.207 | 208.5911 | 513.207 | 208.5911
624.936 | 306.2736 | 5.4771 | 51.1156 | 0 | 58.3407 | 101.6742 | 0 | 0% | 522.8812 | 216.6076 | 522.8812 | 216.6076
624.968 | 307.7753 | 5.4761 | 51.3694 | 0 | 55.9891 | 101.6574 | 0 | 0% | 522.2674 | 214.492 | 522.2674 | 214.492
625 | 309.063 | 5.4754 | 51.5874 | 0 | 44.3822 | 101.6409 | 0 | 0% | 512.1489 | 203.0859 | 512.1489 | 203.0859
625.032 | 310.0934 | 5.4751 | 51.7625 | 0 | 28.7778 | 101.6244 | 0 | 0% | 497.7332 | 187.6398 | 497.7332 | 187.6398
625.064 | 310.8366 | 5.475 | 51.8896 | 0 | 15.1175 | 101.6079 | 0 | 0% | 484.9266 | 174.0901 | 484.9266 | 174.0901
625.096 | 311.2703 | 5.4752 | 51.9651 | 0 | 6.3825 | 101.5912 | 0 | 0% | 476.6844 | 165.4141 | 476.6844 | 165.4141
625.128 | 311.3675 | 5.4754 | 51.9845 | 0 | 2.1527 | 101.5745 | 0 | 0% | 472.5546 | 161.1871 | 472.5546 | 161.1871
625.16 | 311.0907 | 5.4757 | 51.9414 | 0 | 0.57757 | 101.558 | 0 | 0% | 470.6433 | 159.5526 | 470.6433 | 159.5526
625.192 | 310.4128 | 5.476 | 51.8313 | 0 | 0.12292 | 101.5417 | 0 | 0% | 469.3848 | 158.9719 | 469.3848 | 158.9719
625.224 | 309.3515 | 5.4764 | 51.6571 | 0 | 0.020713 | 101.5257 | 0 | 0% | 468.0314 | 158.6799 | 468.0314 | 158.6799
625.256 | 307.9838 | 5.4767 | 51.4317 | 0 | 0.0027447 | 101.5097 | 0 | 0% | 466.4047 | 158.4209 | 466.4047 | 158.4209
625.288 | 306.4277 | 5.4771 | 51.1749 | 0 | 0.00028964 | 101.4934 | 0 | 0% | 464.5734 | 158.1457 | 464.5734 | 158.1457
625.32 | 304.8091 | 5.4774 | 50.9077 | 0 | 5.1625e-13 | 101.4767 | 0 | 0% | 462.6708 | 157.8618 | 462.6708 | 157.8618
625.352 | 303.2364 | 5.4777 | 50.6481 | 0 | 6.4532e-14 | 101.4598 | 0 | 0% | 460.822 | 157.5856 | 460.822 | 157.5856
625.384 | 301.7848 | 5.478 | 50.4087 | 0 | 6.023e-13 | 101.4431 | 0 | 0% | 459.1147 | 157.3299 | 459.1147 | 157.3299
625.416 | 300.4811 | 5.4783 | 50.194 | 0 | 0 | 101.4268 | 0 | 0% | 457.5801 | 157.099 | 457.5801 | 157.099
625.448 | 299.3007 | 5.4787 | 49.9998 | 0 | 5.1625e-13 | 101.4104 | 0 | 0% | 456.1895 | 156.8889 | 456.1895 | 156.8889
625.48 | 298.1904 | 5.479 | 49.8173 | 0 | 3.4417e-13 | 101.3938 | 0 | 0% | 454.8805 | 156.6901 | 454.8805 | 156.6901
625.512 | 297.1125 | 5.4793 | 49.6403 | 0 | 0 | 101.3768 | 0 | 0% | 453.6089 | 156.4964 | 453.6089 | 156.4964
625.544 | 296.0808 | 5.4795 | 49.4711 | 0 | 0.00065271 | 101.3594 | 0 | 0% | 452.3914 | 156.3106 | 452.3914 | 156.3106
625.576 | 295.1628 | 5.4798 | 49.3208 | 0 | 0.0061852 | 101.3419 | 0 | 0% | 451.3116 | 156.1487 | 451.3116 | 156.1487
625.608 | 294.4475 | 5.48 | 49.2045 | 0 | 0.046258 | 101.3245 | 0 | 0% | 450.5028 | 156.0552 | 450.5028 | 156.0552
625.64 | 294.0027 | 5.4803 | 49.1334 | 0 | 0.27842 | 101.3068 | 0 | 0% | 450.2016 | 156.1988 | 450.2016 | 156.1988
625.672 | 293.8555 | 5.4805 | 49.1121 | 0 | 1.3229 | 101.2886 | 0 | 0% | 451.0596 | 157.2041 | 451.0596 | 157.2041
625.704 | 294.0056 | 5.4807 | 49.1404 | 0 | 5.0573 | 101.2704 | 0 | 0% | 454.9544 | 160.9488 | 454.9544 | 160.9488
625.736 | 294.4474 | 5.4809 | 49.2175 | 0 | 15.818 | 101.2525 | 0 | 0% | 466.2164 | 171.769 | 466.2164 | 171.769
625.768 | 295.1713 | 5.4812 | 49.3417 | 0 | 41.5532 | 101.2356 | 0 | 0% | 492.783 | 197.6116 | 492.783 | 197.6116
625.8 | 296.1475 | 5.4816 | 49.5079 | 0 | 94.6981 | 101.2193 | 0 | 0% | 547.0543 | 250.9068 | 547.0543 | 250.9068
625.832 | 297.3144 | 5.4819 | 49.706 | 0 | 191.9494 | 101.2032 | 0 | 0% | 645.655 | 348.3406 | 645.655 | 348.3406
625.864 | 298.582 | 5.4822 | 49.9209 | 0 | 346.3651 | 101.1869 | 0 | 0% | 801.5372 | 502.9552 | 801.5372 | 502.9552
625.896 | 299.8423 | 5.4825 | 50.1347 | 0 | 543.3757 | 101.17 | 0 | 0% | 1000.0052 | 700.1629 | 1000.0052 | 700.1629
625.928 | 300.9894 | 5.4828 | 50.3297 | 0 | 717.8295 | 101.1524 | 0 | 0% | 1175.7838 | 874.7944 | 1175.7838 | 874.7944
625.96 | 301.9528 | 5.483 | 50.494 | 0 | 778.4748 | 101.1342 | 0 | 0% | 1237.5389 | 935.5861 | 1237.5389 | 935.5861
625.992 | 302.7281 | 5.4832 | 50.6269 | 0 | 683.4663 | 101.116 | 0 | 0% | 1143.4205 | 840.6925 | 1143.4205 | 840.6925
626.024 | 303.3752 | 5.4835 | 50.7383 | 0 | 485.0531 | 101.0986 | 0 | 0% | 945.7487 | 642.3735 | 945.7487 | 642.3735
626.056 | 303.9832 | 5.4838 | 50.843 | 0 | 282.3395 | 101.0823 | 0 | 0% | 743.7319 | 439.7487 | 743.7319 | 439.7487
626.088 | 304.6262 | 5.4842 | 50.9535 | 0 | 140.2068 | 101.0669 | 0 | 0% | 602.3376 | 297.7115 | 602.3376 | 297.7115
626.12 | 305.3365 | 5.4846 | 51.0754 | 0 | 63.6466 | 101.0512 | 0 | 0% | 526.5941 | 221.2577 | 526.5941 | 221.2577
626.152 | 306.0996 | 5.4848 | 51.2063 | 0 | 28.5497 | 101.0335 | 0 | 0% | 492.374 | 186.2743 | 492.374 | 186.2743
626.184 | 306.8662 | 5.4849 | 51.3381 | 0 | 14.0708 | 101.0129 | 0 | 0% | 478.7728 | 171.9067 | 478.7728 | 171.9067
626.216 | 307.5738 | 5.4847 | 51.4604 | 0 | 10.8837 | 100.9894 | 0 | 0% | 476.3921 | 168.8182 | 476.3921 | 168.8182
626.248 | 308.1661 | 5.4845 | 51.5635 | 0 | 16.0875 | 100.965 | 0 | 0% | 482.2666 | 174.1004 | 482.2666 | 174.1004
626.28 | 308.5946 | 5.4844 | 51.639 | 0 | 27.5168 | 100.943 | 0 | 0% | 494.1777 | 185.5832 | 494.1777 | 185.5832
626.312 | 308.8135 | 5.4847 | 51.6788 | 0 | 41.0687 | 100.9257 | 0 | 0% | 507.9714 | 199.1579 | 507.9714 | 199.1579
626.344 | 308.7896 | 5.4853 | 51.6776 | 0 | 51.702 | 100.9125 | 0 | 0% | 518.5669 | 209.7773 | 518.5669 | 209.7773
626.376 | 308.5284 | 5.4859 | 51.6364 | 0 | 56.5698 | 100.9013 | 0 | 0% | 523.1218 | 214.5935 | 523.1218 | 214.5935
626.408 | 308.092 | 5.4867 | 51.5658 | 0 | 55.968 | 100.8905 | 0 | 0% | 522.003 | 213.9109 | 522.003 | 213.9109
626.44 | 307.5889 | 5.4873 | 51.4842 | 0 | 51.0118 | 100.879 | 0 | 0% | 516.4511 | 208.8623 | 516.4511 | 208.8623
626.472 | 307.138 | 5.4879 | 51.4115 | 0 | 42.5328 | 100.866 | 0 | 0% | 507.436 | 200.2981 | 507.436 | 200.2981
626.504 | 306.828 | 5.4883 | 51.3626 | 0 | 33.6053 | 100.8505 | 0 | 0% | 498.1347 | 191.3066 | 498.1347 | 191.3066
626.536 | 306.6885 | 5.4885 | 51.3426 | 0 | 32.3908 | 100.832 | 0 | 0% | 496.7424 | 190.0539 | 496.7424 | 190.0539
626.568 | 306.6853 | 5.4885 | 51.3456 | 0 | 51.5602 | 100.8115 | 0 | 0% | 515.8911 | 209.2058 | 515.8911 | 209.2058
626.6 | 306.7446 | 5.4885 | 51.3592 | 0 | 101.8737 | 100.7908 | 0 | 0% | 566.2568 | 259.5122 | 566.2568 | 259.5122
626.632 | 306.7898 | 5.4887 | 51.3701 | 0 | 179.1032 | 100.7719 | 0 | 0% | 643.5237 | 336.7339 | 643.5237 | 336.7339
626.664 | 306.7694 | 5.4891 | 51.3698 | 0 | 254.2083 | 100.756 | 0 | 0% | 718.5925 | 411.8231 | 718.5925 | 411.8231
626.696 | 306.6657 | 5.4896 | 51.3553 | 0 | 285.9017 | 100.742 | 0 | 0% | 750.1542 | 443.4885 | 750.1542 | 443.4885
626.728 | 306.4856 | 5.4901 | 51.3279 | 0 | 253.9551 | 100.7282 | 0 | 0% | 717.9869 | 411.5013 | 717.9869 | 411.5013
626.76 | 306.2494 | 5.4904 | 51.2915 | 0 | 178.0882 | 100.7124 | 0 | 0% | 641.832 | 335.5826 | 641.832 | 335.5826
626.792 | 305.9877 | 5.4905 | 51.2512 | 0 | 98.7677 | 100.6927 | 0 | 0% | 562.1898 | 256.2021 | 562.1898 | 256.2021
626.824 | 305.7443 | 5.4903 | 51.2145 | 0 | 44.1532 | 100.6679 | 0 | 0% | 507.2703 | 201.526 | 507.2703 | 201.526
626.856 | 305.5755 | 5.4897 | 51.191 | 0 | 18.8909 | 100.6382 | 0 | 0% | 481.7854 | 176.2098 | 481.7854 | 176.2098
626.888 | 305.5369 | 5.489 | 51.1895 | 0 | 15.6119 | 100.6063 | 0 | 0% | 478.4336 | 172.8967 | 478.4336 | 172.8967
626.92 | 305.6627 | 5.4885 | 51.2153 | 0 | 27.0008 | 100.5775 | 0 | 0% | 489.9447 | 184.2821 | 489.9447 | 184.2821
626.952 | 305.9503 | 5.4885 | 51.2673 | 0 | 46.8382 | 100.5566 | 0 | 0% | 510.1008 | 204.1506 | 510.1008 | 204.1506
626.984 | 306.3542 | 5.4891 | 51.3377 | 0 | 66.0071 | 100.5446 | 0 | 0% | 529.7327 | 223.3785 | 529.7327 | 223.3785
627.016 | 306.7959 | 5.4901 | 51.4138 | 0 | 73.7407 | 100.5381 | 0 | 0% | 537.9786 | 231.1827 | 537.9786 | 231.1827
627.048 | 307.1894 | 5.4912 | 51.4817 | 0 | 65.1293 | 100.5327 | 0 | 0% | 529.8242 | 222.6349 | 529.8242 | 222.6349
627.08 | 307.4747 | 5.4921 | 51.5317 | 0 | 45.4542 | 100.5252 | 0 | 0% | 510.4779 | 203.0032 | 510.4779 | 203.0032
627.112 | 307.6409 | 5.4928 | 51.5621 | 0 | 25.06 | 100.5138 | 0 | 0% | 490.2697 | 182.6288 | 490.2697 | 182.6288
627.144 | 307.7254 | 5.4932 | 51.5794 | 0 | 10.9123 | 100.4982 | 0 | 0% | 476.2084 | 168.483 | 476.2084 | 168.483
627.176 | 307.7878 | 5.4934 | 51.5932 | 0 | 3.7524 | 100.4802 | 0 | 0% | 469.107 | 161.3192 | 469.107 | 161.3192
627.208 | 307.8764 | 5.4937 | 51.6113 | 0 | 1.0188 | 100.4626 | 0 | 0% | 466.4629 | 158.5865 | 466.4629 | 158.5865
627.24 | 308.0074 | 5.494 | 51.6364 | 0 | 0.2184 | 100.4462 | 0 | 0% | 465.8024 | 157.795 | 465.8024 | 157.795
627.272 | 308.1694 | 5.4942 | 51.667 | 0 | 0.036961 | 100.4278 | 0 | 0% | 465.7954 | 157.626 | 465.7954 | 157.626
627.304 | 308.3508 | 5.4939 | 51.7016 | 0 | 0.0049377 | 100.403 | 0 | 0% | 465.9543 | 157.6035 | 465.9543 | 157.6035
627.336 | 308.5665 | 5.4932 | 51.7427 | 0 | 0.00051932 | 100.3708 | 0 | 0% | 466.1737 | 157.6073 | 466.1737 | 157.6073
627.368 | 308.8642 | 5.4923 | 51.7979 | 0 | 0 | 100.3366 | 0 | 0% | 466.491 | 157.6268 | 466.491 | 157.6268
627.4 | 309.302 | 5.4919 | 51.8757 | 0 | 0 | 100.3098 | 0 | 0% | 466.9794 | 157.6774 | 466.9794 | 157.6774
627.432 | 309.9091 | 5.4925 | 51.9802 | 0 | 0 | 100.297 | 0 | 0% | 467.6789 | 157.7697 | 467.6789 | 157.7697
627.464 | 310.6598 | 5.4939 | 52.1073 | 0 | 0 | 100.2968 | 0 | 0% | 468.5579 | 157.8981 | 468.5579 | 157.8981
627.496 | 311.4783 | 5.4957 | 52.2453 | 0 | 0 | 100.3008 | 0 | 0% | 469.5201 | 158.0418 | 469.5201 | 158.0418
627.528 | 312.2695 | 5.497 | 52.3793 | 0 | 0 | 100.2999 | 0 | 0% | 470.4458 | 158.1762 | 470.4458 | 158.1762
627.56 | 312.9529 | 5.4977 | 52.4964 | 0 | 0 | 100.2888 | 0 | 0% | 471.2359 | 158.283 | 471.2359 | 158.283
627.592 | 313.4833 | 5.4977 | 52.5891 | 0 | 5.5928e-13 | 100.2672 | 0 | 0% | 471.8373 | 158.354 | 471.8373 | 158.354
627.624 | 313.851 | 5.4971 | 52.6556 | 0 | 0 | 100.2373 | 0 | 0% | 472.241 | 158.39 | 472.241 | 158.39
627.656 | 314.0536 | 5.4959 | 52.6956 | 0 | 0.00084529 | 100.1989 | 0 | 0% | 472.4449 | 158.3913 | 472.4449 | 158.3913
627.688 | 314.0325 | 5.4931 | 52.7017 | 0 | 0.0080102 | 100.1367 | 0 | 0% | 472.372 | 158.3395 | 472.372 | 158.3395
627.72 | 313.5939 | 5.4854 | 52.6484 | 0 | 0.059906 | 100.0027 | 0 | 0% | 471.7902 | 158.1964 | 471.7902 | 158.1964
627.752 | 312.3785 | 5.4669 | 52.4878 | 0 | 0.35359 | 99.7091 | 0 | 0% | 470.3959 | 158.0174 | 470.3959 | 158.0174
627.784 | 309.9616 | 5.4304 | 52.1636 | 0 | 1.6471 | 99.1528 | 0 | 0% | 468.3555 | 158.394 | 468.3555 | 158.394
627.816 | 306.0937 | 5.3721 | 51.6425 | 0 | 6.0555 | 98.2744 | 0 | 0% | 467.4381 | 161.3444 | 467.4381 | 161.3444
627.848 | 300.9788 | 5.2955 | 50.9512 | 0 | 17.5697 | 97.1261 | 0 | 0% | 471.9214 | 170.9425 | 471.9214 | 170.9425
627.88 | 295.4266 | 5.2141 | 50.197 | 0 | 40.2325 | 95.9064 | 0 | 0% | 486.9766 | 191.55 | 486.9766 | 191.55
627.912 | 290.6933 | 5.1485 | 49.5464 | 0 | 72.7087 | 94.9184 | 0 | 0% | 513.0153 | 222.322 | 513.0153 | 222.322
627.944 | 287.9093 | 5.1166 | 49.1498 | 0 | 103.7032 | 94.4284 | 0 | 0% | 540.3073 | 252.3981 | 540.3073 | 252.3981
627.976 | 287.3712 | 5.1224 | 49.049 | 0 | 116.7331 | 94.492 | 0 | 0% | 552.7677 | 265.3966 | 552.7677 | 265.3966
628.008 | 288.3721 | 5.1526 | 49.1539 | 0 | 103.7032 | 94.9167 | 0 | 0% | 541.2985 | 252.9264 | 541.2985 | 252.9264
628.04 | 289.8512 | 5.1886 | 49.327 | 0 | 72.7087 | 95.4268 | 0 | 0% | 512.5022 | 222.651 | 512.5022 | 222.651
628.072 | 291.1627 | 5.2191 | 49.4843 | 0 | 40.2325 | 95.8575 | 0 | 0% | 481.9561 | 190.7934 | 481.9561 | 190.7934
628.104 | 292.1757 | 5.2422 | 49.6081 | 0 | 17.5697 | 96.1792 | 0 | 0% | 460.7749 | 168.5993 | 460.7749 | 168.5993
628.136 | 292.9665 | 5.2597 | 49.7071 | 0 | 6.0555 | 96.4186 | 0 | 0% | 450.4073 | 157.4409 | 450.4073 | 157.4409
628.168 | 293.7184 | 5.2754 | 49.8037 | 0 | 1.6471 | 96.63 | 0 | 0% | 447.0747 | 153.3562 | 447.0747 | 153.3562
628.2 | 294.6553 | 5.2935 | 49.9263 | 0 | 0.35359 | 96.8762 | 0 | 0% | 447.1049 | 152.4496 | 447.1049 | 152.4496
628.232 | 295.7608 | 5.3139 | 50.0725 | 0 | 0.059906 | 97.155 | 0 | 0% | 448.3622 | 152.6014 | 448.3622 | 152.6014
628.264 | 296.7377 | 5.3312 | 50.2038 | 0 | 0.0080102 | 97.3891 | 0 | 0% | 449.6697 | 152.9321 | 449.6697 | 152.9321
628.296 | 297.4105 | 5.3422 | 50.2975 | 0 | 0.00084529 | 97.5293 | 0 | 0% | 450.5803 | 153.1698 | 450.5803 | 153.1698
628.328 | 297.9875 | 5.3499 | 50.3816 | 0 | 0 | 97.6223 | 0 | 0% | 451.3413 | 153.3538 | 451.3413 | 153.3538
628.36 | 298.8195 | 5.36 | 50.5031 | 0 | 0 | 97.7496 | 0 | 0% | 452.4323 | 153.6128 | 452.4323 | 153.6128
628.392 | 300.0515 | 5.3746 | 50.6822 | 0 | 0 | 97.9413 | 0 | 0% | 454.0496 | 153.9981 | 454.0496 | 153.9981
628.424 | 301.5729 | 5.3913 | 50.9056 | 0 | 0 | 98.1662 | 0 | 0% | 456.0361 | 154.4632 | 456.0361 | 154.4632
628.456 | 303.1765 | 5.4071 | 51.1458 | 0 | 0 | 98.3759 | 0 | 0% | 458.1053 | 154.9288 | 458.1053 | 154.9288
628.488 | 304.6858 | 5.4196 | 51.3777 | 0 | 0 | 98.5371 | 0 | 0% | 460.0203 | 155.3344 | 460.0203 | 155.3344
628.52 | 306.0276 | 5.4286 | 51.5887 | 0 | 0 | 98.6481 | 0 | 0% | 461.693 | 155.6654 | 461.693 | 155.6654
628.552 | 307.2664 | 5.4366 | 51.7843 | 0 | 7.3136e-13 | 98.7428 | 0 | 0% | 463.2301 | 155.9637 | 463.2301 | 155.9637
628.584 | 308.5171 | 5.4465 | 51.9774 | 0 | 0.0046357 | 98.8659 | 0 | 0% | 464.8116 | 156.2945 | 464.8116 | 156.2945
628.616 | 309.7877 | 5.4592 | 52.1682 | 0 | 0.043935 | 99.0295 | 0 | 0% | 466.4885 | 156.7008 | 466.4885 | 156.7008
628.648 | 310.9499 | 5.4726 | 52.3396 | 0 | 0.32859 | 99.2034 | 0 | 0% | 468.294 | 157.3441 | 468.294 | 157.3441
628.68 | 311.8633 | 5.4839 | 52.474 | 0 | 1.9395 | 99.3465 | 0 | 0% | 471.1072 | 159.2439 | 471.1072 | 159.2439
628.712 | 312.4925 | 5.4918 | 52.5678 | 0 | 9.0353 | 99.4403 | 0 | 0% | 479.0277 | 166.5352 | 479.0277 | 166.5352
628.744 | 312.9034 | 5.4968 | 52.631 | 0 | 33.2196 | 99.4926 | 0 | 0% | 503.7434 | 190.84 | 503.7434 | 190.84
628.776 | 313.1595 | 5.4999 | 52.6724 | 0 | 96.3937 | 99.5155 | 0 | 0% | 567.241 | 254.0815 | 567.241 | 254.0815
628.808 | 313.2252 | 5.5004 | 52.687 | 0 | 220.758 | 99.5016 | 0 | 0% | 691.6722 | 378.447 | 691.6722 | 378.447
628.84 | 312.9878 | 5.4967 | 52.6587 | 0 | 399.0389 | 99.4279 | 0 | 0% | 869.61 | 556.6223 | 869.61 | 556.6223
628.872 | 312.4019 | 5.4886 | 52.5806 | 0 | 569.3789 | 99.2893 | 0 | 0% | 1039.1394 | 726.7375 | 1039.1394 | 726.7375
628.904 | 311.6205 | 5.479 | 52.4724 | 0 | 641.5914 | 99.1279 | 0 | 0% | 1110.2912 | 798.6707 | 1110.2912 | 798.6707
628.936 | 310.9318 | 5.4726 | 52.373 | 0 | 571.7462 | 99.0148 | 0 | 0% | 1039.5384 | 728.6066 | 1039.5384 | 728.6066
628.968 | 310.5002 | 5.4719 | 52.3054 | 0 | 404.9106 | 98.9837 | 0 | 0% | 872.1719 | 561.6717 | 872.1719 | 561.6717
629 | 310.1774 | 5.4735 | 52.2518 | 0 | 231.8004 | 98.9854 | 0 | 0% | 698.6885 | 388.5111 | 698.6885 | 388.5111
629.032 | 309.634 | 5.4707 | 52.1702 | 0 | 113.5443 | 98.924 | 0 | 0% | 579.7432 | 270.1092 | 579.7432 | 270.1092
629.064 | 308.6928 | 5.4598 | 52.0384 | 0 | 55.4941 | 98.7445 | 0 | 0% | 520.4296 | 211.7368 | 520.4296 | 211.7368
629.096 | 307.5104 | 5.443 | 51.8784 | 0 | 33.5701 | 98.4806 | 0 | 0% | 496.8826 | 189.3722 | 496.8826 | 189.3722
629.128 | 306.4768 | 5.4272 | 51.7421 | 0 | 25.4299 | 98.2302 | 0 | 0% | 487.3062 | 180.8295 | 487.3062 | 180.8295
629.16 | 305.9999 | 5.4198 | 51.6826 | 0 | 20.5806 | 98.1007 | 0 | 0% | 481.7836 | 175.7837 | 481.7836 | 175.7837
629.192 | 306.3056 | 5.4251 | 51.7282 | 0 | 16.3383 | 98.1558 | 0 | 0% | 477.9529 | 171.6474 | 477.9529 | 171.6474
629.224 | 307.2548 | 5.4412 | 51.8589 | 0 | 12.3878 | 98.3677 | 0 | 0% | 475.3103 | 168.0555 | 475.3103 | 168.0555
629.256 | 308.3068 | 5.459 | 52.0028 | 0 | 8.6577 | 98.6053 | 0 | 0% | 473.0316 | 164.7248 | 473.0316 | 164.7248
629.288 | 308.7966 | 5.4673 | 52.072 | 0 | 5.3084 | 98.704 | 0 | 0% | 470.3482 | 161.5516 | 470.3482 | 161.5516
629.32 | 308.3789 | 5.46 | 52.0211 | 0 | 2.7334 | 98.5771 | 0 | 0% | 467.1705 | 158.7916 | 467.1705 | 158.7916
629.352 | 307.2523 | 5.4404 | 51.8765 | 0 | 1.1487 | 98.2725 | 0 | 0% | 463.9903 | 156.738 | 463.9903 | 156.738
629.384 | 305.9763 | 5.418 | 51.7124 | 0 | 0.38772 | 97.9268 | 0 | 0% | 461.4212 | 155.4448 | 461.4212 | 155.4448
629.416 | 305.1098 | 5.4021 | 51.6035 | 0 | 0.10422 | 97.6757 | 0 | 0% | 459.8953 | 154.7855 | 459.8953 | 154.7855
629.448 | 305.0168 | 5.3988 | 51.5989 | 0 | 0.022333 | 97.6067 | 0 | 0% | 459.6435 | 154.6268 | 459.6435 | 154.6268
629.48 | 305.8314 | 5.4104 | 51.7161 | 0 | 0.0049261 | 97.7534 | 0 | 0% | 460.7162 | 154.8848 | 460.7162 | 154.8848
629.512 | 307.3436 | 5.4337 | 51.9259 | 0 | 0.0095268 | 98.0698 | 0 | 0% | 462.7824 | 155.4388 | 462.7824 | 155.4388
629.544 | 308.9215 | 5.4587 | 52.1424 | 0 | 0.054563 | 98.4111 | 0 | 0% | 464.9883 | 156.0668 | 464.9883 | 156.0668
629.576 | 309.7725 | 5.4729 | 52.2585 | 0 | 0.26117 | 98.596 | 0 | 0% | 466.3611 | 156.5886 | 466.3611 | 156.5886
629.608 | 309.411 | 5.4687 | 52.2086 | 0 | 0.99387 | 98.5162 | 0 | 0% | 466.5985 | 157.1874 | 466.5985 | 157.1874
629.64 | 307.9186 | 5.448 | 52.0035 | 0 | 3.0096 | 98.1957 | 0 | 0% | 466.5755 | 158.6568 | 466.5755 | 158.6568
629.672 | 305.8532 | 5.4198 | 51.7186 | 0 | 7.2656 | 97.7668 | 0 | 0% | 468.024 | 162.1707 | 468.024 | 162.1707
629.704 | 303.9726 | 5.3962 | 51.4563 | 0 | 14.0601 | 97.4035 | 0 | 0% | 472.2887 | 168.3161 | 472.2887 | 168.3161
629.736 | 302.9502 | 5.3875 | 51.3078 | 0 | 22.1678 | 97.2556 | 0 | 0% | 479.0689 | 176.1186 | 479.0689 | 176.1186
629.768 | 303.1281 | 5.3984 | 51.3198 | 0 | 29.9894 | 97.3926 | 0 | 0% | 487.2283 | 184.1002 | 487.2283 | 184.1002
629.8 | 304.3283 | 5.4255 | 51.4694 | 0 | 39.7415 | 97.7627 | 0 | 0% | 498.7274 | 194.399 | 498.7274 | 194.399
629.832 | 305.8909 | 5.4577 | 51.6683 | 0 | 61.0602 | 98.2075 | 0 | 0% | 522.2847 | 216.3938 | 522.2847 | 216.3938
629.864 | 307.0227 | 5.4828 | 51.8093 | 0 | 106.4298 | 98.5493 | 0 | 0% | 569.294 | 262.2712 | 569.294 | 262.2712
629.896 | 307.1666 | 5.4929 | 51.8154 | 0 | 176.0071 | 98.6757 | 0 | 0% | 639.1577 | 331.9912 | 639.1577 | 331.9912
629.928 | 306.092 | 5.4858 | 51.6528 | 0 | 245.4716 | 98.5522 | 0 | 0% | 707.2544 | 401.1624 | 707.2544 | 401.1624
629.96 | 303.8503 | 5.4631 | 51.3265 | 0 | 281.1444 | 98.2033 | 0 | 0% | 739.9876 | 436.1373 | 739.9876 | 436.1373
629.992 | 300.8292 | 5.4314 | 50.8874 | 0 | 289.8051 | 97.7245 | 0 | 0% | 744.6776 | 443.8484 | 744.6776 | 443.8484
630.024 | 297.7722 | 5.4026 | 50.4357 | 0 | 391.9369 | 97.2891 | 0 | 0% | 842.8366 | 545.0644 | 842.8366 | 545.0644
630.056 | 295.526 | 5.39 | 50.0867 | 0 | 910.9347 | 97.0869 | 0 | 0% | 1359.0242 | 1063.4983 | 1359.0242 | 1063.4983
630.088 | 294.6131 | 5.4003 | 49.9147 | 0 | 2411.2243 | 97.2155 | 0 | 0% | 2858.368 | 2563.7548 | 2858.368 | 2563.7548
630.12 | 294.9646 | 5.4294 | 49.9169 | 0 | 5441.0685 | 97.6164 | 0 | 0% | 5888.9958 | 5594.0312 | 5888.9958 | 5594.0312
630.152 | 296.0301 | 5.4651 | 50.0262 | 0 | 9811.7784 | 98.1123 | 0 | 0% | 10261.4121 | 9965.382 | 10261.4121 | 9965.382
630.184 | 297.1724 | 5.4947 | 50.1611 | 0 | 13993.5421 | 98.521 | 0 | 0% | 14444.8914 | 14147.719 | 14444.8914 | 14147.719
630.216 | 297.9925 | 5.5115 | 50.2685 | 0 | 15762.4056 | 98.7437 | 0 | 0% | 16214.9217 | 15916.9292 | 16214.9217 | 15916.9292
630.248 | 298.3379 | 5.5141 | 50.3248 | 0 | 14025.3768 | 98.7621 | 0 | 0% | 14478.3158 | 14179.9779 | 14478.3158 | 14179.9779
630.28 | 298.137 | 5.5034 | 50.3163 | 0 | 9866.6253 | 98.5882 | 0 | 0% | 10319.1702 | 10021.0332 | 10319.1702 | 10021.0332
630.312 | 297.3736 | 5.4813 | 50.236 | 0 | 5497.3094 | 98.2508 | 0 | 0% | 5948.6511 | 5651.2775 | 5948.6511 | 5651.2775
630.344 | 296.2395 | 5.4532 | 50.105 | 0 | 2434.3695 | 97.8279 | 0 | 0% | 2883.995 | 2587.7556 | 2883.995 | 2587.7556
630.376 | 295.1989 | 5.4286 | 49.9823 | 0 | 862.6668 | 97.4553 | 0 | 0% | 1310.7319 | 1015.533 | 1310.7319 | 1015.533
630.408 | 294.7976 | 5.4172 | 49.9402 | 0 | 247.7477 | 97.2721 | 0 | 0% | 695.1747 | 400.3771 | 695.1747 | 400.3771
630.44 | 295.3671 | 5.4236 | 50.0257 | 0 | 58.9054 | 97.3451 | 0 | 0% | 507.067 | 211.6998 | 507.067 | 211.6998
630.472 | 296.863 | 5.4451 | 50.2373 | 0 | 11.9519 | 97.6355 | 0 | 0% | 462.1328 | 165.2698 | 462.1328 | 165.2698
630.504 | 298.9253 | 5.4734 | 50.5316 | 0 | 2.1345 | 98.0226 | 0 | 0% | 455.0874 | 156.1621 | 455.0874 | 156.1621
630.536 | 301.1106 | 5.499 | 50.8526 | 0 | 0.34712 | 98.3717 | 0 | 0% | 456.181 | 155.0704 | 456.181 | 155.0704
630.568 | 303.1301 | 5.5162 | 51.1628 | 0 | 0.10208 | 98.5989 | 0 | 0% | 458.5101 | 155.38 | 458.5101 | 155.38
630.6 | 304.8941 | 5.5236 | 51.4496 | 0 | 0.48159 | 98.6853 | 0 | 0% | 461.0342 | 156.14 | 461.0342 | 156.14
630.632 | 306.3619 | 5.5218 | 51.705 | 0 | 2.8128 | 98.6397 | 0 | 0% | 465.0412 | 158.6793 | 465.0412 | 158.6793
630.664 | 307.4176 | 5.5109 | 51.9094 | 0 | 13.1003 | 98.4653 | 0 | 0% | 476.4035 | 168.986 | 476.4035 | 168.986
630.696 | 307.95 | 5.4918 | 52.0431 | 0 | 48.162 | 98.1707 | 0 | 0% | 511.8175 | 203.8675 | 511.8175 | 203.8675
630.728 | 308.0549 | 5.4681 | 52.1143 | 0 | 139.7409 | 97.8115 | 0 | 0% | 603.1896 | 295.1347 | 603.1896 | 295.1347
630.76 | 308.1065 | 5.4478 | 52.1695 | 0 | 319.9959 | 97.5015 | 0 | 0% | 783.2212 | 475.1147 | 783.2212 | 475.1147
630.792 | 308.5652 | 5.4396 | 52.2682 | 0 | 578.3347 | 97.3642 | 0 | 0% | 1041.972 | 733.4067 | 1041.972 | 733.4067
630.824 | 309.6663 | 5.4475 | 52.4414 | 0 | 825.0266 | 97.4576 | 0 | 0% | 1290.0394 | 980.3731 | 1290.0394 | 980.3731
630.856 | 311.251 | 5.4681 | 52.6692 | 0 | 929.268 | 97.7337 | 0 | 0% | 1396.39 | 1085.139 | 1396.39 | 1085.139
630.888 | 312.8799 | 5.4928 | 52.8957 | 0 | 827.2248 | 98.0695 | 0 | 0% | 1296.5627 | 983.6827 | 1296.5627 | 983.6827
630.92 | 314.1366 | 5.5135 | 53.0679 | 0 | 583.8407 | 98.3459 | 0 | 0% | 1054.9046 | 740.768 | 1054.9046 | 740.768
630.952 | 314.859 | 5.5262 | 53.1667 | 0 | 330.0277 | 98.509 | 0 | 0% | 802.0886 | 487.2295 | 802.0886 | 487.2295
630.984 | 315.1217 | 5.5315 | 53.2033 | 0 | 154.062 | 98.5659 | 0 | 0% | 626.4844 | 311.3627 | 626.4844 | 311.3627
631.016 | 315.055 | 5.5311 | 53.1961 | 0 | 64.287 | 98.541 | 0 | 0% | 536.6103 | 221.5553 | 536.6103 | 221.5553
631.048 | 314.7172 | 5.5257 | 53.1533 | 0 | 27.4294 | 98.4441 | 0 | 0% | 499.2696 | 184.5524 | 499.2696 | 184.5524
631.08 | 314.1147 | 5.5152 | 53.0759 | 0 | 12.8621 | 98.2752 | 0 | 0% | 483.8431 | 169.7284 | 483.8431 | 169.7284
631.112 | 313.3086 | 5.5008 | 52.9722 | 0 | 6.0397 | 98.0506 | 0 | 0% | 475.872 | 162.5634 | 475.872 | 162.5634
631.144 | 312.47 | 5.4858 | 52.8647 | 0 | 2.4945 | 97.8175 | 0 | 0% | 471.1325 | 158.6625 | 471.1325 | 158.6625
631.176 | 311.8222 | 5.4748 | 52.782 | 0 | 0.84508 | 97.6411 | 0 | 0% | 468.5652 | 156.743 | 468.5652 | 156.743
631.208 | 311.529 | 5.4718 | 52.7434 | 0 | 0.22823 | 97.5787 | 0 | 0% | 467.5511 | 156.0221 | 467.5511 | 156.0221
631.24 | 311.6002 | 5.4785 | 52.7465 | 0 | 0.049049 | 97.6539 | 0 | 0% | 467.5282 | 155.9279 | 467.5282 | 155.9279
631.272 | 311.84 | 5.4928 | 52.7619 | 0 | 0.0083214 | 97.8392 | 0 | 0% | 467.9423 | 156.1023 | 467.9423 | 156.1023
631.304 | 311.8958 | 5.5098 | 52.7404 | 0 | 0.0011146 | 98.062 | 0 | 0% | 468.2091 | 156.3133 | 468.2091 | 156.3133
631.336 | 311.4474 | 5.524 | 52.6391 | 0 | 0.00011788 | 98.2448 | 0 | 0% | 467.8553 | 156.408 | 467.8553 | 156.408
631.368 | 310.4024 | 5.5327 | 52.4481 | 0 | 1.298e-07 | 98.3499 | 0 | 0% | 466.733 | 156.3307 | 466.733 | 156.3307
631.4 | 308.9201 | 5.5365 | 52.1932 | 0 | 0 | 98.3847 | 0 | 0% | 465.0344 | 156.1144 | 465.0344 | 156.1144
631.432 | 307.2697 | 5.537 | 51.9167 | 0 | 4.7323e-13 | 98.3728 | 0 | 0% | 463.0961 | 155.8265 | 463.0961 | 155.8265
631.464 | 305.6684 | 5.5351 | 51.6534 | 0 | 8.0665e-14 | 98.3261 | 0 | 0% | 461.183 | 155.5146 | 461.183 | 155.5146
631.496 | 304.2083 | 5.5304 | 51.4194 | 0 | 0 | 98.2399 | 0 | 0% | 459.3981 | 155.1897 | 459.3981 | 155.1897
631.528 | 302.8918 | 5.5226 | 51.2155 | 0 | 6.8834e-13 | 98.1104 | 0 | 0% | 457.7404 | 154.8486 | 457.7404 | 154.8486
631.56 | 301.7088 | 5.5132 | 51.0373 | 0 | 0 | 97.9563 | 0 | 0% | 456.2156 | 154.5068 | 456.2156 | 154.5068
631.592 | 300.6581 | 5.5048 | 50.879 | 0 | 2.3124e-13 | 97.818 | 0 | 0% | 454.8599 | 154.2018 | 454.8599 | 154.2018
631.624 | 299.7024 | 5.5003 | 50.7292 | 0 | 0 | 97.7338 | 0 | 0% | 453.6657 | 153.9633 | 453.6657 | 153.9633
631.656 | 298.7544 | 5.5007 | 50.5711 | 0 | 0 | 97.7213 | 0 | 0% | 452.5476 | 153.7932 | 452.5476 | 153.7932
631.688 | 297.7225 | 5.5059 | 50.39 | 0 | 0 | 97.7761 | 0 | 0% | 451.3945 | 153.672 | 451.3945 | 153.672
631.72 | 296.5462 | 5.5142 | 50.1788 | 0 | 0 | 97.8735 | 0 | 0% | 450.1127 | 153.5665 | 450.1127 | 153.5665
631.752 | 295.217 | 5.5226 | 49.9413 | 0 | 0 | 97.9747 | 0 | 0% | 448.6556 | 153.4386 | 448.6556 | 153.4386
631.784 | 293.8289 | 5.529 | 49.6977 | 0 | 0 | 98.0454 | 0 | 0% | 447.101 | 153.2721 | 447.101 | 153.2721
631.816 | 292.6012 | 5.5325 | 49.4865 | 0 | 0 | 98.0766 | 0 | 0% | 445.6968 | 153.0956 | 445.6968 | 153.0956
631.848 | 291.8014 | 5.5342 | 49.3513 | 0 | 0 | 98.0812 | 0 | 0% | 444.7681 | 152.9667 | 444.7681 | 152.9667
631.88 | 291.6199 | 5.5352 | 49.322 | 0 | 1.2261e-12 | 98.0765 | 0 | 0% | 444.5537 | 152.9338 | 444.5537 | 152.9338
631.912 | 292.0863 | 5.5361 | 49.4028 | 0 | 2.0973e-12 | 98.0695 | 0 | 0% | 445.0947 | 153.0084 | 445.0947 | 153.0084
631.944 | 293.0507 | 5.5363 | 49.5692 | 0 | 1.0863e-12 | 98.0525 | 0 | 0% | 446.2087 | 153.1579 | 446.2087 | 153.1579
631.976 | 294.2264 | 5.5346 | 49.7746 | 0 | 1.581e-12 | 98.0091 | 0 | 0% | 447.5446 | 153.3182 | 447.5446 | 153.3182
632.008 | 295.2946 | 5.5303 | 49.9665 | 0 | 0.0018688 | 97.9292 | 0 | 0% | 448.7224 | 153.4278 | 448.7224 | 153.4278
632.04 | 296.0314 | 5.5242 | 50.1057 | 0 | 0.017709 | 97.8227 | 0 | 0% | 449.5017 | 153.4703 | 449.5017 | 153.4703
632.072 | 296.3859 | 5.5182 | 50.1801 | 0 | 0.13244 | 97.7185 | 0 | 0% | 449.9351 | 153.5492 | 449.9351 | 153.5492
632.104 | 296.4808 | 5.5148 | 50.2058 | 0 | 0.78173 | 97.6519 | 0 | 0% | 450.6351 | 154.1543 | 450.6351 | 154.1543
632.136 | 296.5478 | 5.516 | 50.2188 | 0 | 3.6415 | 97.6483 | 0 | 0% | 453.5723 | 157.0246 | 453.5723 | 157.0246
632.168 | 296.8166 | 5.5216 | 50.2575 | 0 | 13.3876 | 97.7087 | 0 | 0% | 463.6921 | 166.8755 | 463.6921 | 166.8755
632.2 | 297.4171 | 5.5297 | 50.3478 | 0 | 38.8437 | 97.8047 | 0 | 0% | 489.9432 | 192.526 | 489.9432 | 192.526
632.232 | 298.3671 | 5.5375 | 50.498 | 0 | 88.9476 | 97.8952 | 0 | 0% | 541.2453 | 242.8782 | 541.2453 | 242.8782
632.264 | 299.6257 | 5.5429 | 50.7045 | 0 | 160.7473 | 97.953 | 0 | 0% | 614.5734 | 314.9477 | 614.5734 | 314.9477
632.296 | 301.1247 | 5.546 | 50.9561 | 0 | 229.271 | 97.9763 | 0 | 0% | 684.8742 | 383.7495 | 684.8742 | 383.7495
632.328 | 302.7525 | 5.5474 | 51.2324 | 0 | 258.0781 | 97.9774 | 0 | 0% | 715.5878 | 412.8353 | 715.5878 | 412.8353
632.36 | 304.3506 | 5.548 | 51.5052 | 0 | 229.271 | 97.967 | 0 | 0% | 688.6419 | 384.2913 | 688.6419 | 384.2913
632.392 | 305.7529 | 5.5481 | 51.7459 | 0 | 160.7473 | 97.9481 | 0 | 0% | 621.7422 | 315.9893 | 621.7422 | 315.9893
632.424 | 306.828 | 5.5471 | 51.9332 | 0 | 88.9476 | 97.9155 | 0 | 0% | 551.1714 | 244.3434 | 551.1714 | 244.3434
632.456 | 307.4978 | 5.5446 | 52.0549 | 0 | 38.8437 | 97.8602 | 0 | 0% | 501.8013 | 194.3034 | 501.8013 | 194.3034
632.488 | 307.7581 | 5.5402 | 52.1109 | 0 | 13.3876 | 97.7784 | 0 | 0% | 476.5752 | 168.8171 | 476.5752 | 168.8171
632.52 | 307.7116 | 5.5349 | 52.1165 | 0 | 3.6415 | 97.684 | 0 | 0% | 466.6885 | 158.9769 | 466.6885 | 158.9769
632.552 | 307.5631 | 5.5309 | 52.1023 | 0 | 0.78173 | 97.6083 | 0 | 0% | 463.5864 | 156.0233 | 463.5864 | 156.0233
632.584 | 307.5375 | 5.5303 | 52.1025 | 0 | 0.13244 | 97.5811 | 0 | 0% | 462.8838 | 155.3464 | 462.8838 | 155.3464
632.616 | 307.7744 | 5.5337 | 52.1399 | 0 | 0.017709 | 97.6088 | 0 | 0% | 463.0745 | 155.3 | 463.0745 | 155.3
632.648 | 308.2874 | 5.5394 | 52.2196 | 0 | 0.0018688 | 97.6711 | 0 | 0% | 463.7193 | 155.432 | 463.7193 | 155.432
632.68 | 309.002 | 5.5455 | 52.333 | 0 | 0 | 97.7367 | 0 | 0% | 464.6172 | 155.6152 | 464.6172 | 155.6152
632.712 | 309.8202 | 5.55 | 52.4667 | 0 | 0 | 97.782 | 0 | 0% | 465.6191 | 155.7988 | 465.6191 | 155.7988
632.744 | 310.6556 | 5.5527 | 52.6068 | 0 | 0 | 97.8004 | 0 | 0% | 466.6156 | 155.9599 | 466.6156 | 155.9599
632.776 | 311.4323 | 5.554 | 52.7396 | 0 | 3.0115e-13 | 97.7984 | 0 | 0% | 467.5243 | 156.092 | 467.5243 | 156.092
632.808 | 312.0795 | 5.5545 | 52.8516 | 0 | 5.1625e-13 | 97.7874 | 0 | 0% | 468.2731 | 156.1936 | 468.2731 | 156.1936
632.84 | 312.5421 | 5.5551 | 52.9326 | 0 | 0.0071783 | 97.7755 | 0 | 0% | 468.8124 | 156.2703 | 468.8124 | 156.2703
632.872 | 312.7948 | 5.5557 | 52.9778 | 0 | 0.068024 | 97.765 | 0 | 0% | 469.1613 | 156.3665 | 469.1613 | 156.3665
632.904 | 312.8432 | 5.5562 | 52.9885 | 0 | 0.50873 | 97.7531 | 0 | 0% | 469.6499 | 156.8067 | 469.6499 | 156.8067
632.936 | 312.7109 | 5.5563 | 52.9696 | 0 | 3.0028 | 97.7344 | 0 | 0% | 471.9739 | 159.263 | 471.9739 | 159.263
632.968 | 312.4276 | 5.5555 | 52.9265 | 0 | 13.9876 | 97.704 | 0 | 0% | 482.6012 | 170.1736 | 482.6012 | 170.1736
633 | 312.0336 | 5.5538 | 52.8662 | 0 | 51.4239 | 97.661 | 0 | 0% | 519.5385 | 207.5049 | 519.5385 | 207.5049
633.032 | 311.5944 | 5.5517 | 52.799 | 0 | 149.2045 | 97.6114 | 0 | 0% | 616.7611 | 305.1667 | 616.7611 | 305.1667
633.064 | 311.2024 | 5.5499 | 52.7393 | 0 | 341.6608 | 97.567 | 0 | 0% | 808.7194 | 497.517 | 808.7194 | 497.517
633.096 | 310.9524 | 5.5493 | 52.7014 | 0 | 617.454 | 97.5393 | 0 | 0% | 1084.1965 | 773.2441 | 1084.1965 | 773.2441
633.128 | 310.9051 | 5.5503 | 52.6953 | 0 | 880.664 | 97.5336 | 0 | 0% | 1347.3483 | 1036.4432 | 1347.3483 | 1036.4432
633.16 | 311.0632 | 5.5525 | 52.7217 | 0 | 991.316 | 97.546 | 0 | 0% | 1458.1996 | 1147.1363 | 1458.1996 | 1147.1363
633.192 | 311.3702 | 5.5553 | 52.7725 | 0 | 880.664 | 97.5658 | 0 | 0% | 1347.9279 | 1036.5577 | 1347.9279 | 1036.5577
633.224 | 311.7255 | 5.5578 | 52.8321 | 0 | 617.454 | 97.5809 | 0 | 0% | 1085.1503 | 773.4248 | 1085.1503 | 773.4248
633.256 | 312.0068 | 5.5593 | 52.8808 | 0 | 341.6608 | 97.5831 | 0 | 0% | 809.6908 | 497.684 | 809.6908 | 497.684
633.288 | 312.0934 | 5.5598 | 52.8982 | 0 | 149.2045 | 97.5706 | 0 | 0% | 617.3265 | 305.2331 | 617.3265 | 305.2331
633.32 | 311.8943 | 5.5595 | 52.8686 | 0 | 51.4239 | 97.5473 | 0 | 0% | 519.2936 | 207.3993 | 519.2936 | 207.3993
633.352 | 311.3793 | 5.559 | 52.7857 | 0 | 13.9876 | 97.5212 | 0 | 0% | 481.2328 | 169.8535 | 481.2328 | 169.8535
633.384 | 310.5878 | 5.5589 | 52.6552 | 0 | 3.0028 | 97.5002 | 0 | 0% | 469.3049 | 158.7171 | 469.3049 | 158.7171
633.416 | 309.6007 | 5.5594 | 52.4906 | 0 | 0.50873 | 97.4874 | 0 | 0% | 465.6468 | 156.0461 | 465.6468 | 156.0461
633.448 | 308.5029 | 5.5602 | 52.3065 | 0 | 0.068024 | 97.4794 | 0 | 0% | 463.9171 | 155.4142 | 463.9171 | 155.4142
633.48 | 307.3743 | 5.561 | 52.1173 | 0 | 0.0071783 | 97.4707 | 0 | 0% | 462.5306 | 155.1562 | 462.5306 | 155.1562
633.512 | 306.3013 | 5.5614 | 51.9381 | 0 | 1.0372e-12 | 97.4578 | 0 | 0% | 461.2586 | 154.9573 | 461.2586 | 154.9573
633.544 | 305.3695 | 5.5615 | 51.7833 | 0 | 4.3626e-13 | 97.44 | 0 | 0% | 460.1543 | 154.7849 | 460.1543 | 154.7849
633.576 | 304.6328 | 5.5614 | 51.6621 | 0 | 9.0344e-13 | 97.4189 | 0 | 0% | 459.2752 | 154.6424 | 459.2752 | 154.6424
633.608 | 304.0898 | 5.5613 | 51.5736 | 0 | 3.382e-13 | 97.3981 | 0 | 0% | 458.6228 | 154.533 | 458.6228 | 154.533
633.64 | 303.6876 | 5.5615 | 51.5085 | 0 | 0 | 97.3816 | 0 | 0% | 458.1392 | 154.4516 | 458.1392 | 154.4516
633.672 | 303.3447 | 5.5622 | 51.4526 | 0 | 3.4417e-13 | 97.3719 | 0 | 0% | 457.7314 | 154.3867 | 457.7314 | 154.3867
633.704 | 302.9747 | 5.5633 | 51.3915 | 0 | 1.5461e-13 | 97.3673 | 0 | 0% | 457.2968 | 154.322 | 457.2968 | 154.322
633.736 | 302.5103 | 5.5644 | 51.3142 | 0 | 6.3322e-13 | 97.3639 | 0 | 0% | 456.7529 | 154.2425 | 456.7529 | 154.2425
633.768 | 301.93 | 5.5655 | 51.2175 | 0 | 0 | 97.359 | 0 | 0% | 456.0719 | 154.1419 | 456.0719 | 154.1419
633.8 | 301.2771 | 5.5664 | 51.1086 | 0 | 1.4251e-13 | 97.3526 | 0 | 0% | 455.3046 | 154.0276 | 455.3046 | 154.0276
633.832 | 300.6574 | 5.5673 | 51.0054 | 0 | 0 | 97.3456 | 0 | 0% | 454.5757 | 153.9183 | 454.5757 | 153.9183
633.864 | 300.2098 | 5.5681 | 50.9316 | 0 | 0 | 97.3376 | 0 | 0% | 454.047 | 153.8373 | 454.047 | 153.8373
633.896 | 300.0578 | 5.5688 | 50.9081 | 0 | 0 | 97.3278 | 0 | 0% | 453.8625 | 153.8047 | 453.8625 | 153.8047
633.928 | 300.2649 | 5.5693 | 50.9457 | 0 | 0 | 97.3162 | 0 | 0% | 454.0962 | 153.8313 | 454.0962 | 153.8313
633.96 | 300.8168 | 5.5698 | 51.0419 | 0 | 6.4532e-14 | 97.3038 | 0 | 0% | 454.7323 | 153.9155 | 454.7323 | 153.9155
633.992 | 301.6403 | 5.5703 | 51.1843 | 0 | 2.1511e-13 | 97.2911 | 0 | 0% | 455.6861 | 154.0457 | 455.6861 | 154.0457
634.024 | 302.635 | 5.5708 | 51.3557 | 0 | 0 | 97.2785 | 0 | 0% | 456.84 | 154.205 | 456.84 | 154.205
634.056 | 303.6883 | 5.5712 | 51.5372 | 0 | 3.4417e-13 | 97.2653 | 0 | 0% | 458.062 | 154.3737 | 458.062 | 154.3737
634.088 | 304.6819 | 5.5715 | 51.7087 | 0 | 4.3021e-13 | 97.2504 | 0 | 0% | 459.2125 | 154.5306 | 459.2125 | 154.5306
634.12 | 305.5058 | 5.5717 | 51.8518 | 0 | 0 | 97.2325 | 0 | 0% | 460.1618 | 154.6559 | 460.1618 | 154.6559
634.152 | 306.0811 | 5.5715 | 51.9531 | 0 | 5.2027e-05 | 97.2116 | 0 | 0% | 460.8174 | 154.7363 | 460.8174 | 154.7363
634.184 | 306.3737 | 5.5713 | 52.0066 | 0 | 0.00054934 | 97.189 | 0 | 0% | 461.1411 | 154.7675 | 461.1411 | 154.7675
634.216 | 306.3939 | 5.5711 | 52.0139 | 0 | 0.0042209 | 97.1665 | 0 | 0% | 461.1495 | 154.7557 | 461.1495 | 154.7557
634.248 | 306.1913 | 5.5709 | 51.9832 | 0 | 0.025754 | 97.1449 | 0 | 0% | 460.9161 | 154.7248 | 460.9161 | 154.7248
634.28 | 305.8455 | 5.5708 | 51.9282 | 0 | 0.12494 | 97.1237 | 0 | 0% | 460.5932 | 154.7477 | 460.5932 | 154.7477
634.312 | 305.4504 | 5.5706 | 51.865 | 0 | 0.48244 | 97.1012 | 0 | 0% | 460.4697 | 155.0193 | 460.4697 | 155.0193
634.344 | 305.0942 | 5.5702 | 51.8087 | 0 | 1.4848 | 97.0767 | 0 | 0% | 461.0347 | 155.9405 | 461.0347 | 155.9405
634.376 | 304.8437 | 5.5699 | 51.7702 | 0 | 3.6468 | 97.0537 | 0 | 0% | 462.8843 | 158.0406 | 462.8843 | 158.0406
634.408 | 304.7254 | 5.5703 | 51.753 | 0 | 7.1555 | 97.039 | 0 | 0% | 466.2433 | 161.5179 | 466.2433 | 161.5179
634.44 | 304.7053 | 5.5715 | 51.751 | 0 | 11.2269 | 97.037 | 0 | 0% | 470.2916 | 165.5863 | 470.2916 | 165.5863
634.472 | 304.6947 | 5.5734 | 51.7494 | 0 | 14.0937 | 97.0441 | 0 | 0% | 473.1554 | 168.4607 | 473.1554 | 168.4607
634.504 | 304.5998 | 5.5754 | 51.7334 | 0 | 14.1598 | 97.0522 | 0 | 0% | 473.1206 | 168.5208 | 473.1206 | 168.5208
634.536 | 304.379 | 5.577 | 51.6967 | 0 | 11.3841 | 97.0549 | 0 | 0% | 470.0916 | 165.7126 | 470.0916 | 165.7126
634.568 | 304.0619 | 5.5781 | 51.6445 | 0 | 7.3203 | 97.0506 | 0 | 0% | 465.6554 | 161.5935 | 465.6554 | 161.5935
634.6 | 303.7243 | 5.5787 | 51.5895 | 0 | 3.7618 | 97.0405 | 0 | 0% | 461.6949 | 157.9706 | 461.6949 | 157.9706
634.632 | 303.4525 | 5.5791 | 51.5462 | 0 | 1.5432 | 97.0262 | 0 | 0% | 459.1473 | 155.6947 | 459.1473 | 155.6947
634.664 | 303.3224 | 5.5793 | 51.5273 | 0 | 0.5048 | 97.0089 | 0 | 0% | 457.9426 | 154.6203 | 457.9426 | 154.6203
634.696 | 303.3916 | 5.5793 | 51.5425 | 0 | 0.13278 | 96.9896 | 0 | 0% | 457.6357 | 154.2442 | 457.6357 | 154.2442
634.728 | 303.6931 | 5.5791 | 51.5975 | 0 | 0.039398 | 96.9684 | 0 | 0% | 457.8775 | 154.1844 | 457.8775 | 154.1844
634.76 | 304.2262 | 5.5787 | 51.6922 | 0 | 0.095382 | 96.9437 | 0 | 0% | 458.5361 | 154.31 | 458.5361 | 154.31
634.792 | 304.9557 | 5.578 | 51.821 | 0 | 0.53713 | 96.9133 | 0 | 0% | 459.8051 | 154.8494 | 459.8051 | 154.8494
634.824 | 305.8295 | 5.5768 | 51.9749 | 0 | 2.4996 | 96.8786 | 0 | 0% | 462.7593 | 156.9298 | 462.7593 | 156.9298
634.856 | 306.7999 | 5.5759 | 52.1448 | 0 | 9.1898 | 96.8468 | 0 | 0% | 470.5572 | 163.7573 | 470.5572 | 163.7573
634.888 | 307.8244 | 5.576 | 52.3224 | 0 | 26.6664 | 96.8279 | 0 | 0% | 489.2171 | 181.3927 | 489.2171 | 181.3927
634.92 | 308.8457 | 5.5772 | 52.4973 | 0 | 61.0703 | 96.8263 | 0 | 0% | 524.8169 | 215.9712 | 524.8169 | 215.9712
634.952 | 309.7868 | 5.5793 | 52.6572 | 0 | 110.3841 | 96.8364 | 0 | 0% | 575.2437 | 265.457 | 575.2437 | 265.457
634.984 | 310.5836 | 5.5813 | 52.7925 | 0 | 157.4696 | 96.8475 | 0 | 0% | 623.2744 | 312.6908 | 623.2744 | 312.6908
635.016 | 311.2235 | 5.5828 | 52.9019 | 0 | 177.2988 | 96.8518 | 0 | 0% | 643.8587 | 332.6352 | 643.8587 | 332.6352
635.048 | 311.7455 | 5.5836 | 52.9923 | 0 | 157.5577 | 96.8476 | 0 | 0% | 624.7267 | 312.9811 | 624.7267 | 312.9811
635.08 | 312.1975 | 5.5838 | 53.0717 | 0 | 110.5111 | 96.8363 | 0 | 0% | 578.2004 | 266.0029 | 578.2004 | 266.0029
635.112 | 312.592 | 5.5835 | 53.1421 | 0 | 61.1806 | 96.8191 | 0 | 0% | 529.3173 | 216.7254 | 529.3173 | 216.7254
635.144 | 312.8975 | 5.5827 | 53.1982 | 0 | 26.7348 | 96.7954 | 0 | 0% | 495.2086 | 182.3111 | 495.2086 | 182.3111
635.176 | 313.0649 | 5.5816 | 53.2316 | 0 | 9.2217 | 96.7657 | 0 | 0% | 477.8654 | 164.8005 | 477.8654 | 164.8005
635.208 | 313.0603 | 5.5802 | 53.2359 | 0 | 2.5109 | 96.7345 | 0 | 0% | 471.1218 | 158.0615 | 471.1218 | 158.0615
635.24 | 312.8756 | 5.5793 | 53.2089 | 0 | 0.53972 | 96.7086 | 0 | 0% | 468.912 | 156.0364 | 468.912 | 156.0364
635.272 | 312.5171 | 5.5791 | 53.151 | 0 | 0.091589 | 96.6926 | 0 | 0% | 468.0314 | 155.5143 | 468.0314 | 155.5143
635.304 | 312 | 5.5796 | 53.0651 | 0 | 0.012272 | 96.6858 | 0 | 0% | 467.3427 | 155.3427 | 467.3427 | 155.3427
635.336 | 311.3611 | 5.5803 | 52.9579 | 0 | 0.0012984 | 96.6838 | 0 | 0% | 466.5844 | 155.2233 | 466.5844 | 155.2233
635.368 | 310.6672 | 5.5812 | 52.8412 | 0 | 1.6911e-06 | 96.6826 | 0 | 0% | 465.7721 | 155.105 | 465.7721 | 155.105
635.4 | 309.9975 | 5.582 | 52.7288 | 0 | 1.6859e-12 | 96.6801 | 0 | 0% | 464.9883 | 154.9908 | 464.9883 | 154.9908
635.432 | 309.4185 | 5.5826 | 52.6321 | 0 | 9.2227e-13 | 96.6753 | 0 | 0% | 464.3085 | 154.8899 | 464.3085 | 154.8899
635.464 | 308.972 | 5.583 | 52.5582 | 0 | 0.0017234 | 96.6681 | 0 | 0% | 463.7831 | 154.811 | 463.7831 | 154.811
635.496 | 308.677 | 5.5832 | 52.5104 | 0 | 0.01792 | 96.6587 | 0 | 0% | 463.4473 | 154.7703 | 463.4473 | 154.7703
635.528 | 308.5245 | 5.5834 | 52.487 | 0 | 0.13719 | 96.6474 | 0 | 0% | 463.3795 | 154.855 | 463.3795 | 154.855
635.56 | 308.4645 | 5.5833 | 52.4797 | 0 | 0.83351 | 96.634 | 0 | 0% | 463.9951 | 155.5305 | 463.9951 | 155.5305
635.592 | 308.4027 | 5.5831 | 52.4723 | 0 | 4.0228 | 96.6182 | 0 | 0% | 467.0992 | 158.6964 | 467.0992 | 158.6964
635.624 | 308.2249 | 5.5828 | 52.4454 | 0 | 15.4419 | 96.5998 | 0 | 0% | 478.2948 | 170.0699 | 478.2948 | 170.0699
635.656 | 307.8422 | 5.5823 | 52.3839 | 0 | 47.2033 | 96.5798 | 0 | 0% | 509.5916 | 201.7494 | 509.5916 | 201.7494
635.688 | 307.2329 | 5.5819 | 52.2837 | 0 | 115.0512 | 96.5612 | 0 | 0% | 576.7109 | 269.4779 | 576.7109 | 269.4779
635.72 | 306.4519 | 5.5818 | 52.1538 | 0 | 223.8621 | 96.5467 | 0 | 0% | 684.5962 | 378.1443 | 684.5962 | 378.1443
635.752 | 305.6065 | 5.582 | 52.0123 | 0 | 348.0977 | 96.5369 | 0 | 0% | 807.8354 | 502.2289 | 807.8354 | 502.2289
635.784 | 304.8198 | 5.5824 | 51.8805 | 0 | 432.922 | 96.5293 | 0 | 0% | 891.7339 | 586.9141 | 891.7339 | 586.9141
635.816 | 304.2041 | 5.5827 | 51.778 | 0 | 430.8481 | 96.5203 | 0 | 0% | 888.9333 | 584.7292 | 888.9333 | 584.7292
635.848 | 303.8407 | 5.5827 | 51.7189 | 0 | 343.1647 | 96.5077 | 0 | 0% | 800.8148 | 496.974 | 800.8148 | 496.974
635.88 | 303.755 | 5.5824 | 51.7077 | 0 | 218.6932 | 96.4907 | 0 | 0% | 676.2289 | 372.474 | 676.2289 | 372.474
635.912 | 303.8988 | 5.5819 | 51.7359 | 0 | 111.4442 | 96.4703 | 0 | 0% | 569.1311 | 265.2323 | 569.1311 | 265.2323
635.944 | 304.1632 | 5.5813 | 51.7848 | 0 | 45.3708 | 96.4485 | 0 | 0% | 503.3485 | 199.1853 | 503.3485 | 199.1853
635.976 | 304.4157 | 5.5806 | 51.8317 | 0 | 14.7404 | 96.4268 | 0 | 0% | 472.9952 | 168.5795 | 472.9952 | 168.5795
636.008 | 304.5375 | 5.5801 | 51.8562 | 0 | 3.8177 | 96.4066 | 0 | 0% | 462.1981 | 157.6606 | 462.1981 | 157.6606
636.04 | 304.4455 | 5.5798 | 51.844 | 0 | 0.79291 | 96.3889 | 0 | 0% | 459.0511 | 154.6056 | 459.0511 | 154.6056
636.072 | 304.1041 | 5.5797 | 51.7888 | 0 | 0.16521 | 96.3752 | 0 | 0% | 458.0131 | 153.909 | 458.0131 | 153.909
636.104 | 303.5312 | 5.58 | 51.6936 | 0 | 0.18577 | 96.3661 | 0 | 0% | 457.3567 | 153.8255 | 457.3567 | 153.8255
636.136 | 302.7949 | 5.5805 | 51.5702 | 0 | 0.62286 | 96.3596 | 0 | 0% | 456.928 | 154.1332 | 456.928 | 154.1332
636.168 | 301.9992 | 5.5808 | 51.4369 | 0 | 1.8026 | 96.3514 | 0 | 0% | 457.1709 | 155.1717 | 457.1709 | 155.1717
636.2 | 301.263 | 5.5807 | 51.3144 | 0 | 4.1277 | 96.3369 | 0 | 0% | 458.6228 | 157.3599 | 458.6228 | 157.3599
636.232 | 300.6954 | 5.5801 | 51.2215 | 0 | 7.4977 | 96.3154 | 0 | 0% | 461.3102 | 160.6148 | 461.3102 | 160.6148
636.264 | 300.3745 | 5.5793 | 51.171 | 0 | 11.0002 | 96.2908 | 0 | 0% | 464.4158 | 164.0414 | 464.4158 | 164.0414
636.296 | 300.3304 | 5.5788 | 51.1671 | 0 | 14.6735 | 96.2704 | 0 | 0% | 468.0203 | 167.6898 | 468.0203 | 167.6898
636.328 | 300.5349 | 5.5789 | 51.2045 | 0 | 26.559 | 96.2589 | 0 | 0% | 480.1362 | 179.6013 | 480.1362 | 179.6013
636.36 | 300.9055 | 5.5796 | 51.2693 | 0 | 81.6164 | 96.2555 | 0 | 0% | 535.6262 | 234.7207 | 535.6262 | 234.7207
636.392 | 301.3343 | 5.5805 | 51.3436 | 0 | 276.7562 | 96.2548 | 0 | 0% | 731.2694 | 429.9351 | 731.2694 | 429.9351
636.424 | 301.7302 | 5.5812 | 51.4126 | 0 | 792.8238 | 96.252 | 0 | 0% | 1247.7999 | 946.0697 | 1247.7999 | 946.0697
636.456 | 302.0506 | 5.5817 | 51.4692 | 0 | 1811.9669 | 96.2452 | 0 | 0% | 2267.3136 | 1965.263 | 2267.3136 | 1965.263
636.488 | 302.3058 | 5.5819 | 51.5152 | 0 | 3273.657 | 96.2347 | 0 | 0% | 3729.2946 | 3426.9888 | 3729.2946 | 3426.9888
636.52 | 302.539 | 5.5819 | 51.5576 | 0 | 4668.9561 | 96.2221 | 0 | 0% | 5124.8567 | 4822.3177 | 5124.8567 | 4822.3177
636.552 | 302.798 | 5.5819 | 51.6046 | 0 | 5255.5577 | 96.2086 | 0 | 0% | 5711.7508 | 5408.9527 | 5711.7508 | 5408.9527
636.584 | 303.1134 | 5.5818 | 51.6612 | 0 | 4668.9206 | 96.1948 | 0 | 0% | 5125.4719 | 4822.3585 | 5125.4719 | 4822.3585
636.616 | 303.4896 | 5.5818 | 51.7282 | 0 | 3273.4881 | 96.181 | 0 | 0% | 3730.4687 | 3426.9791 | 3730.4687 | 3426.9791
636.648 | 303.9061 | 5.5817 | 51.8021 | 0 | 1811.3457 | 96.1673 | 0 | 0% | 2268.8029 | 1964.8967 | 2268.8029 | 1964.8967
636.68 | 304.3265 | 5.5817 | 51.8766 | 0 | 791.0212 | 96.1538 | 0 | 0% | 1248.9598 | 944.6333 | 1248.9598 | 944.6333
636.712 | 304.7126 | 5.5817 | 51.9452 | 0 | 272.6285 | 96.1407 | 0 | 0% | 731.0086 | 426.296 | 731.0086 | 426.296
636.744 | 305.0409 | 5.5817 | 52.004 | 0 | 74.1567 | 96.1277 | 0 | 0% | 532.9109 | 227.87 | 532.9109 | 227.87
636.776 | 305.313 | 5.5817 | 52.0532 | 0 | 15.9194 | 96.1145 | 0 | 0% | 474.9817 | 169.6687 | 474.9817 | 169.6687
636.808 | 305.5514 | 5.5816 | 52.0967 | 0 | 2.6971 | 96.101 | 0 | 0% | 462.0278 | 156.4764 | 462.0278 | 156.4764
636.84 | 305.7842 | 5.5816 | 52.1393 | 0 | 0.36063 | 96.0869 | 0 | 0% | 459.9526 | 154.1684 | 459.9526 | 154.1684
636.872 | 306.0262 | 5.5814 | 52.1837 | 0 | 0.038057 | 96.0715 | 0 | 0% | 459.9009 | 153.8747 | 459.9009 | 153.8747
636.904 | 306.2706 | 5.5811 | 52.2287 | 0 | 0 | 96.0539 | 0 | 0% | 460.1343 | 153.8637 | 460.1343 | 153.8637
636.936 | 306.4953 | 5.5805 | 52.2708 | 0 | 0 | 96.0332 | 0 | 0% | 460.3798 | 153.8845 | 460.3798 | 153.8845
636.968 | 306.6793 | 5.5798 | 52.3063 | 0 | 0 | 96.0099 | 0 | 0% | 460.5752 | 153.8959 | 460.5752 | 153.8959
637 | 306.817 | 5.5791 | 52.3337 | 0 | 0 | 95.9873 | 0 | 0% | 460.7171 | 153.9001 | 460.7171 | 153.9001
637.032 | 306.9197 | 5.5787 | 52.3546 | 0 | 0 | 95.9695 | 0 | 0% | 460.8225 | 153.9029 | 460.8225 | 153.9029
637.064 | 307.0062 | 5.5789 | 52.372 | 0 | 7.3136e-13 | 95.9583 | 0 | 0% | 460.9154 | 153.9092 | 460.9154 | 153.9092
637.096 | 307.0943 | 5.5793 | 52.3891 | 0 | 0 | 95.9516 | 0 | 0% | 461.0144 | 153.9201 | 461.0144 | 153.9201
637.128 | 307.1996 | 5.5798 | 52.4091 | 0 | 3.4417e-13 | 95.9449 | 0 | 0% | 461.1335 | 153.9339 | 461.1335 | 153.9339
637.16 | 307.3361 | 5.58 | 52.435 | 0 | 0 | 95.9344 | 0 | 0% | 461.2855 | 153.9494 | 461.2855 | 153.9494
637.192 | 307.5128 | 5.5798 | 52.4684 | 0 | 0 | 95.918 | 0 | 0% | 461.4789 | 153.9661 | 461.4789 | 153.9661
637.224 | 307.7327 | 5.579 | 52.5099 | 0 | 0 | 95.895 | 0 | 0% | 461.7167 | 153.984 | 461.7167 | 153.984
637.256 | 308.0005 | 5.578 | 52.5603 | 0 | 0 | 95.8674 | 0 | 0% | 462.0062 | 154.0057 | 462.0062 | 154.0057
637.288 | 308.3283 | 5.577 | 52.6208 | 0 | 0 | 95.8404 | 0 | 0% | 462.3665 | 154.0382 | 462.3665 | 154.0382
637.32 | 308.7266 | 5.5765 | 52.6925 | 0 | 0 | 95.8203 | 0 | 0% | 462.8159 | 154.0893 | 462.8159 | 154.0893
637.352 | 309.1857 | 5.5767 | 52.7734 | 0 | 1.1186e-12 | 95.8102 | 0 | 0% | 463.3459 | 154.1602 | 463.3459 | 154.1602
637.384 | 309.6705 | 5.5774 | 52.8577 | 0 | 5.1625e-13 | 95.8074 | 0 | 0% | 463.913 | 154.2425 | 463.913 | 154.2425
637.416 | 310.1395 | 5.5783 | 52.9392 | 0 | 0 | 95.8062 | 0 | 0% | 464.4632 | 154.3237 | 464.4632 | 154.3237
637.448 | 310.5707 | 5.5789 | 53.0145 | 0 | 0 | 95.8021 | 0 | 0% | 464.9663 | 154.3956 | 464.9663 | 154.3956
637.48 | 310.9698 | 5.5793 | 53.0849 | 0 | 0 | 95.7942 | 0 | 0% | 465.4282 | 154.4584 | 465.4282 | 154.4584
637.512 | 311.3567 | 5.5795 | 53.1535 | 0 | 0 | 95.7838 | 0 | 0% | 465.8736 | 154.5169 | 465.8736 | 154.5169
637.544 | 311.7431 | 5.5797 | 53.2222 | 0 | 0 | 95.7726 | 0 | 0% | 466.3175 | 154.5744 | 466.3175 | 154.5744
637.576 | 312.1201 | 5.5798 | 53.2893 | 0 | 0 | 95.7609 | 0 | 0% | 466.7499 | 154.6299 | 466.7499 | 154.6299
637.608 | 312.4619 | 5.5798 | 53.3504 | 0 | 0 | 95.7484 | 0 | 0% | 467.1405 | 154.6786 | 467.1405 | 154.6786
637.64 | 312.7388 | 5.5798 | 53.4007 | 0 | 0 | 95.7351 | 0 | 0% | 467.4544 | 154.7156 | 467.4544 | 154.7156
637.672 | 312.93 | 5.5798 | 53.4363 | 0 | 0 | 95.7218 | 0 | 0% | 467.6679 | 154.7378 | 467.6679 | 154.7378
637.704 | 313.029 | 5.5798 | 53.456 | 0 | 0 | 95.709 | 0 | 0% | 467.7739 | 154.7449 | 467.7739 | 154.7449
637.736 | 313.042 | 5.5799 | 53.461 | 0 | 3.4417e-13 | 95.6971 | 0 | 0% | 467.78 | 154.738 | 467.78 | 154.738
637.768 | 312.9815 | 5.58 | 53.4534 | 0 | 4.3021e-13 | 95.6855 | 0 | 0% | 467.7004 | 154.7189 | 467.7004 | 154.7189
637.8 | 312.8585 | 5.5801 | 53.4352 | 0 | 0.00086506 | 95.6734 | 0 | 0% | 467.5481 | 154.6896 | 467.5481 | 154.6896
637.832 | 312.6781 | 5.5801 | 53.4073 | 0 | 0.0081975 | 95.6606 | 0 | 0% | 467.3343 | 154.6562 | 467.3343 | 154.6562
637.864 | 312.442 | 5.58 | 53.37 | 0 | 0.061308 | 95.647 | 0 | 0% | 467.1003 | 154.6583 | 467.1003 | 154.6583
637.896 | 312.1563 | 5.58 | 53.3242 | 0 | 0.36186 | 95.6331 | 0 | 0% | 467.0554 | 154.8991 | 467.0554 | 154.8991
637.928 | 311.8395 | 5.5799 | 53.2731 | 0 | 1.6856 | 95.6188 | 0 | 0% | 467.997 | 156.1575 | 467.997 | 156.1575
637.96 | 311.522 | 5.5798 | 53.2221 | 0 | 6.1971 | 95.604 | 0 | 0% | 472.1249 | 160.6029 | 472.1249 | 160.6029
637.992 | 311.2398 | 5.5796 | 53.1772 | 0 | 17.9806 | 95.5881 | 0 | 0% | 483.5652 | 172.3255 | 483.5652 | 172.3255
638.024 | 311.0257 | 5.5793 | 53.1441 | 0 | 41.1735 | 95.5712 | 0 | 0% | 506.4938 | 195.4681 | 506.4938 | 195.4681
638.056 | 310.9028 | 5.579 | 53.1266 | 0 | 74.4093 | 95.5542 | 0 | 0% | 539.572 | 228.6692 | 539.572 | 228.6692
638.088 | 310.8786 | 5.5788 | 53.1258 | 0 | 106.1287 | 95.5385 | 0 | 0% | 571.2504 | 260.3719 | 571.2504 | 260.3719
638.12 | 310.9403 | 5.5788 | 53.1395 | 0 | 119.4634 | 95.5249 | 0 | 0% | 584.6469 | 273.7065 | 584.6469 | 273.7065
638.152 | 311.0584 | 5.5789 | 53.1626 | 0 | 106.1287 | 95.5127 | 0 | 0% | 571.4413 | 260.3829 | 571.4413 | 260.3829
638.184 | 311.1957 | 5.5789 | 53.189 | 0 | 74.4093 | 95.5006 | 0 | 0% | 539.8735 | 228.6778 | 539.8735 | 228.6778
638.216 | 311.3176 | 5.5789 | 53.2129 | 0 | 41.1735 | 95.4872 | 0 | 0% | 506.7701 | 195.4525 | 506.7701 | 195.4525
638.248 | 311.3925 | 5.5788 | 53.2289 | 0 | 17.9806 | 95.4725 | 0 | 0% | 483.6533 | 172.2608 | 483.6533 | 172.2608
638.28 | 311.3881 | 5.5786 | 53.2313 | 0 | 6.1971 | 95.4572 | 0 | 0% | 471.8523 | 160.4642 | 471.8523 | 160.4642
638.312 | 311.2739 | 5.5784 | 53.2151 | 0 | 1.6856 | 95.4412 | 0 | 0% | 467.1943 | 155.9204 | 467.1943 | 155.9204
638.344 | 311.037 | 5.5781 | 53.1781 | 0 | 0.36186 | 95.4241 | 0 | 0% | 465.5792 | 154.5422 | 465.5792 | 154.5422
638.376 | 310.704 | 5.5777 | 53.1248 | 0 | 0.061308 | 95.4054 | 0 | 0% | 464.8733 | 154.1692 | 464.8733 | 154.1692
638.408 | 310.3479 | 5.5773 | 53.0676 | 0 | 0.0081975 | 95.3863 | 0 | 0% | 464.3873 | 154.0394 | 464.3873 | 154.0394
638.44 | 310.0657 | 5.577 | 53.0229 | 0 | 0.00086506 | 95.3688 | 0 | 0% | 464.0352 | 153.9695 | 464.0352 | 153.9695
638.472 | 309.9396 | 5.5769 | 53.0045 | 0 | 0.00086149 | 95.3547 | 0 | 0% | 463.8765 | 153.9369 | 463.8765 | 153.9369
638.504 | 310.0078 | 5.577 | 53.019 | 0 | 0.0089109 | 95.3436 | 0 | 0% | 463.9564 | 153.9485 | 463.9564 | 153.9485
638.536 | 310.2567 | 5.5773 | 53.0642 | 0 | 0.068189 | 95.3338 | 0 | 0% | 464.3002 | 154.0435 | 464.3002 | 154.0435
638.568 | 310.6276 | 5.5775 | 53.1304 | 0 | 0.41383 | 95.3236 | 0 | 0% | 465.0729 | 154.4453 | 465.0729 | 154.4453
638.6 | 311.0354 | 5.5776 | 53.203 | 0 | 1.9951 | 95.312 | 0 | 0% | 467.123 | 156.0877 | 467.123 | 156.0877
638.632 | 311.3965 | 5.5776 | 53.2677 | 0 | 7.65 | 95.2991 | 0 | 0% | 473.191 | 161.7945 | 473.191 | 161.7945
638.664 | 311.6577 | 5.5776 | 53.3155 | 0 | 23.364 | 95.2853 | 0 | 0% | 489.2002 | 177.5424 | 489.2002 | 177.5424
638.696 | 311.8104 | 5.5775 | 53.3447 | 0 | 56.9193 | 95.2713 | 0 | 0% | 522.9232 | 211.1128 | 522.9232 | 211.1128
638.728 | 311.8824 | 5.5775 | 53.3601 | 0 | 110.7816 | 95.2575 | 0 | 0% | 576.859 | 264.9766 | 576.859 | 264.9766
638.76 | 311.9186 | 5.5774 | 53.3693 | 0 | 172.5146 | 95.2442 | 0 | 0% | 638.6242 | 326.7056 | 638.6242 | 326.7056
638.792 | 311.9638 | 5.5775 | 53.3799 | 0 | 215.2495 | 95.2315 | 0 | 0% | 681.4022 | 369.4384 | 681.4022 | 369.4384
638.824 | 312.0571 | 5.5775 | 53.3988 | 0 | 215.4495 | 95.2188 | 0 | 0% | 681.7017 | 369.6446 | 681.7017 | 369.6446
638.856 | 312.2333 | 5.5775 | 53.4319 | 0 | 173.1658 | 95.2055 | 0 | 0% | 639.614 | 327.3807 | 639.614 | 327.3807
638.888 | 312.521 | 5.5774 | 53.4842 | 0 | 111.8418 | 95.1916 | 0 | 0% | 578.6161 | 266.0951 | 578.6161 | 266.0951
638.92 | 312.9307 | 5.5774 | 53.5575 | 0 | 58.0732 | 95.1774 | 0 | 0% | 525.3161 | 212.3854 | 525.3161 | 212.3854
638.952 | 313.4393 | 5.5772 | 53.6477 | 0 | 24.2488 | 95.1627 | 0 | 0% | 492.0757 | 178.6365 | 492.0757 | 178.6365
638.984 | 313.9833 | 5.5771 | 53.7441 | 0 | 8.1433 | 95.1474 | 0 | 0% | 476.5951 | 162.6119 | 476.5951 | 162.6119
639.016 | 314.4667 | 5.5768 | 53.8302 | 0 | 2.1995 | 95.131 | 0 | 0% | 471.2043 | 156.7376 | 471.2043 | 156.7376
639.048 | 314.7791 | 5.5765 | 53.8872 | 0 | 0.47782 | 95.1134 | 0 | 0% | 469.8341 | 155.055 | 469.8341 | 155.055
639.08 | 314.8144 | 5.5762 | 53.8969 | 0 | 0.083487 | 95.0953 | 0 | 0% | 469.4663 | 154.6518 | 469.4663 | 154.6518
639.112 | 314.4903 | 5.5758 | 53.8449 | 0 | 0.011732 | 95.0778 | 0 | 0% | 469.0006 | 154.5103 | 469.0006 | 154.5103
639.144 | 313.7672 | 5.5756 | 53.7244 | 0 | 0.0012539 | 95.062 | 0 | 0% | 468.1305 | 154.3633 | 468.1305 | 154.3633
639.176 | 312.6684 | 5.5756 | 53.5393 | 0 | 5.3458e-05 | 95.0482 | 0 | 0% | 466.8316 | 154.1632 | 466.8316 | 154.1632
639.208 | 311.2873 | 5.5757 | 53.3057 | 0 | 0 | 95.0361 | 0 | 0% | 465.2048 | 153.9175 | 465.2048 | 153.9175
639.24 | 309.7701 | 5.5758 | 53.0487 | 0 | 0 | 95.0248 | 0 | 0% | 463.4194 | 153.6493 | 463.4194 | 153.6493
639.272 | 308.2769 | 5.576 | 52.7957 | 0 | 0 | 95.0139 | 0 | 0% | 461.6625 | 153.3856 | 461.6625 | 153.3856
639.304 | 306.9427 | 5.5761 | 52.57 | 0 | 0 | 95.0029 | 0 | 0% | 460.0917 | 153.149 | 460.0917 | 153.149
639.336 | 305.8574 | 5.5762 | 52.387 | 0 | 1.4856e-13 | 94.9909 | 0 | 0% | 458.8115 | 152.9541 | 458.8115 | 152.9541
639.368 | 305.0609 | 5.5761 | 52.2537 | 0 | 0 | 94.977 | 0 | 0% | 457.8678 | 152.8069 | 457.8678 | 152.8069
639.4 | 304.5429 | 5.576 | 52.1684 | 0 | 7.4514e-13 | 94.9613 | 0 | 0% | 457.2485 | 152.7056 | 457.2485 | 152.7056
639.432 | 304.2479 | 5.5757 | 52.1213 | 0 | 1.1488e-12 | 94.9449 | 0 | 0% | 456.8898 | 152.6419 | 456.8898 | 152.6419
639.464 | 304.095 | 5.5755 | 52.0984 | 0 | 1.5602e-12 | 94.9294 | 0 | 0% | 456.6983 | 152.6033 | 456.6983 | 152.6033
639.496 | 304.0107 | 5.5755 | 52.087 | 0 | 1.4755e-12 | 94.9155 | 0 | 0% | 456.5887 | 152.578 | 456.5887 | 152.578
639.528 | 303.9558 | 5.5755 | 52.0805 | 0 | 1.2989e-12 | 94.9028 | 0 | 0% | 456.5146 | 152.5588 | 456.5146 | 152.5588
639.56 | 303.9319 | 5.5756 | 52.0793 | 0 | 1.9452e-12 | 94.8901 | 0 | 0% | 456.4769 | 152.545 | 456.4769 | 152.545
639.592 | 303.9703 | 5.5755 | 52.0888 | 0 | 1.2658e-12 | 94.8769 | 0 | 0% | 456.5116 | 152.5413 | 456.5116 | 152.5413
639.624 | 304.1134 | 5.5755 | 52.1164 | 0 | 1.0587e-12 | 94.8631 | 0 | 0% | 456.6684 | 152.555 | 456.6684 | 152.555
639.656 | 304.3978 | 5.5754 | 52.1682 | 0 | 1.7746e-13 | 94.8491 | 0 | 0% | 456.9905 | 152.5927 | 456.9905 | 152.5927
639.688 | 304.8368 | 5.5754 | 52.2464 | 0 | 8.2681e-13 | 94.835 | 0 | 0% | 457.4935 | 152.6568 | 457.4935 | 152.6568
639.72 | 305.3934 | 5.5753 | 52.3449 | 0 | 0 | 94.8209 | 0 | 0% | 458.1344 | 152.7411 | 458.1344 | 152.7411
639.752 | 305.958 | 5.5752 | 52.4447 | 0 | 0 | 94.807 | 0 | 0% | 458.785 | 152.8269 | 458.785 | 152.8269
639.784 | 306.3616 | 5.5752 | 52.5169 | 0 | 0 | 94.7931 | 0 | 0% | 459.2467 | 152.8851 | 459.2467 | 152.8851
639.816 | 306.439 | 5.575 | 52.5333 | 0 | 0 | 94.7781 | 0 | 0% | 459.3255 | 152.8865 | 459.3255 | 152.8865
639.848 | 306.1049 | 5.5748 | 52.4794 | 0 | 0 | 94.7615 | 0 | 0% | 458.9206 | 152.8157 | 458.9206 | 152.8157
639.88 | 305.3867 | 5.5745 | 52.3598 | 0 | 0 | 94.744 | 0 | 0% | 458.065 | 152.6783 | 458.065 | 152.6783
639.912 | 304.4047 | 5.5742 | 52.1948 | 0 | 0 | 94.7275 | 0 | 0% | 456.9013 | 152.4966 | 456.9013 | 152.4966
639.944 | 303.3322 | 5.5741 | 52.0141 | 0 | 0 | 94.7135 | 0 | 0% | 455.6338 | 152.3017 | 455.6338 | 152.3017
639.976 | 302.3559 | 5.5741 | 51.8496 | 0 | 0 | 94.7015 | 0 | 0% | 454.4811 | 152.1252 | 454.4811 | 152.1252
640.008 | 301.631 | 5.5741 | 51.7281 | 0 | 2.0166e-14 | 94.6899 | 0 | 0% | 453.6231 | 151.9921 | 453.6231 | 151.9921
640.04 | 301.2301 | 5.574 | 51.6623 | 0 | 0 | 94.6772 | 0 | 0% | 453.1436 | 151.9135 | 453.1436 | 151.9135
640.072 | 301.1195 | 5.5737 | 51.6465 | 0 | 7.6631e-13 | 94.6632 | 0 | 0% | 453.0029 | 151.8834 | 453.0029 | 151.8834
640.104 | 301.1894 | 5.5733 | 51.6618 | 0 | 5.6062e-13 | 94.6481 | 0 | 0% | 453.0725 | 151.8832 | 453.0725 | 151.8832
640.136 | 301.3172 | 5.5728 | 51.687 | 0 | 1.3283e-12 | 94.6322 | 0 | 0% | 453.2093 | 151.8921 | 453.2093 | 151.8921
640.168 | 301.4202 | 5.5723 | 51.708 | 0 | 4.4366e-13 | 94.6158 | 0 | 0% | 453.3164 | 151.8962 | 453.3164 | 151.8962
640.2 | 301.4679 | 5.5718 | 51.7195 | 0 | 1.0352e-12 | 94.6 | 0 | 0% | 453.3592 | 151.8913 | 453.3592 | 151.8913
640.232 | 301.4723 | 5.5715 | 51.7233 | 0 | 1.6079e-12 | 94.5857 | 0 | 0% | 453.3528 | 151.8805 | 453.3528 | 151.8805
640.264 | 301.4824 | 5.5713 | 51.7279 | 0 | 5.1357e-13 | 94.5732 | 0 | 0% | 453.3547 | 151.8724 | 453.3547 | 151.8724
640.296 | 301.5914 | 5.5711 | 51.7494 | 0 | 8.6983e-13 | 94.5614 | 0 | 0% | 453.4733 | 151.8819 | 453.4733 | 151.8819
640.328 | 301.9343 | 5.5709 | 51.8111 | 0 | 1.3989e-12 | 94.5492 | 0 | 0% | 453.8656 | 151.9312 | 453.8656 | 151.9312
640.36 | 302.6518 | 5.5706 | 51.9373 | 0 | 5.055e-13 | 94.536 | 0 | 0% | 454.6958 | 152.0439 | 454.6958 | 152.0439
640.392 | 303.8307 | 5.5702 | 52.1428 | 0 | 2.9039e-13 | 94.5216 | 0 | 0% | 456.0654 | 152.2347 | 456.0654 | 152.2347
640.424 | 305.4568 | 5.5698 | 52.4253 | 0 | 1.011e-12 | 94.5061 | 0 | 0% | 457.958 | 152.5012 | 457.958 | 152.5012
640.456 | 307.4043 | 5.5693 | 52.7631 | 0 | 1.054e-12 | 94.4898 | 0 | 0% | 460.2264 | 152.8222 | 460.2264 | 152.8222
640.488 | 309.4522 | 5.5688 | 53.118 | 0 | 6.4532e-13 | 94.4739 | 0 | 0% | 462.6129 | 153.1608 | 462.6129 | 153.1608
640.52 | 311.3196 | 5.5684 | 53.4419 | 0 | 1.1186e-12 | 94.459 | 0 | 0% | 464.789 | 153.4693 | 464.789 | 153.4693
640.552 | 312.7242 | 5.5681 | 53.6862 | 0 | 4.3021e-14 | 94.4449 | 0 | 0% | 466.4234 | 153.6993 | 466.4234 | 153.6993
640.584 | 313.465 | 5.5678 | 53.8166 | 0 | 1.0218e-12 | 94.4312 | 0 | 0% | 467.2806 | 153.8155 | 467.2806 | 153.8155
640.616 | 313.494 | 5.5675 | 53.8247 | 0 | 4.3559e-13 | 94.4176 | 0 | 0% | 467.3038 | 153.8097 | 467.3038 | 153.8097
640.648 | 312.9262 | 5.5672 | 53.7302 | 0 | 1.2288e-12 | 94.4044 | 0 | 0% | 466.6279 | 153.7018 | 466.6279 | 153.7018
640.68 | 311.9811 | 5.5669 | 53.571 | 0 | 3.0048e-13 | 94.3916 | 0 | 0% | 465.5107 | 153.5295 | 465.5107 | 153.5295
640.712 | 310.8982 | 5.5667 | 53.388 | 0 | 1.2059e-12 | 94.3791 | 0 | 0% | 464.232 | 153.3338 | 464.232 | 153.3338
640.744 | 309.8717 | 5.5665 | 53.2148 | 0 | 0 | 94.3661 | 0 | 0% | 463.019 | 153.1473 | 463.019 | 153.1473
640.776 | 309.022 | 5.5661 | 53.0721 | 0 | 9.4243e-13 | 94.3521 | 0 | 0% | 462.0123 | 152.9903 | 462.0123 | 152.9903
640.808 | 308.3898 | 5.5657 | 52.9668 | 0 | 0 | 94.337 | 0 | 0% | 461.2594 | 152.8696 | 461.2594 | 152.8696
640.84 | 307.9372 | 5.5652 | 52.8926 | 0 | 2.5006e-13 | 94.3207 | 0 | 0% | 460.7157 | 152.7785 | 460.7157 | 152.7785
640.872 | 307.5602 | 5.5646 | 52.8316 | 0 | 0 | 94.3025 | 0 | 0% | 460.2589 | 152.6987 | 460.2589 | 152.6987
640.904 | 307.1187 | 5.5637 | 52.7598 | 0 | 3.9795e-13 | 94.282 | 0 | 0% | 459.7243 | 152.6056 | 459.7243 | 152.6056
640.936 | 306.482 | 5.5628 | 52.6548 | 0 | 0 | 94.2594 | 0 | 0% | 458.9589 | 152.4769 | 458.9589 | 152.4769
640.968 | 305.5728 | 5.5618 | 52.5029 | 0 | 0 | 94.2363 | 0 | 0% | 457.8738 | 152.301 | 457.8738 | 152.301
641 | 304.3934 | 5.5609 | 52.3043 | 0 | 0 | 94.2157 | 0 | 0% | 456.4744 | 152.081 | 456.4744 | 152.081
641.032 | 303.0278 | 5.5604 | 52.0732 | 0 | 0 | 94.1996 | 0 | 0% | 454.861 | 151.8332 | 454.861 | 151.8332
641.064 | 301.6238 | 5.5603 | 51.8348 | 0 | 0 | 94.1879 | 0 | 0% | 453.2068 | 151.583 | 453.2068 | 151.583
641.096 | 300.366 | 5.5603 | 51.6212 | 0 | 0 | 94.1789 | 0 | 0% | 451.7264 | 151.3605 | 451.7264 | 151.3605
641.128 | 299.4414 | 5.5604 | 51.4648 | 0 | 0 | 94.1709 | 0 | 0% | 450.6375 | 151.1961 | 450.6375 | 151.1961
641.16 | 298.9933 | 5.5605 | 51.3903 | 0 | 0 | 94.1624 | 0 | 0% | 450.1065 | 151.1132 | 450.1065 | 151.1132
641.192 | 299.0678 | 5.5605 | 51.4057 | 0 | 0 | 94.1527 | 0 | 0% | 450.1867 | 151.1189 | 450.1867 | 151.1189
641.224 | 299.5865 | 5.5603 | 51.4977 | 0 | 0.00039676 | 94.1412 | 0 | 0% | 450.7862 | 151.1996 | 450.7862 | 151.1996
641.256 | 300.3707 | 5.5601 | 51.6354 | 0 | 0.0040737 | 94.1282 | 0 | 0% | 451.6985 | 151.3278 | 451.6985 | 151.3278
641.288 | 301.2042 | 5.5598 | 51.7818 | 0 | 0.031093 | 94.1144 | 0 | 0% | 452.6913 | 151.487 | 452.6913 | 151.487
641.32 | 301.897 | 5.5594 | 51.9039 | 0 | 0.18821 | 94.1005 | 0 | 0% | 453.6492 | 151.7521 | 453.6492 | 151.7521
641.352 | 302.3236 | 5.5591 | 51.9804 | 0 | 0.90443 | 94.0866 | 0 | 0% | 454.8541 | 152.5305 | 454.8541 | 152.5305
641.384 | 302.4378 | 5.5587 | 52.0031 | 0 | 3.454 | 94.0723 | 0 | 0% | 457.526 | 155.0881 | 457.526 | 155.0881
641.416 | 302.2733 | 5.5583 | 51.9781 | 0 | 10.4956 | 94.0571 | 0 | 0% | 464.3625 | 162.0892 | 464.3625 | 162.0892
641.448 | 301.931 | 5.5578 | 51.9227 | 0 | 25.409 | 94.0412 | 0 | 0% | 478.8617 | 176.9307 | 478.8617 | 176.9307
641.48 | 301.5538 | 5.5573 | 51.8613 | 0 | 49.0688 | 94.0247 | 0 | 0% | 502.066 | 200.5122 | 502.066 | 200.5122
641.512 | 301.2905 | 5.5568 | 51.8196 | 0 | 75.6776 | 94.0081 | 0 | 0% | 528.3525 | 227.0621 | 528.3525 | 227.0621
641.544 | 301.2562 | 5.5563 | 51.8172 | 0 | 93.304 | 93.9914 | 0 | 0% | 545.9251 | 244.6689 | 545.9251 | 244.6689
641.576 | 301.5042 | 5.5557 | 51.8634 | 0 | 92.0271 | 93.9749 | 0 | 0% | 544.9255 | 243.4212 | 544.9255 | 243.4212
641.608 | 302.0203 | 5.5553 | 51.9556 | 0 | 72.6402 | 93.9596 | 0 | 0% | 526.131 | 224.1107 | 526.131 | 224.1107
641.64 | 302.7349 | 5.555 | 52.0818 | 0 | 45.8862 | 93.9456 | 0 | 0% | 500.2034 | 197.4686 | 500.2034 | 197.4686
641.672 | 303.536 | 5.5547 | 52.2228 | 0 | 23.188 | 93.9324 | 0 | 0% | 478.4339 | 174.8979 | 478.4339 | 174.8979
641.704 | 304.2808 | 5.5544 | 52.3542 | 0 | 9.3672 | 93.9184 | 0 | 0% | 465.4749 | 161.1941 | 465.4749 | 161.1941
641.736 | 304.8153 | 5.5539 | 52.4496 | 0 | 3.022 | 93.9023 | 0 | 0% | 459.7431 | 154.9278 | 459.7431 | 154.9278
641.768 | 305.0138 | 5.5532 | 52.4876 | 0 | 0.77766 | 93.884 | 0 | 0% | 457.7162 | 152.7024 | 457.7162 | 152.7024
641.8 | 304.8222 | 5.5525 | 52.4585 | 0 | 0.15943 | 93.8646 | 0 | 0% | 456.8572 | 152.035 | 456.8572 | 152.035
641.832 | 304.2703 | 5.5518 | 52.3673 | 0 | 0.026007 | 93.8464 | 0 | 0% | 456.0619 | 151.7916 | 456.0619 | 151.7916
641.864 | 303.4395 | 5.5514 | 52.2277 | 0 | 0.0037859 | 93.8315 | 0 | 0% | 455.054 | 151.6144 | 455.054 | 151.6144
641.896 | 302.4135 | 5.5513 | 52.0541 | 0 | 0.0042682 | 93.8203 | 0 | 0% | 453.8434 | 151.4299 | 453.8434 | 151.4299
641.928 | 301.2624 | 5.5512 | 51.8587 | 0 | 0.030019 | 93.8115 | 0 | 0% | 452.5138 | 151.2514 | 452.5138 | 151.2514
641.96 | 300.0643 | 5.5511 | 51.6553 | 0 | 0.179 | 93.8033 | 0 | 0% | 451.2531 | 151.1887 | 451.2531 | 151.1887
641.992 | 298.9228 | 5.5509 | 51.4619 | 0 | 0.84674 | 93.7949 | 0 | 0% | 450.5772 | 151.6544 | 450.5772 | 151.6544
642.024 | 297.9491 | 5.5504 | 51.2977 | 0 | 3.1861 | 93.7861 | 0 | 0% | 451.7694 | 153.8202 | 451.7694 | 153.8202
642.056 | 297.2335 | 5.5497 | 51.1781 | 0 | 9.5736 | 93.7775 | 0 | 0% | 457.3125 | 160.0789 | 457.3125 | 160.0789
642.088 | 296.8352 | 5.549 | 51.1132 | 0 | 23.1005 | 93.7702 | 0 | 0% | 470.3682 | 173.533 | 470.3682 | 173.533
642.12 | 296.7843 | 5.5485 | 51.1079 | 0 | 45.0909 | 93.7658 | 0 | 0% | 492.2974 | 195.5131 | 492.2974 | 195.5131
642.152 | 297.0678 | 5.5482 | 51.1598 | 0 | 71.8328 | 93.7653 | 0 | 0% | 519.3738 | 222.3059 | 519.3738 | 222.3059
642.184 | 297.6088 | 5.548 | 51.2557 | 0 | 94.2562 | 93.7675 | 0 | 0% | 542.4363 | 244.8275 | 542.4363 | 244.8275
642.216 | 298.2742 | 5.548 | 51.3729 | 0 | 102.6272 | 93.7707 | 0 | 0% | 551.593 | 253.3188 | 551.593 | 253.3188
642.248 | 298.9261 | 5.5479 | 51.4879 | 0 | 93.0269 | 93.7733 | 0 | 0% | 542.7622 | 243.8361 | 542.7622 | 243.8361
642.28 | 299.4838 | 5.5477 | 51.5869 | 0 | 70.0605 | 93.7745 | 0 | 0% | 520.4535 | 220.9696 | 520.4535 | 220.9696
642.312 | 299.9519 | 5.5474 | 51.6707 | 0 | 43.5512 | 93.7744 | 0 | 0% | 494.4955 | 194.5437 | 494.4955 | 194.5437
642.344 | 300.4011 | 5.547 | 51.7514 | 0 | 22.1462 | 93.7729 | 0 | 0% | 473.6187 | 173.2175 | 473.6187 | 173.2175
642.376 | 300.9261 | 5.5465 | 51.8453 | 0 | 9.129 | 93.7706 | 0 | 0% | 461.2175 | 160.2914 | 461.2175 | 160.2914
642.408 | 301.6113 | 5.5461 | 51.9669 | 0 | 3.0269 | 93.7679 | 0 | 0% | 455.919 | 154.3077 | 455.919 | 154.3077
642.44 | 302.5201 | 5.5456 | 52.127 | 0 | 0.80247 | 93.7654 | 0 | 0% | 454.7605 | 152.2404 | 454.7605 | 152.2404
642.472 | 303.6858 | 5.5451 | 52.3313 | 0 | 0.16985 | 93.7631 | 0 | 0% | 455.4952 | 151.8094 | 455.4952 | 151.8094
642.504 | 305.094 | 5.5447 | 52.5775 | 0 | 0.032079 | 93.7606 | 0 | 0% | 457.0088 | 151.9149 | 457.0088 | 151.9149
642.536 | 306.6699 | 5.5441 | 52.8528 | 0 | 0.025618 | 93.7571 | 0 | 0% | 458.8495 | 152.1796 | 458.8495 | 152.1796
642.568 | 308.297 | 5.5434 | 53.1373 | 0 | 0.10235 | 93.7511 | 0 | 0% | 460.8311 | 152.5341 | 460.8311 | 152.5341
642.6 | 309.858 | 5.5424 | 53.4107 | 0 | 0.37483 | 93.7422 | 0 | 0% | 462.9282 | 153.0702 | 462.9282 | 153.0702
642.632 | 311.2639 | 5.5414 | 53.6577 | 0 | 1.0876 | 93.7319 | 0 | 0% | 465.2824 | 154.0185 | 465.2824 | 154.0185
642.664 | 312.454 | 5.5405 | 53.8672 | 0 | 2.4904 | 93.7236 | 0 | 0% | 468.0757 | 155.6217 | 468.0757 | 155.6217
642.696 | 313.3842 | 5.5399 | 54.0313 | 0 | 4.5007 | 93.7203 | 0 | 0% | 471.1764 | 157.7922 | 471.1764 | 157.7922
642.728 | 314.0262 | 5.5398 | 54.145 | 0 | 6.4192 | 93.7222 | 0 | 0% | 473.8524 | 159.8262 | 473.8524 | 159.8262
642.76 | 314.3716 | 5.5399 | 54.2072 | 0 | 7.2258 | 93.7273 | 0 | 0% | 475.0718 | 160.7002 | 475.0718 | 160.7002
642.792 | 314.4242 | 5.54 | 54.2189 | 0 | 6.4192 | 93.733 | 0 | 0% | 474.3354 | 159.9111 | 474.3354 | 159.9111
642.824 | 314.1853 | 5.5401 | 54.1804 | 0 | 4.5007 | 93.7375 | 0 | 0% | 472.1439 | 157.9586 | 472.1439 | 157.9586
642.856 | 313.6541 | 5.5399 | 54.0918 | 0 | 2.4904 | 93.7399 | 0 | 0% | 469.5162 | 155.8621 | 469.5162 | 155.8621
642.888 | 312.8486 | 5.5397 | 53.9561 | 0 | 1.0876 | 93.7407 | 0 | 0% | 467.1727 | 154.3241 | 467.1727 | 154.3241
642.92 | 311.8252 | 5.5394 | 53.7829 | 0 | 0.37483 | 93.7407 | 0 | 0% | 465.2631 | 153.4379 | 465.2631 | 153.4379
642.952 | 310.6766 | 5.5391 | 53.5882 | 0 | 0.10196 | 93.7403 | 0 | 0% | 463.6461 | 152.9695 | 463.6461 | 152.9695
642.984 | 309.5086 | 5.5388 | 53.3901 | 0 | 0.021887 | 93.7393 | 0 | 0% | 462.1986 | 152.69 | 462.1986 | 152.69
643.016 | 308.4154 | 5.5383 | 53.2051 | 0 | 0.0037082 | 93.7371 | 0 | 0% | 460.8996 | 152.4842 | 460.8996 | 152.4842
643.048 | 307.4643 | 5.5377 | 53.0448 | 0 | 0.00049583 | 93.7333 | 0 | 0% | 459.7806 | 152.3162 | 459.7806 | 152.3162
643.08 | 306.6871 | 5.5371 | 52.9146 | 0 | 5.2324e-05 | 93.7281 | 0 | 0% | 458.8668 | 152.1797 | 458.8668 | 152.1797
643.112 | 306.0759 | 5.5363 | 52.8131 | 0 | 2.5813e-13 | 93.7222 | 0 | 0% | 458.1475 | 152.0716 | 458.1475 | 152.0716
643.144 | 305.5907 | 5.5356 | 52.7332 | 0 | 0 | 93.7166 | 0 | 0% | 457.5761 | 151.9854 | 457.5761 | 151.9854
643.176 | 305.1823 | 5.535 | 52.6664 | 0 | 0 | 93.7126 | 0 | 0% | 457.0963 | 151.914 | 457.0963 | 151.914
643.208 | 304.8184 | 5.5347 | 52.6069 | 0 | 0 | 93.7112 | 0 | 0% | 456.6712 | 151.8528 | 456.6712 | 151.8528
643.24 | 304.492 | 5.5345 | 52.5535 | 0 | 2.9577e-14 | 93.7127 | 0 | 0% | 456.2926 | 151.8007 | 456.2926 | 151.8007
643.272 | 304.2101 | 5.5344 | 52.5076 | 0 | 0 | 93.7153 | 0 | 0% | 455.9675 | 151.7574 | 455.9675 | 151.7574
643.304 | 303.9812 | 5.5342 | 52.4711 | 0 | 3.8719e-13 | 93.7163 | 0 | 0% | 455.7028 | 151.7216 | 455.7028 | 151.7216
643.336 | 303.8149 | 5.5336 | 52.4461 | 0 | 2.7964e-13 | 93.7126 | 0 | 0% | 455.5072 | 151.6923 | 455.5072 | 151.6923
643.368 | 303.7366 | 5.5326 | 52.437 | 0 | 0 | 93.7027 | 0 | 0% | 455.409 | 151.6723 | 455.409 | 151.6723
643.4 | 303.7989 | 5.5312 | 52.4529 | 0 | 1.2906e-13 | 93.6877 | 0 | 0% | 455.4707 | 151.6718 | 455.4707 | 151.6718
643.432 | 304.0721 | 5.5298 | 52.5052 | 0 | 2.5813e-13 | 93.6727 | 0 | 0% | 455.7799 | 151.7077 | 455.7799 | 151.7077
643.464 | 304.6089 | 5.5289 | 52.6023 | 0 | 1.5057e-13 | 93.6642 | 0 | 0% | 456.4042 | 151.7954 | 456.4042 | 151.7954
643.496 | 305.4026 | 5.5287 | 52.7425 | 0 | 7.206e-13 | 93.6651 | 0 | 0% | 457.3389 | 151.9363 | 457.3389 | 151.9363
643.528 | 306.374 | 5.5288 | 52.9127 | 0 | 4.6248e-13 | 93.6714 | 0 | 0% | 458.4869 | 152.1129 | 458.4869 | 152.1129
643.56 | 307.3928 | 5.5289 | 53.0913 | 0 | 2.0973e-13 | 93.6765 | 0 | 0% | 459.6895 | 152.2967 | 459.6895 | 152.2967
643.592 | 308.3108 | 5.5287 | 53.253 | 0 | 1.21e-14 | 93.6776 | 0 | 0% | 460.77 | 152.4593 | 460.77 | 152.4593
643.624 | 308.9774 | 5.5284 | 53.3715 | 0 | 0 | 93.6772 | 0 | 0% | 461.5545 | 152.5771 | 461.5545 | 152.5771
643.656 | 309.2511 | 5.5283 | 53.4218 | 0 | 4.8399e-13 | 93.6793 | 0 | 0% | 461.8804 | 152.6293 | 461.8804 | 152.6293
643.688 | 309.0319 | 5.5284 | 53.3865 | 0 | 0 | 93.6845 | 0 | 0% | 461.6313 | 152.5994 | 461.6313 | 152.5994
643.72 | 308.3097 | 5.5285 | 53.2643 | 0 | 7.7438e-13 | 93.6907 | 0 | 0% | 460.7933 | 152.4835 | 460.7933 | 152.4835
643.752 | 307.1838 | 5.5286 | 53.0724 | 0 | 8.6042e-14 | 93.6956 | 0 | 0% | 459.4804 | 152.2966 | 459.4804 | 152.2966
643.784 | 305.8274 | 5.5285 | 52.841 | 0 | 1.8929e-12 | 93.6982 | 0 | 0% | 457.8952 | 152.0678 | 457.8952 | 152.0678
643.816 | 304.4291 | 5.5283 | 52.6026 | 0 | 2.2371e-12 | 93.6989 | 0 | 0% | 456.2588 | 151.8298 | 456.2588 | 151.8298
643.848 | 303.1513 | 5.5279 | 52.3852 | 0 | 2.4092e-12 | 93.6982 | 0 | 0% | 454.7626 | 151.6113 | 454.7626 | 151.6113
643.88 | 302.1153 | 5.5275 | 52.2096 | 0 | 2.7534e-12 | 93.6967 | 0 | 0% | 453.5491 | 151.4338 | 453.5491 | 151.4338
643.912 | 301.3866 | 5.5271 | 52.0872 | 0 | 2.065e-12 | 93.6944 | 0 | 0% | 452.6953 | 151.3087 | 452.6953 | 151.3087
643.944 | 300.9596 | 5.5265 | 52.0171 | 0 | 0 | 93.6908 | 0 | 0% | 452.1941 | 151.2345 | 452.1941 | 151.2345
643.976 | 300.7628 | 5.5258 | 51.987 | 0 | 0 | 93.6855 | 0 | 0% | 451.9612 | 151.1984 | 451.9612 | 151.1984
644.008 | 300.6936 | 5.525 | 51.9792 | 0 | 0 | 93.6786 | 0 | 0% | 451.8764 | 151.1828 | 451.8764 | 151.1828
644.04 | 300.6608 | 5.5241 | 51.9777 | 0 | 6.8834e-13 | 93.6705 | 0 | 0% | 451.8332 | 151.1724 | 451.8332 | 151.1724
644.072 | 300.6069 | 5.5232 | 51.9727 | 0 | 3.4417e-13 | 93.6622 | 0 | 0% | 451.765 | 151.1581 | 451.765 | 151.1581
644.104 | 300.5085 | 5.5224 | 51.9599 | 0 | 3.4417e-13 | 93.6545 | 0 | 0% | 451.6452 | 151.1367 | 451.6452 | 151.1367
644.136 | 300.3718 | 5.5217 | 51.9402 | 0 | 2.5813e-13 | 93.6485 | 0 | 0% | 451.4822 | 151.1104 | 451.4822 | 151.1104
644.168 | 300.2387 | 5.5212 | 51.9208 | 0 | 2.5813e-13 | 93.6456 | 0 | 0% | 451.3263 | 151.0876 | 451.3263 | 151.0876
644.2 | 300.1989 | 5.5209 | 51.9171 | 0 | 0 | 93.6462 | 0 | 0% | 451.2831 | 151.0842 | 451.2831 | 151.0842
644.232 | 300.3853 | 5.5208 | 51.9523 | 0 | 6.3725e-13 | 93.6491 | 0 | 0% | 451.5075 | 151.1221 | 451.5075 | 151.1221
644.264 | 300.9355 | 5.5207 | 52.0504 | 0 | 4.9693e-13 | 93.6518 | 0 | 0% | 452.1584 | 151.2229 | 452.1584 | 151.2229
644.296 | 301.9334 | 5.5205 | 52.2261 | 0 | 0 | 93.6528 | 0 | 0% | 453.3328 | 151.3994 | 453.3328 | 151.3994
644.328 | 303.369 | 5.5202 | 52.4778 | 0 | 1.9252e-13 | 93.6523 | 0 | 0% | 455.0193 | 151.6503 | 455.0193 | 151.6503
644.36 | 305.1355 | 5.5198 | 52.7868 | 0 | 8.2681e-14 | 93.6512 | 0 | 0% | 457.0933 | 151.9578 | 457.0933 | 151.9578
644.392 | 307.0522 | 5.5194 | 53.122 | 0 | 0 | 93.6488 | 0 | 0% | 459.3424 | 152.2902 | 459.3424 | 152.2902
644.424 | 308.9014 | 5.5187 | 53.446 | 0 | 0 | 93.6435 | 0 | 0% | 461.5096 | 152.6082 | 461.5096 | 152.6082
644.456 | 310.4803 | 5.5178 | 53.7236 | 0 | 7.1523e-13 | 93.6349 | 0 | 0% | 463.3567 | 152.8763 | 463.3567 | 152.8763
644.488 | 311.6627 | 5.5167 | 53.9329 | 0 | 0 | 93.6248 | 0 | 0% | 464.737 | 153.0744 | 464.737 | 153.0744
644.52 | 312.4323 | 5.5158 | 54.0705 | 0 | 0 | 93.6161 | 0 | 0% | 465.6348 | 153.2025 | 465.6348 | 153.2025
644.552 | 312.8655 | 5.5151 | 54.1496 | 0 | 3.8719e-13 | 93.6108 | 0 | 0% | 466.141 | 153.2755 | 466.141 | 153.2755
644.584 | 313.0781 | 5.5146 | 54.1901 | 0 | 7.3136e-13 | 93.6082 | 0 | 0% | 466.3911 | 153.313 | 466.3911 | 153.313
644.616 | 313.1754 | 5.5143 | 54.2105 | 0 | 5.1625e-13 | 93.6073 | 0 | 0% | 466.5074 | 153.332 | 466.5074 | 153.332
644.648 | 313.2234 | 5.514 | 54.2222 | 0 | 6.023e-13 | 93.6074 | 0 | 0% | 466.567 | 153.3436 | 466.567 | 153.3436
644.68 | 313.2366 | 5.5138 | 54.2276 | 0 | 1.0755e-13 | 93.6091 | 0 | 0% | 466.5872 | 153.3506 | 466.5872 | 153.3506
644.712 | 313.1772 | 5.5138 | 54.2203 | 0 | 6.4532e-13 | 93.6123 | 0 | 0% | 466.5236 | 153.3464 | 466.5236 | 153.3464
644.744 | 312.97 | 5.5137 | 54.1874 | 0 | 0 | 93.6158 | 0 | 0% | 466.287 | 153.3169 | 466.287 | 153.3169
644.776 | 312.5349 | 5.5136 | 54.1152 | 0 | 0 | 93.6178 | 0 | 0% | 465.7815 | 153.2466 | 465.7815 | 153.2466
644.808 | 311.8261 | 5.5132 | 53.9961 | 0 | 3.4955e-14 | 93.6168 | 0 | 0% | 464.9522 | 153.1261 | 464.9522 | 153.1261
644.84 | 310.857 | 5.5126 | 53.8323 | 0 | 0 | 93.6119 | 0 | 0% | 463.8138 | 152.9568 | 463.8138 | 152.9568
644.872 | 309.698 | 5.5116 | 53.6363 | 0 | 8.2144e-13 | 93.6024 | 0 | 0% | 462.4484 | 152.7504 | 462.4484 | 152.7504
644.904 | 308.4597 | 5.5103 | 53.427 | 0 | 0 | 93.5895 | 0 | 0% | 460.9866 | 152.5269 | 460.9866 | 152.5269
644.936 | 307.2747 | 5.5091 | 53.2269 | 0 | 0 | 93.5774 | 0 | 0% | 459.588 | 152.3134 | 459.588 | 152.3134
644.968 | 306.2709 | 5.5083 | 53.0572 | 0 | 4.2907e-13 | 93.5718 | 0 | 0% | 458.4083 | 152.1374 | 458.4083 | 152.1374
645 | 305.5302 | 5.5081 | 52.932 | 0 | 0 | 93.5749 | 0 | 0% | 457.5452 | 152.015 | 457.5452 | 152.015
645.032 | 305.0546 | 5.5082 | 52.852 | 0 | 0 | 93.5829 | 0 | 0% | 456.9977 | 151.9431 | 456.9977 | 151.9431
645.064 | 304.7805 | 5.5082 | 52.8071 | 0 | 0.00011764 | 93.5894 | 0 | 0% | 456.6852 | 151.9047 | 456.6852 | 151.9047
645.096 | 304.6279 | 5.5078 | 52.7837 | 0 | 0.001233 | 93.592 | 0 | 0% | 456.5125 | 151.8846 | 456.5125 | 151.8846
645.128 | 304.5392 | 5.5072 | 52.7716 | 0 | 0.0094577 | 93.5926 | 0 | 0% | 456.42 | 151.8808 | 456.42 | 151.8808
645.16 | 304.4785 | 5.5066 | 52.7643 | 0 | 0.057589 | 93.5936 | 0 | 0% | 456.4006 | 151.922 | 456.4006 | 151.922
645.192 | 304.4129 | 5.506 | 52.7561 | 0 | 0.27869 | 93.5945 | 0 | 0% | 456.5482 | 152.1353 | 456.5482 | 152.1353
645.224 | 304.3092 | 5.5053 | 52.7416 | 0 | 1.0731 | 93.5936 | 0 | 0% | 457.2228 | 152.9136 | 457.2228 | 152.9136
645.256 | 304.1522 | 5.5045 | 52.7181 | 0 | 3.2921 | 93.5904 | 0 | 0% | 459.2574 | 155.1051 | 459.2574 | 155.1051
645.288 | 303.9643 | 5.5036 | 52.6893 | 0 | 8.0564 | 93.5868 | 0 | 0% | 463.8004 | 159.8361 | 463.8004 | 159.8361
645.32 | 303.8044 | 5.5028 | 52.6652 | 0 | 15.7455 | 93.5847 | 0 | 0% | 471.3025 | 167.4982 | 471.3025 | 167.4982
645.352 | 303.7397 | 5.5021 | 52.6574 | 0 | 24.6007 | 93.5841 | 0 | 0% | 480.0841 | 176.3444 | 480.0841 | 176.3444
645.384 | 303.8072 | 5.5014 | 52.6726 | 0 | 30.7485 | 93.5829 | 0 | 0% | 486.3125 | 182.5054 | 486.3125 | 182.5054
645.416 | 303.992 | 5.5004 | 52.7086 | 0 | 30.7572 | 93.5779 | 0 | 0% | 486.5361 | 182.5441 | 486.5361 | 182.5441
645.448 | 304.2372 | 5.499 | 52.7558 | 0 | 24.6214 | 93.5673 | 0 | 0% | 480.6806 | 176.4435 | 480.6806 | 176.4435
645.48 | 304.4674 | 5.4971 | 52.8012 | 0 | 15.7675 | 93.5505 | 0 | 0% | 472.0837 | 167.6163 | 472.0837 | 167.6163
645.512 | 304.6118 | 5.4948 | 52.8324 | 0 | 8.0743 | 93.5285 | 0 | 0% | 464.5418 | 159.93 | 464.5418 | 159.93
645.544 | 304.6262 | 5.4925 | 52.8413 | 0 | 3.3164 | 93.5051 | 0 | 0% | 459.7814 | 155.1552 | 459.7814 | 155.1552
645.576 | 304.516 | 5.4906 | 52.8278 | 0 | 1.1534 | 93.4874 | 0 | 0% | 457.4752 | 152.9592 | 457.4752 | 152.9592
645.608 | 304.3368 | 5.4896 | 52.8006 | 0 | 0.56405 | 93.4828 | 0 | 0% | 456.6739 | 152.3371 | 456.6739 | 152.3371
645.64 | 304.1622 | 5.4897 | 52.7724 | 0 | 0.88345 | 93.4929 | 0 | 0% | 456.8006 | 152.6384 | 456.8006 | 152.6384
645.672 | 304.0424 | 5.4905 | 52.7524 | 0 | 1.9016 | 93.5125 | 0 | 0% | 457.6993 | 153.657 | 457.6993 | 153.657
645.704 | 303.9876 | 5.4914 | 52.7436 | 0 | 3.4312 | 93.5332 | 0 | 0% | 459.187 | 155.1994 | 459.187 | 155.1994
645.736 | 303.979 | 5.4918 | 52.7436 | 0 | 4.9549 | 93.5483 | 0 | 0% | 460.7177 | 156.7387 | 460.7177 | 156.7387
645.768 | 303.9916 | 5.4916 | 52.7484 | 0 | 5.8745 | 93.5539 | 0 | 0% | 461.66 | 157.6684 | 461.66 | 157.6684
645.8 | 304.0155 | 5.4906 | 52.7566 | 0 | 6.3406 | 93.5488 | 0 | 0% | 462.1521 | 158.1366 | 462.1521 | 158.1366
645.832 | 304.0701 | 5.489 | 52.7711 | 0 | 7.8368 | 93.5356 | 0 | 0% | 463.7026 | 159.6324 | 463.7026 | 159.6324
645.864 | 304.201 | 5.4872 | 52.7992 | 0 | 12.6032 | 93.5198 | 0 | 0% | 468.6104 | 164.4094 | 468.6104 | 164.4094
645.896 | 304.4528 | 5.4856 | 52.848 | 0 | 21.8981 | 93.5065 | 0 | 0% | 478.191 | 173.7382 | 478.191 | 173.7382
645.928 | 304.828 | 5.484 | 52.9183 | 0 | 34.2605 | 93.4937 | 0 | 0% | 490.9844 | 186.1565 | 490.9844 | 186.1565
645.96 | 305.2634 | 5.4818 | 53.0002 | 0 | 45.4075 | 93.4725 | 0 | 0% | 502.6254 | 197.362 | 502.6254 | 197.362
645.992 | 305.6503 | 5.4785 | 53.0759 | 0 | 50.3924 | 93.4357 | 0 | 0% | 508.0327 | 202.3824 | 508.0327 | 202.3824
646.024 | 305.8779 | 5.4744 | 53.1252 | 0 | 46.6976 | 93.3887 | 0 | 0% | 504.5637 | 198.6859 | 504.5637 | 198.6859
646.056 | 305.8563 | 5.4708 | 53.1303 | 0 | 35.9438 | 93.3479 | 0 | 0% | 493.749 | 187.8928 | 493.749 | 187.8928
646.088 | 305.5102 | 5.4686 | 53.0762 | 0 | 22.7818 | 93.3267 | 0 | 0% | 480.1635 | 174.6533 | 480.1635 | 174.6533
646.12 | 304.788 | 5.4679 | 52.9539 | 0 | 11.7723 | 93.3262 | 0 | 0% | 468.3084 | 163.5204 | 468.3084 | 163.5204
646.152 | 303.7024 | 5.4684 | 52.7665 | 0 | 4.9142 | 93.341 | 0 | 0% | 460.1925 | 156.4901 | 460.1925 | 156.4901
646.184 | 302.3516 | 5.4696 | 52.5317 | 0 | 1.645 | 93.3666 | 0 | 0% | 455.3645 | 153.0129 | 455.3645 | 153.0129
646.216 | 300.8833 | 5.4713 | 52.2757 | 0 | 0.44036 | 93.3981 | 0 | 0% | 452.4688 | 151.5855 | 452.4688 | 151.5855
646.248 | 299.4388 | 5.4727 | 52.0245 | 0 | 0.10461 | 93.4258 | 0 | 0% | 450.4663 | 151.0275 | 450.4663 | 151.0275
646.28 | 298.1215 | 5.473 | 51.7972 | 0 | 0.10214 | 93.4391 | 0 | 0% | 448.933 | 150.8114 | 448.933 | 150.8114
646.312 | 296.9924 | 5.4722 | 51.6047 | 0 | 0.51988 | 93.4361 | 0 | 0% | 448.0252 | 151.0329 | 448.0252 | 151.0329
646.344 | 296.0712 | 5.4708 | 51.4492 | 0 | 2.4563 | 93.426 | 0 | 0% | 448.8735 | 152.8024 | 448.8735 | 152.8024
646.376 | 295.3331 | 5.4698 | 51.325 | 0 | 9.2346 | 93.4206 | 0 | 0% | 454.7831 | 159.45 | 454.7831 | 159.45
646.408 | 294.7086 | 5.4692 | 51.2196 | 0 | 27.5525 | 93.4218 | 0 | 0% | 472.3718 | 177.6631 | 472.3718 | 177.6631
646.44 | 294.1146 | 5.4684 | 51.12 | 0 | 65.3218 | 93.4189 | 0 | 0% | 509.4437 | 215.3291 | 509.4437 | 215.3291
646.472 | 293.5176 | 5.4664 | 51.0218 | 0 | 123.2915 | 93.4007 | 0 | 0% | 566.6981 | 273.1805 | 566.6981 | 273.1805
646.504 | 292.9818 | 5.4634 | 50.9361 | 0 | 185.8759 | 93.3682 | 0 | 0% | 628.6253 | 335.6436 | 628.6253 | 335.6436
646.536 | 292.6553 | 5.4602 | 50.8872 | 0 | 225.4673 | 93.3329 | 0 | 0% | 667.8028 | 375.1475 | 667.8028 | 375.1475
646.568 | 292.7091 | 5.4577 | 50.9032 | 0 | 224.5125 | 93.3078 | 0 | 0% | 666.8903 | 374.1811 | 666.8903 | 374.1811
646.6 | 293.2721 | 5.4565 | 51.0055 | 0 | 195.1838 | 93.3004 | 0 | 0% | 638.2183 | 344.9462 | 638.2183 | 344.9462
646.632 | 294.3774 | 5.4567 | 51.1997 | 0 | 173.7711 | 93.3119 | 0 | 0% | 618.1168 | 323.7394 | 618.1168 | 323.7394
646.664 | 295.9258 | 5.4577 | 51.4695 | 0 | 193.4506 | 93.3346 | 0 | 0% | 639.6383 | 343.7125 | 639.6383 | 343.7125
646.696 | 297.7007 | 5.4584 | 51.7793 | 0 | 257.2989 | 93.3524 | 0 | 0% | 705.5897 | 407.889 | 705.5897 | 407.889
646.728 | 299.4507 | 5.4577 | 52.0873 | 0 | 330.2851 | 93.3509 | 0 | 0% | 780.6317 | 481.181 | 780.6317 | 481.181
646.76 | 300.9856 | 5.4554 | 52.3606 | 0 | 361.1026 | 93.3293 | 0 | 0% | 813.2336 | 512.2479 | 813.2336 | 512.2479
646.792 | 302.214 | 5.4527 | 52.5814 | 0 | 323.2469 | 93.301 | 0 | 0% | 776.7961 | 474.582 | 776.7961 | 474.582
646.824 | 303.1157 | 5.4506 | 52.7444 | 0 | 236.1452 | 93.28 | 0 | 0% | 690.7359 | 387.6202 | 690.7359 | 387.6202
646.856 | 303.7032 | 5.4492 | 52.8513 | 0 | 142.9472 | 93.2697 | 0 | 0% | 598.2206 | 294.5174 | 598.2206 | 294.5174
646.888 | 304.0114 | 5.4481 | 52.909 | 0 | 73.8128 | 93.2641 | 0 | 0% | 529.4453 | 225.434 | 529.4453 | 225.434
646.92 | 304.1042 | 5.4472 | 52.9292 | 0 | 33.6573 | 93.2593 | 0 | 0% | 489.3972 | 185.293 | 489.3972 | 185.293
646.952 | 304.0573 | 5.4465 | 52.9244 | 0 | 13.8936 | 93.2591 | 0 | 0% | 469.5809 | 165.5235 | 469.5809 | 165.5235
646.984 | 303.9094 | 5.4463 | 52.9012 | 0 | 5.4631 | 93.2656 | 0 | 0% | 460.9858 | 157.0763 | 460.9858 | 157.0763
647.016 | 303.6318 | 5.4459 | 52.856 | 0 | 3.4521 | 93.269 | 0 | 0% | 458.6548 | 155.023 | 458.6548 | 155.023
647.048 | 303.1667 | 5.444 | 52.7811 | 0 | 7.5753 | 93.251 | 0 | 0% | 462.218 | 159.0514 | 462.218 | 159.0514
647.08 | 302.5216 | 5.4401 | 52.6786 | 0 | 22.7632 | 93.2055 | 0 | 0% | 476.609 | 174.0873 | 476.609 | 174.0873
647.112 | 301.8316 | 5.4356 | 52.5691 | 0 | 59.1238 | 93.1533 | 0 | 0% | 512.1135 | 210.2819 | 512.1135 | 210.2819
647.144 | 301.3071 | 5.4333 | 52.4844 | 0 | 127.7594 | 93.1309 | 0 | 0% | 580.1151 | 278.8081 | 580.1151 | 278.8081
647.176 | 301.098 | 5.4348 | 52.4474 | 0 | 230.2133 | 93.16 | 0 | 0% | 682.3535 | 381.2555 | 682.3535 | 381.2555
647.208 | 301.2 | 5.4392 | 52.4592 | 0 | 345.9207 | 93.2284 | 0 | 0% | 798.2475 | 497.0475 | 798.2475 | 497.0475
647.24 | 301.4884 | 5.444 | 52.5026 | 0 | 431.1155 | 93.3028 | 0 | 0% | 883.8532 | 582.3649 | 883.8532 | 582.3649
647.272 | 301.8153 | 5.447 | 52.5561 | 0 | 441.645 | 93.3533 | 0 | 0% | 894.8168 | 593.0015 | 894.8168 | 593.0015
647.304 | 302.0602 | 5.4472 | 52.6007 | 0 | 368.2087 | 93.3652 | 0 | 0% | 821.682 | 519.6218 | 821.682 | 519.6218
647.336 | 302.1247 | 5.4442 | 52.6201 | 0 | 247.6205 | 93.3328 | 0 | 0% | 701.1423 | 399.0176 | 701.1423 | 399.0176
647.368 | 301.9484 | 5.4382 | 52.6035 | 0 | 133.3862 | 93.2585 | 0 | 0% | 586.6348 | 284.6864 | 586.6348 | 284.6864
647.4 | 301.5672 | 5.4304 | 52.5545 | 0 | 57.2626 | 93.1607 | 0 | 0% | 509.9754 | 208.4082 | 509.9754 | 208.4082
647.432 | 301.1337 | 5.4236 | 52.4945 | 0 | 19.5238 | 93.0755 | 0 | 0% | 471.6511 | 170.5174 | 471.6511 | 170.5174
647.464 | 300.8468 | 5.4202 | 52.4533 | 0 | 5.2747 | 93.0378 | 0 | 0% | 457.0328 | 156.186 | 457.0328 | 156.186
647.496 | 300.833 | 5.421 | 52.4515 | 0 | 1.1275 | 93.0572 | 0 | 0% | 452.8902 | 152.0572 | 452.8902 | 152.0572
647.528 | 301.0687 | 5.4239 | 52.4891 | 0 | 0.19052 | 93.1062 | 0 | 0% | 452.2785 | 151.2097 | 452.2785 | 151.2097
647.56 | 301.388 | 5.4251 | 52.5451 | 0 | 0.025363 | 93.1307 | 0 | 0% | 452.5143 | 151.1263 | 452.5143 | 151.1263
647.592 | 301.5717 | 5.4205 | 52.5894 | 0 | 0.0026765 | 93.0764 | 0 | 0% | 452.6607 | 151.089 | 452.6607 | 151.089
647.624 | 301.4832 | 5.4087 | 52.6013 | 0 | 0 | 92.922 | 0 | 0% | 452.4153 | 150.932 | 452.4153 | 150.932
647.656 | 301.1821 | 5.3922 | 52.5857 | 0 | 0.00092228 | 92.7034 | 0 | 0% | 451.8642 | 150.6821 | 451.8642 | 150.6821
647.688 | 300.9189 | 5.3771 | 52.5733 | 0 | 0.0087397 | 92.5049 | 0 | 0% | 451.383 | 150.4641 | 451.383 | 150.4641
647.72 | 300.9792 | 5.3699 | 52.6007 | 0 | 0.065363 | 92.414 | 0 | 0% | 451.4292 | 150.45 | 451.4292 | 150.45
647.752 | 301.4803 | 5.3731 | 52.6829 | 0 | 0.3858 | 92.4667 | 0 | 0% | 452.3887 | 150.9084 | 452.3887 | 150.9084
647.784 | 302.2892 | 5.384 | 52.8024 | 0 | 1.7971 | 92.6259 | 0 | 0% | 454.8985 | 152.6093 | 454.8985 | 152.6093
647.816 | 303.1344 | 5.3969 | 52.924 | 0 | 6.607 | 92.8122 | 0 | 0% | 460.8745 | 157.7401 | 460.8745 | 157.7401
647.848 | 303.822 | 5.4071 | 53.0239 | 0 | 19.1699 | 92.9624 | 0 | 0% | 474.3853 | 170.5633 | 474.3853 | 170.5633
647.88 | 304.3573 | 5.4139 | 53.105 | 0 | 43.8968 | 93.0645 | 0 | 0% | 499.8375 | 195.4802 | 499.8375 | 195.4802
647.912 | 304.8598 | 5.4189 | 53.1848 | 0 | 79.3308 | 93.1418 | 0 | 0% | 535.936 | 231.0762 | 535.936 | 231.0762
647.944 | 305.3802 | 5.4232 | 53.2694 | 0 | 113.1482 | 93.2107 | 0 | 0% | 570.4318 | 265.0515 | 570.4318 | 265.0515
647.976 | 305.8175 | 5.4262 | 53.3424 | 0 | 127.3648 | 93.2608 | 0 | 0% | 585.2117 | 279.3942 | 585.2117 | 279.3942
648.008 | 305.9854 | 5.426 | 53.3746 | 0 | 113.1482 | 93.2665 | 0 | 0% | 571.2007 | 265.2153 | 571.2007 | 265.2153
648.04 | 305.7349 | 5.4214 | 53.3423 | 0 | 79.3308 | 93.2111 | 0 | 0% | 537.0405 | 231.3055 | 537.0405 | 231.3055
648.072 | 305.0364 | 5.4127 | 53.2395 | 0 | 43.8968 | 93.1009 | 0 | 0% | 500.6862 | 195.6498 | 500.6862 | 195.6498
648.104 | 304.0004 | 5.4023 | 53.0813 | 0 | 19.1699 | 92.9668 | 0 | 0% | 474.6207 | 170.6203 | 474.6207 | 170.6203
648.136 | 302.8475 | 5.3936 | 52.8996 | 0 | 6.607 | 92.8553 | 0 | 0% | 460.603 | 157.7555 | 460.603 | 157.7555
648.168 | 301.833 | 5.3898 | 52.7326 | 0 | 1.7971 | 92.8111 | 0 | 0% | 454.5635 | 152.7306 | 454.5635 | 152.7306
648.2 | 301.1356 | 5.3922 | 52.6085 | 0 | 0.3858 | 92.8537 | 0 | 0% | 452.3758 | 151.2402 | 452.3758 | 151.2402
648.232 | 300.7685 | 5.3995 | 52.5322 | 0 | 0.065363 | 92.9629 | 0 | 0% | 451.7285 | 150.96 | 451.7285 | 150.96
648.264 | 300.6012 | 5.4081 | 52.4881 | 0 | 0.0087397 | 93.0898 | 0 | 0% | 451.596 | 150.9948 | 451.596 | 150.9948
648.296 | 300.4834 | 5.4147 | 52.4565 | 0 | 0.00092228 | 93.1898 | 0 | 0% | 451.5454 | 151.062 | 451.5454 | 151.062
648.328 | 300.3381 | 5.418 | 52.4269 | 0 | 1.3074e-13 | 93.2439 | 0 | 0% | 451.4269 | 151.0888 | 451.4269 | 151.0888
648.36 | 300.1363 | 5.4178 | 52.3945 | 0 | 7.8648e-14 | 93.2495 | 0 | 0% | 451.198 | 151.0618 | 451.198 | 151.0618
648.392 | 299.8283 | 5.4136 | 52.3515 | 0 | 1.0863e-12 | 93.2005 | 0 | 0% | 450.7938 | 150.9655 | 450.7938 | 150.9655
648.424 | 299.3555 | 5.4047 | 52.289 | 0 | 1.1764e-12 | 93.0867 | 0 | 0% | 450.136 | 150.7805 | 450.136 | 150.7805
648.456 | 298.753 | 5.3918 | 52.2116 | 0 | 1.0947e-12 | 92.9181 | 0 | 0% | 449.2746 | 150.5216 | 449.2746 | 150.5216
648.488 | 298.2223 | 5.3783 | 52.1478 | 0 | 1.174e-12 | 92.7408 | 0 | 0% | 448.4891 | 150.2669 | 448.4891 | 150.2669
648.52 | 298.0626 | 5.369 | 52.1403 | 0 | 1.6325e-12 | 92.6208 | 0 | 0% | 448.1927 | 150.1301 | 448.1927 | 150.1301
648.552 | 298.4978 | 5.3672 | 52.2218 | 0 | 5.0214e-13 | 92.6044 | 0 | 0% | 448.6912 | 150.1934 | 448.6912 | 150.1934
648.584 | 299.5435 | 5.3727 | 52.3954 | 0 | 3.7341e-13 | 92.6892 | 0 | 0% | 450.0007 | 150.4572 | 450.0007 | 150.4572
648.616 | 301.0127 | 5.3822 | 52.635 | 0 | 4.0332e-15 | 92.8296 | 0 | 0% | 451.8594 | 150.8467 | 451.8594 | 150.8467
648.648 | 302.6363 | 5.3916 | 52.9021 | 0 | 9.5184e-13 | 92.9674 | 0 | 0% | 453.8974 | 151.2611 | 453.8974 | 151.2611
648.68 | 304.1942 | 5.3979 | 53.1638 | 0 | 0 | 93.0638 | 0 | 0% | 455.8197 | 151.6255 | 455.8197 | 151.6255
648.712 | 305.5711 | 5.4006 | 53.4013 | 0 | 0 | 93.1101 | 0 | 0% | 457.4831 | 151.912 | 457.4831 | 151.912
648.744 | 306.729 | 5.4005 | 53.6061 | 0 | 2.4334e-13 | 93.1175 | 0 | 0% | 458.8531 | 152.1241 | 458.8531 | 152.1241
648.776 | 307.6572 | 5.3986 | 53.7744 | 0 | 0 | 93.1003 | 0 | 0% | 459.9304 | 152.2733 | 459.9304 | 152.2733
648.808 | 308.365 | 5.3959 | 53.9058 | 0 | 4.5508e-13 | 93.0713 | 0 | 0% | 460.738 | 152.373 | 460.738 | 152.373
648.84 | 308.9023 | 5.3934 | 54.0068 | 0 | 0 | 93.0464 | 0 | 0% | 461.3489 | 152.4466 | 461.3489 | 152.4466
648.872 | 309.3407 | 5.3925 | 54.0876 | 0 | 1.5541e-12 | 93.0415 | 0 | 0% | 461.8622 | 152.5215 | 461.8622 | 152.5215
648.904 | 309.715 | 5.3932 | 54.1537 | 0 | 1.2046e-12 | 93.0612 | 0 | 0% | 462.3231 | 152.6081 | 462.3231 | 152.6081
648.936 | 310.0008 | 5.3951 | 54.2024 | 0 | 5.5928e-13 | 93.0954 | 0 | 0% | 462.6936 | 152.6928 | 462.6936 | 152.6928
648.968 | 310.1503 | 5.3969 | 54.2274 | 0 | 6.8834e-13 | 93.1287 | 0 | 0% | 462.9033 | 152.753 | 462.9033 | 152.753
649 | 310.1325 | 5.3978 | 54.225 | 0 | 0 | 93.1503 | 0 | 0% | 462.9056 | 152.7731 | 462.9056 | 152.7731
649.032 | 309.9467 | 5.3976 | 54.1955 | 0 | 0 | 93.1567 | 0 | 0% | 462.6965 | 152.7498 | 462.6965 | 152.7498
649.064 | 309.6196 | 5.3967 | 54.1428 | 0 | 0 | 93.1526 | 0 | 0% | 462.3117 | 152.6921 | 462.3117 | 152.6921
649.096 | 309.1654 | 5.3954 | 54.0686 | 0 | 0 | 93.144 | 0 | 0% | 461.7735 | 152.608 | 461.7735 | 152.608
649.128 | 308.5164 | 5.3933 | 53.9622 | 0 | 0 | 93.1233 | 0 | 0% | 460.9952 | 152.4788 | 460.9952 | 152.4788
649.16 | 307.5175 | 5.3886 | 53.8002 | 0 | 1.3767e-12 | 93.0668 | 0 | 0% | 459.7731 | 152.2556 | 459.7731 | 152.2556
649.192 | 306.0613 | 5.3806 | 53.565 | 0 | 0 | 92.9646 | 0 | 0% | 457.9714 | 151.9101 | 457.9714 | 151.9101
649.224 | 304.2411 | 5.3719 | 53.2672 | 0 | 2.7534e-12 | 92.8536 | 0 | 0% | 455.7338 | 151.4927 | 455.7338 | 151.4927
649.256 | 302.301 | 5.3676 | 52.9391 | 0 | 2.8563e-05 | 92.8029 | 0 | 0% | 453.4108 | 151.1097 | 453.4108 | 151.1097
649.288 | 300.3824 | 5.3704 | 52.5997 | 0 | 0.00034161 | 92.8508 | 0 | 0% | 451.2037 | 150.8213 | 451.2037 | 150.8213
649.32 | 298.3591 | 5.3778 | 52.2321 | 0 | 0.0026965 | 92.9613 | 0 | 0% | 448.9329 | 150.5739 | 448.9329 | 150.5739
649.352 | 295.9614 | 5.3837 | 51.8017 | 0 | 0.016976 | 93.0519 | 0 | 0% | 446.2157 | 150.2542 | 446.2157 | 150.2542
649.384 | 293.039 | 5.3835 | 51.2915 | 0 | 0.085332 | 93.0592 | 0 | 0% | 442.8585 | 149.8196 | 442.8585 | 149.8196
649.416 | 289.7054 | 5.3773 | 50.7216 | 0 | 0.34285 | 92.9815 | 0 | 0% | 439.1287 | 149.4233 | 439.1287 | 149.4233
649.448 | 286.3002 | 5.369 | 50.1434 | 0 | 1.1019 | 92.8762 | 0 | 0% | 435.7907 | 149.4905 | 435.7907 | 149.4905
649.48 | 283.2206 | 5.3643 | 49.6156 | 0 | 2.834 | 92.819 | 0 | 0% | 433.8536 | 150.6329 | 433.8536 | 150.6329
649.512 | 280.7129 | 5.3659 | 49.1758 | 0 | 5.8333 | 92.8498 | 0 | 0% | 433.9376 | 153.2248 | 433.9376 | 153.2248
649.544 | 278.7693 | 5.3721 | 48.8256 | 0 | 9.6061 | 92.9456 | 0 | 0% | 435.5188 | 156.7495 | 435.5188 | 156.7495
649.576 | 277.2217 | 5.3789 | 48.5438 | 0 | 12.6475 | 93.0485 | 0 | 0% | 436.8404 | 159.6187 | 436.8404 | 159.6187
649.608 | 275.9122 | 5.3828 | 48.3092 | 0 | 13.3016 | 93.1108 | 0 | 0% | 436.0165 | 160.1043 | 436.0165 | 160.1043
649.64 | 274.7618 | 5.3822 | 48.111 | 0 | 11.1679 | 93.1115 | 0 | 0% | 432.5343 | 157.7726 | 432.5343 | 157.7726
649.672 | 273.7444 | 5.3769 | 47.9451 | 0 | 7.5214 | 93.0465 | 0 | 0% | 427.6343 | 153.8899 | 427.6343 | 153.8899
649.704 | 272.8963 | 5.368 | 47.8157 | 0 | 4.3242 | 92.932 | 0 | 0% | 423.3362 | 150.4399 | 423.3362 | 150.4399
649.736 | 272.3647 | 5.3591 | 47.7416 | 0 | 3.3357 | 92.8177 | 0 | 0% | 421.6189 | 149.2542 | 421.6189 | 149.2542
649.768 | 272.3528 | 5.355 | 47.7495 | 0 | 6.6953 | 92.7693 | 0 | 0% | 424.9221 | 152.5692 | 424.9221 | 152.5692
649.8 | 272.9411 | 5.3576 | 47.8496 | 0 | 18.2491 | 92.8144 | 0 | 0% | 437.2119 | 164.2708 | 437.2119 | 164.2708
649.832 | 273.9926 | 5.3641 | 48.0232 | 0 | 43.2978 | 92.9139 | 0 | 0% | 463.5916 | 189.5991 | 463.5916 | 189.5991
649.864 | 275.2874 | 5.3698 | 48.2408 | 0 | 86.6855 | 93.0018 | 0 | 0% | 508.5854 | 233.2979 | 508.5854 | 233.2979
649.896 | 276.7269 | 5.3725 | 48.4894 | 0 | 154.8581 | 93.0481 | 0 | 0% | 578.495 | 301.7681 | 578.495 | 301.7681
649.928 | 278.3694 | 5.3735 | 48.7766 | 0 | 265.0026 | 93.0724 | 0 | 0% | 690.5945 | 412.2251 | 690.5945 | 412.2251
649.96 | 280.2934 | 5.3751 | 49.1122 | 0 | 443.4057 | 93.1059 | 0 | 0% | 871.2922 | 590.9988 | 871.2922 | 590.9988
649.992 | 282.4718 | 5.3777 | 49.4902 | 0 | 687.7162 | 93.1554 | 0 | 0% | 1118.2113 | 835.7395 | 1118.2113 | 835.7395
650.024 | 284.7689 | 5.3801 | 49.8889 | 0 | 920.3674 | 93.2054 | 0 | 0% | 1353.6106 | 1068.8417 | 1353.6106 | 1068.8417
650.056 | 287.016 | 5.3813 | 50.2806 | 0 | 1014.2679 | 93.2395 | 0 | 0% | 1450.1853 | 1163.1693 | 1450.1853 | 1163.1693
650.088 | 289.0713 | 5.381 | 50.6411 | 0 | 901.2229 | 93.2547 | 0 | 0% | 1339.5709 | 1050.4996 | 1339.5709 | 1050.4996
650.12 | 290.8353 | 5.3796 | 50.9522 | 0 | 642.3092 | 93.2572 | 0 | 0% | 1082.7335 | 791.8982 | 1082.7335 | 791.8982
650.152 | 292.2438 | 5.3779 | 51.2015 | 0 | 369.4175 | 93.2549 | 0 | 0% | 811.4957 | 519.2518 | 811.4957 | 519.2518
650.184 | 293.263 | 5.3762 | 51.3827 | 0 | 174.8046 | 93.252 | 0 | 0% | 618.0785 | 324.8155 | 618.0785 | 324.8155
650.216 | 293.896 | 5.3744 | 51.4963 | 0 | 70.8217 | 93.2484 | 0 | 0% | 514.8368 | 220.9408 | 514.8368 | 220.9408
650.248 | 294.1975 | 5.3724 | 51.5522 | 0 | 26.4563 | 93.2418 | 0 | 0% | 470.8202 | 176.6227 | 470.8202 | 176.6227
650.28 | 294.2805 | 5.37 | 51.5703 | 0 | 11.0989 | 93.2309 | 0 | 0% | 455.5506 | 161.2701 | 455.5506 | 161.2701
650.312 | 294.2933 | 5.3675 | 51.5765 | 0 | 9.0437 | 93.2169 | 0 | 0% | 453.4978 | 159.2045 | 453.4978 | 159.2045
650.344 | 294.3703 | 5.3649 | 51.594 | 0 | 14.7961 | 93.2021 | 0 | 0% | 459.3275 | 164.9571 | 459.3275 | 164.9571
650.376 | 294.5881 | 5.3622 | 51.6362 | 0 | 25.3827 | 93.1874 | 0 | 0% | 470.1567 | 175.5686 | 470.1567 | 175.5686
650.408 | 294.9539 | 5.3596 | 51.7045 | 0 | 36.0145 | 93.1716 | 0 | 0% | 481.2041 | 186.2502 | 481.2041 | 186.2502
650.44 | 295.4217 | 5.3567 | 51.7911 | 0 | 41.0002 | 93.1536 | 0 | 0% | 486.7233 | 191.3016 | 486.7233 | 191.3016
650.472 | 295.9153 | 5.3537 | 51.8825 | 0 | 38.8607 | 93.1326 | 0 | 0% | 485.1448 | 189.2295 | 485.1448 | 189.2295
650.504 | 296.3548 | 5.3504 | 51.9649 | 0 | 36.667 | 93.1091 | 0 | 0% | 483.4463 | 187.0915 | 483.4463 | 187.0915
650.536 | 296.693 | 5.3473 | 52.0293 | 0 | 49.2468 | 93.0874 | 0 | 0% | 496.4039 | 199.7109 | 496.4039 | 199.7109
650.568 | 296.9373 | 5.345 | 52.0759 | 0 | 92.5206 | 93.077 | 0 | 0% | 539.9558 | 243.0185 | 539.9558 | 243.0185
650.6 | 297.1314 | 5.3442 | 52.1109 | 0 | 170.9993 | 93.0868 | 0 | 0% | 618.6725 | 321.5411 | 618.6725 | 321.5411
650.632 | 297.3072 | 5.3447 | 52.1401 | 0 | 264.3957 | 93.1165 | 0 | 0% | 712.3043 | 414.9971 | 712.3043 | 414.9971
650.664 | 297.4617 | 5.3459 | 52.1645 | 0 | 329.7872 | 93.1545 | 0 | 0% | 777.9139 | 480.4522 | 777.9139 | 480.4522
650.696 | 297.5817 | 5.3466 | 52.1837 | 0 | 329.6856 | 93.186 | 0 | 0% | 777.9837 | 480.402 | 777.9837 | 480.402
650.728 | 297.6814 | 5.3464 | 52.2011 | 0 | 263.8287 | 93.2042 | 0 | 0% | 712.2618 | 414.5804 | 712.2618 | 414.5804
650.76 | 297.8052 | 5.3453 | 52.2242 | 0 | 168.9051 | 93.2111 | 0 | 0% | 617.4909 | 319.6857 | 617.4909 | 319.6857
650.792 | 297.9963 | 5.3438 | 52.26 | 0 | 86.4438 | 93.2114 | 0 | 0% | 535.2553 | 237.259 | 535.2553 | 237.259
650.824 | 298.2671 | 5.3419 | 52.3105 | 0 | 35.3316 | 93.2068 | 0 | 0% | 484.4579 | 186.1908 | 484.4579 | 186.1908
650.856 | 298.5944 | 5.3395 | 52.3718 | 0 | 11.5193 | 93.1947 | 0 | 0% | 461.0196 | 162.4253 | 461.0196 | 162.4253
650.888 | 298.9329 | 5.3363 | 52.4366 | 0 | 2.9921 | 93.1712 | 0 | 0% | 452.869 | 153.9361 | 452.869 | 153.9361
650.92 | 299.2309 | 5.332 | 52.4962 | 0 | 0.61839 | 93.1332 | 0 | 0% | 450.8107 | 151.5798 | 450.8107 | 151.5798
650.952 | 299.4474 | 5.3267 | 52.5435 | 0 | 0.10157 | 93.0816 | 0 | 0% | 450.5008 | 151.0534 | 450.5008 | 151.0534
650.984 | 299.5797 | 5.3211 | 52.5768 | 0 | 0.013243 | 93.0247 | 0 | 0% | 450.5157 | 150.9359 | 450.5157 | 150.9359
651.016 | 299.6848 | 5.3165 | 52.6036 | 0 | 0.0012641 | 92.9819 | 0 | 0% | 450.5881 | 150.9033 | 450.5881 | 150.9033
651.048 | 299.8503 | 5.3145 | 52.6361 | 0 | 8.3891e-13 | 92.9747 | 0 | 0% | 450.7755 | 150.9252 | 450.7755 | 150.9252
651.08 | 300.1176 | 5.3154 | 52.6806 | 0 | 0 | 93.0094 | 0 | 0% | 451.1229 | 151.0053 | 451.1229 | 151.0053
651.112 | 300.4399 | 5.318 | 52.7313 | 0 | 0 | 93.0685 | 0 | 0% | 451.5578 | 151.1179 | 451.5578 | 151.1179
651.144 | 300.73 | 5.3205 | 52.7768 | 0 | 0 | 93.1247 | 0 | 0% | 451.9519 | 151.2219 | 451.9519 | 151.2219
651.176 | 300.9377 | 5.3215 | 52.8106 | 0 | 0 | 93.16 | 0 | 0% | 452.2299 | 151.2921 | 452.2299 | 151.2921
651.208 | 301.0698 | 5.3207 | 52.8346 | 0 | 1.8284e-13 | 93.1713 | 0 | 0% | 452.3964 | 151.3266 | 452.3964 | 151.3266
651.24 | 301.1516 | 5.3184 | 52.8528 | 0 | 0.00033678 | 93.1599 | 0 | 0% | 452.483 | 151.3314 | 452.483 | 151.3314
651.272 | 301.192 | 5.3143 | 52.8671 | 0 | 0.0035149 | 93.1245 | 0 | 0% | 452.5015 | 151.3094 | 452.5015 | 151.3094
651.304 | 301.1929 | 5.3085 | 52.8776 | 0 | 0.026933 | 93.0654 | 0 | 0% | 452.4714 | 151.2785 | 452.4714 | 151.2785
651.336 | 301.1861 | 5.302 | 52.8882 | 0 | 0.1638 | 92.9956 | 0 | 0% | 452.5357 | 151.3496 | 452.5357 | 151.3496
651.368 | 301.24 | 5.2967 | 52.9072 | 0 | 0.79157 | 92.9428 | 0 | 0% | 453.1781 | 151.9382 | 453.1781 | 151.9382
651.4 | 301.3979 | 5.2943 | 52.9387 | 0 | 3.043 | 92.9315 | 0 | 0% | 455.6054 | 154.2075 | 455.6054 | 154.2075
651.432 | 301.6036 | 5.2948 | 52.973 | 0 | 9.3176 | 92.9607 | 0 | 0% | 462.1498 | 160.5462 | 462.1498 | 160.5462
651.464 | 301.706 | 5.2961 | 52.9877 | 0 | 22.7537 | 93.0005 | 0 | 0% | 475.744 | 174.038 | 475.744 | 174.038
651.496 | 301.5437 | 5.2954 | 52.96 | 0 | 44.3664 | 93.0117 | 0 | 0% | 497.1771 | 195.6335 | 497.1771 | 195.6335
651.528 | 301.0209 | 5.2906 | 52.8772 | 0 | 69.1446 | 92.966 | 0 | 0% | 521.2993 | 220.2784 | 521.2993 | 220.2784
651.56 | 300.137 | 5.2812 | 52.7405 | 0 | 86.1983 | 92.8557 | 0 | 0% | 537.2126 | 237.0757 | 537.2126 | 237.0757
651.592 | 299.0097 | 5.2688 | 52.5676 | 0 | 85.9938 | 92.7022 | 0 | 0% | 535.5421 | 236.5324 | 535.5421 | 236.5324
651.624 | 297.8756 | 5.2571 | 52.3922 | 0 | 68.6582 | 92.5586 | 0 | 0% | 516.7417 | 218.8661 | 516.7417 | 218.8661
651.656 | 296.966 | 5.2499 | 52.2465 | 0 | 43.8568 | 92.4795 | 0 | 0% | 490.7987 | 193.8327 | 490.7987 | 193.8327
651.688 | 296.2949 | 5.2475 | 52.1324 | 0 | 22.3981 | 92.4672 | 0 | 0% | 468.5401 | 172.2452 | 468.5401 | 172.2452
651.72 | 295.6016 | 5.2452 | 52.0137 | 0 | 9.137 | 92.4564 | 0 | 0% | 454.4539 | 158.8523 | 454.4539 | 158.8523
651.752 | 294.5876 | 5.2376 | 51.8499 | 0 | 2.9738 | 92.3706 | 0 | 0% | 447.0195 | 152.4319 | 447.0195 | 152.4319
651.784 | 293.2479 | 5.2242 | 51.6415 | 0 | 0.77127 | 92.2029 | 0 | 0% | 443.0878 | 149.8399 | 443.0878 | 149.8399
651.816 | 291.9647 | 5.2111 | 51.443 | 0 | 0.1592 | 92.0394 | 0 | 0% | 440.8173 | 148.8526 | 440.8173 | 148.8526
651.848 | 291.2421 | 5.2064 | 51.3253 | 0 | 0.026119 | 91.995 | 0 | 0% | 439.7949 | 148.5528 | 439.7949 | 148.5528
651.88 | 291.2988 | 5.2134 | 51.3197 | 0 | 0.0034025 | 92.1161 | 0 | 0% | 439.9514 | 148.6526 | 439.9514 | 148.6526
651.912 | 291.9102 | 5.2279 | 51.3955 | 0 | 0.00032351 | 92.3428 | 0 | 0% | 440.8767 | 148.9665 | 440.8767 | 148.9665
651.944 | 292.6474 | 5.2423 | 51.4934 | 0 | 0 | 92.5685 | 0 | 0% | 441.9516 | 149.3042 | 441.9516 | 149.3042
651.976 | 293.213 | 5.2516 | 51.5718 | 0 | 0 | 92.7226 | 0 | 0% | 442.7589 | 149.546 | 442.7589 | 149.546
652.008 | 293.5351 | 5.2549 | 51.6201 | 0 | 2.35e-12 | 92.7912 | 0 | 0% | 443.2013 | 149.6662 | 443.2013 | 149.6662
652.04 | 293.6634 | 5.2534 | 51.6447 | 0 | 3.8988e-14 | 92.7911 | 0 | 0% | 443.3525 | 149.6891 | 443.3525 | 149.6891
652.072 | 293.704 | 5.2491 | 51.6595 | 0 | 0 | 92.7524 | 0 | 0% | 443.3651 | 149.661 | 443.3651 | 149.661
652.104 | 293.8245 | 5.2452 | 51.6879 | 0 | 0.0015882 | 92.7193 | 0 | 0% | 443.4785 | 149.654 | 443.4785 | 149.654
652.136 | 294.1957 | 5.2447 | 51.7537 | 0 | 0.015051 | 92.7345 | 0 | 0% | 443.9436 | 149.7479 | 443.9436 | 149.7479
652.168 | 294.8676 | 5.2484 | 51.8639 | 0 | 0.11256 | 92.8088 | 0 | 0% | 444.9014 | 150.0337 | 444.9014 | 150.0337
652.2 | 295.7298 | 5.2542 | 52.0034 | 0 | 0.66437 | 92.9125 | 0 | 0% | 446.5643 | 150.8345 | 446.5643 | 150.8345
652.232 | 296.6115 | 5.259 | 52.1481 | 0 | 3.0948 | 93.0022 | 0 | 0% | 450.1156 | 153.5041 | 450.1156 | 153.5041
652.264 | 297.4011 | 5.261 | 52.2819 | 0 | 11.3778 | 93.0528 | 0 | 0% | 459.3746 | 161.9735 | 459.3746 | 161.9735
652.296 | 298.0722 | 5.2602 | 52.4004 | 0 | 33.0121 | 93.0643 | 0 | 0% | 481.8092 | 183.737 | 481.8092 | 183.737
652.328 | 298.6402 | 5.2577 | 52.5041 | 0 | 75.5939 | 93.0506 | 0 | 0% | 525.0466 | 226.4064 | 525.0466 | 226.4064
652.36 | 299.1173 | 5.2545 | 52.5934 | 0 | 136.6143 | 93.027 | 0 | 0% | 586.6065 | 287.4892 | 586.6065 | 287.4892
652.392 | 299.4829 | 5.2511 | 52.6636 | 0 | 194.8506 | 93.0004 | 0 | 0% | 645.2486 | 345.7657 | 645.2486 | 345.7657
652.424 | 299.6713 | 5.2469 | 52.7044 | 0 | 219.3328 | 92.963 | 0 | 0% | 669.9184 | 370.2471 | 669.9184 | 370.2471
652.456 | 299.6061 | 5.2408 | 52.7046 | 0 | 194.8506 | 92.8987 | 0 | 0% | 645.3008 | 345.6947 | 645.3008 | 345.6947
652.488 | 299.2914 | 5.2327 | 52.6649 | 0 | 136.6143 | 92.806 | 0 | 0% | 586.6093 | 287.3179 | 586.6093 | 287.3179
652.52 | 298.877 | 5.2248 | 52.6075 | 0 | 75.5939 | 92.7155 | 0 | 0% | 525.0187 | 226.1417 | 525.0187 | 226.1417
652.552 | 298.5937 | 5.2205 | 52.5656 | 0 | 33.0121 | 92.6769 | 0 | 0% | 482.0689 | 183.4751 | 482.0689 | 183.4751
652.584 | 298.5806 | 5.2218 | 52.5601 | 0 | 11.3778 | 92.717 | 0 | 0% | 460.4572 | 161.8766 | 460.4572 | 161.8766
652.616 | 298.78 | 5.2271 | 52.5836 | 0 | 3.0948 | 92.8149 | 0 | 0% | 452.5004 | 153.7204 | 452.5004 | 153.7204
652.648 | 299.0131 | 5.233 | 52.6119 | 0 | 0.66437 | 92.9207 | 0 | 0% | 450.4431 | 151.43 | 450.4431 | 151.43
652.68 | 299.1411 | 5.2367 | 52.626 | 0 | 0.11256 | 92.9958 | 0 | 0% | 450.1123 | 150.9712 | 450.1123 | 150.9712
652.712 | 299.1427 | 5.2378 | 52.6233 | 0 | 0.015051 | 93.0326 | 0 | 0% | 450.0514 | 150.9087 | 450.0514 | 150.9087
652.744 | 299.0739 | 5.2371 | 52.6117 | 0 | 0.0015882 | 93.0448 | 0 | 0% | 449.9691 | 150.8952 | 449.9691 | 150.8952
652.776 | 298.9928 | 5.2358 | 52.5992 | 0 | 1.0416e-12 | 93.0486 | 0 | 0% | 449.8763 | 150.8835 | 449.8763 | 150.8835
652.808 | 298.9186 | 5.2344 | 52.5881 | 0 | 1.0997e-12 | 93.0512 | 0 | 0% | 449.7924 | 150.8738 | 449.7924 | 150.8738
652.84 | 298.8392 | 5.2329 | 52.5763 | 0 | 0 | 93.0522 | 0 | 0% | 449.7006 | 150.8614 | 449.7006 | 150.8614
652.872 | 298.741 | 5.2311 | 52.5617 | 0 | 1.5326e-13 | 93.0493 | 0 | 0% | 449.5832 | 150.8422 | 449.5832 | 150.8422
652.904 | 298.6336 | 5.2292 | 52.5458 | 0 | 0 | 93.044 | 0 | 0% | 449.4526 | 150.819 | 449.4526 | 150.819
652.936 | 298.5472 | 5.2274 | 52.5333 | 0 | 7.5825e-13 | 93.0407 | 0 | 0% | 449.3486 | 150.8015 | 449.3486 | 150.8015
652.968 | 298.5129 | 5.226 | 52.5294 | 0 | 0 | 93.0424 | 0 | 0% | 449.3106 | 150.7977 | 449.3106 | 150.7977
653 | 298.5437 | 5.2248 | 52.5365 | 0 | 0 | 93.0475 | 0 | 0% | 449.3525 | 150.8088 | 449.3525 | 150.8088
653.032 | 298.6303 | 5.2235 | 52.5535 | 0 | 0 | 93.0519 | 0 | 0% | 449.4592 | 150.8289 | 449.4592 | 150.8289
653.064 | 298.7437 | 5.222 | 52.5759 | 0 | 0 | 93.0517 | 0 | 0% | 449.5932 | 150.8495 | 449.5932 | 150.8495
653.096 | 298.836 | 5.2199 | 52.5954 | 0 | 0 | 93.0448 | 0 | 0% | 449.6961 | 150.8601 | 449.6961 | 150.8601
653.128 | 298.8467 | 5.2173 | 52.6016 | 0 | 0 | 93.03 | 0 | 0% | 449.6956 | 150.8489 | 449.6956 | 150.8489
653.16 | 298.7241 | 5.2142 | 52.5853 | 0 | 0.0060312 | 93.008 | 0 | 0% | 449.5377 | 150.8136 | 449.5377 | 150.8136
653.192 | 298.4534 | 5.2109 | 52.5432 | 0 | 0.057153 | 92.9834 | 0 | 0% | 449.248 | 150.7947 | 449.248 | 150.7947
653.224 | 298.0608 | 5.2079 | 52.4792 | 0 | 0.42744 | 92.9626 | 0 | 0% | 449.138 | 151.0772 | 449.138 | 151.0772
653.256 | 297.5789 | 5.2052 | 52.3991 | 0 | 2.5229 | 92.9464 | 0 | 0% | 450.6525 | 153.0736 | 450.6525 | 153.0736
653.288 | 297.0035 | 5.202 | 52.3038 | 0 | 11.7524 | 92.9226 | 0 | 0% | 459.1843 | 162.1808 | 459.1843 | 162.1808
653.32 | 296.3065 | 5.1969 | 52.1911 | 0 | 43.2064 | 92.8715 | 0 | 0% | 489.7724 | 193.4659 | 489.7724 | 193.4659
653.352 | 295.5171 | 5.1896 | 52.0667 | 0 | 125.3618 | 92.7886 | 0 | 0% | 570.9237 | 275.4067 | 570.9237 | 275.4067
653.384 | 294.7863 | 5.182 | 51.9529 | 0 | 287.0638 | 92.7026 | 0 | 0% | 731.6877 | 436.9014 | 731.6877 | 436.9014
653.416 | 294.3176 | 5.1774 | 51.8789 | 0 | 518.7855 | 92.6597 | 0 | 0% | 962.8192 | 668.5016 | 962.8192 | 668.5016
653.448 | 294.1875 | 5.1773 | 51.8553 | 0 | 739.9349 | 92.6794 | 0 | 0% | 1183.8343 | 889.6469 | 1183.8343 | 889.6469
653.48 | 294.2568 | 5.1794 | 51.8618 | 0 | 832.9048 | 92.732 | 0 | 0% | 1276.9348 | 982.678 | 1276.9348 | 982.678
653.512 | 294.2999 | 5.1803 | 51.8659 | 0 | 739.9349 | 92.7682 | 0 | 0% | 1184.0493 | 889.7494 | 1184.0493 | 889.7494
653.544 | 294.2096 | 5.1788 | 51.8516 | 0 | 518.7855 | 92.7685 | 0 | 0% | 962.794 | 668.5844 | 962.794 | 668.5844
653.576 | 294.0521 | 5.1763 | 51.8276 | 0 | 287.0638 | 92.7546 | 0 | 0% | 730.8743 | 436.8222 | 730.8743 | 436.8222
653.608 | 293.9474 | 5.175 | 51.8105 | 0 | 125.3618 | 92.7594 | 0 | 0% | 569.0541 | 275.1067 | 569.0541 | 275.1067
653.64 | 293.9416 | 5.1759 | 51.8069 | 0 | 43.2064 | 92.7943 | 0 | 0% | 486.9251 | 192.9835 | 486.9251 | 192.9835
653.672 | 293.993 | 5.1779 | 51.8113 | 0 | 11.7524 | 92.8455 | 0 | 0% | 455.5802 | 161.5872 | 455.5802 | 161.5872
653.704 | 294.0359 | 5.1795 | 51.8151 | 0 | 2.5229 | 92.891 | 0 | 0% | 446.4444 | 152.4085 | 446.4444 | 152.4085
653.736 | 294.0333 | 5.1796 | 51.8139 | 0 | 0.42744 | 92.9147 | 0 | 0% | 444.369 | 150.3356 | 444.369 | 150.3356
653.768 | 293.9898 | 5.1779 | 51.8088 | 0 | 0.057153 | 92.9125 | 0 | 0% | 443.9461 | 149.9564 | 443.9461 | 149.9564
653.8 | 293.946 | 5.175 | 51.806 | 0 | 0.0060312 | 92.8925 | 0 | 0% | 443.8255 | 149.8795 | 443.8255 | 149.8795
653.832 | 293.9633 | 5.172 | 51.814 | 0 | 3.4417e-13 | 92.8721 | 0 | 0% | 443.8214 | 149.858 | 443.8214 | 149.858
653.864 | 294.0869 | 5.1701 | 51.8386 | 0 | 0 | 92.8681 | 0 | 0% | 443.9637 | 149.8768 | 443.9637 | 149.8768
653.896 | 294.305 | 5.1698 | 51.877 | 0 | 7.4414e-05 | 92.8858 | 0 | 0% | 444.2378 | 149.9327 | 444.2378 | 149.9327
653.928 | 294.5461 | 5.1704 | 51.9179 | 0 | 0.00081023 | 92.9161 | 0 | 0% | 444.5513 | 150.0052 | 444.5513 | 150.0052
653.96 | 294.7231 | 5.1708 | 51.9477 | 0 | 0.0062694 | 92.9447 | 0 | 0% | 444.7925 | 150.0694 | 444.7925 | 150.0694
653.992 | 294.7841 | 5.1705 | 51.9584 | 0 | 0.038574 | 92.9627 | 0 | 0% | 444.9143 | 150.1302 | 444.9143 | 150.1302
654.024 | 294.7291 | 5.1694 | 51.9502 | 0 | 0.18895 | 92.9692 | 0 | 0% | 445.0067 | 150.2777 | 445.0067 | 150.2777
654.056 | 294.5926 | 5.1677 | 51.9287 | 0 | 0.73782 | 92.9675 | 0 | 0% | 445.3943 | 150.8016 | 445.3943 | 150.8016
654.088 | 294.4222 | 5.1657 | 51.9017 | 0 | 2.2994 | 92.9617 | 0 | 0% | 446.7506 | 152.3284 | 446.7506 | 152.3284
654.12 | 294.2642 | 5.1637 | 51.877 | 0 | 5.7257 | 92.9546 | 0 | 0% | 449.9852 | 155.721 | 449.9852 | 155.721
654.152 | 294.1594 | 5.1616 | 51.8618 | 0 | 11.4017 | 92.9479 | 0 | 0% | 455.5324 | 161.373 | 455.5324 | 161.373
654.184 | 294.1396 | 5.1597 | 51.8614 | 0 | 18.167 | 92.9426 | 0 | 0% | 462.2702 | 168.1306 | 462.2702 | 168.1306
654.216 | 294.2212 | 5.1579 | 51.8787 | 0 | 23.1666 | 92.9387 | 0 | 0% | 467.3631 | 173.1419 | 467.3631 | 173.1419
654.248 | 294.3911 | 5.156 | 51.9118 | 0 | 23.6393 | 92.9336 | 0 | 0% | 468.0318 | 173.6407 | 468.0318 | 173.6407
654.28 | 294.5943 | 5.1535 | 51.9519 | 0 | 19.2947 | 92.9202 | 0 | 0% | 463.9146 | 169.3203 | 463.9146 | 169.3203
654.312 | 294.7438 | 5.1498 | 51.9849 | 0 | 12.6115 | 92.8897 | 0 | 0% | 457.3797 | 162.636 | 457.3797 | 162.636
654.344 | 294.758 | 5.1449 | 51.9965 | 0 | 6.7685 | 92.8411 | 0 | 0% | 451.509 | 156.751 | 451.509 | 156.751
654.376 | 294.5928 | 5.1395 | 51.9773 | 0 | 3.9333 | 92.7861 | 0 | 0% | 448.429 | 153.8362 | 448.429 | 153.8362
654.408 | 294.2223 | 5.1347 | 51.9208 | 0 | 6.2413 | 92.7393 | 0 | 0% | 450.2585 | 156.0362 | 450.2585 | 156.0362
654.44 | 293.5827 | 5.1302 | 51.8165 | 0 | 18.9464 | 92.6968 | 0 | 0% | 462.1726 | 168.5899 | 462.1726 | 168.5899
654.472 | 292.5772 | 5.1243 | 51.6511 | 0 | 52.1967 | 92.6328 | 0 | 0% | 494.182 | 201.6048 | 494.182 | 201.6048
654.504 | 291.2026 | 5.1157 | 51.426 | 0 | 115.5524 | 92.5318 | 0 | 0% | 555.8285 | 264.6259 | 555.8285 | 264.6259
654.536 | 289.6779 | 5.1069 | 51.1751 | 0 | 203.3053 | 92.4261 | 0 | 0% | 641.6913 | 352.0134 | 641.6913 | 352.0134
654.568 | 288.3714 | 5.1024 | 50.9534 | 0 | 283.8099 | 92.3831 | 0 | 0% | 720.6201 | 432.2487 | 720.6201 | 432.2487
654.6 | 287.5328 | 5.1049 | 50.7991 | 0 | 314.1912 | 92.442 | 0 | 0% | 750.07 | 462.5372 | 750.07 | 462.5372
654.632 | 287.1122 | 5.1123 | 50.708 | 0 | 276.1323 | 92.5724 | 0 | 0% | 711.6372 | 424.525 | 711.6372 | 424.525
654.664 | 286.8669 | 5.1198 | 50.6476 | 0 | 194.0155 | 92.7038 | 0 | 0% | 629.3535 | 342.4867 | 629.3535 | 342.4867
654.696 | 286.6027 | 5.124 | 50.5908 | 0 | 112.2682 | 92.7878 | 0 | 0% | 547.3735 | 260.7708 | 547.3735 | 260.7708
654.728 | 286.2868 | 5.1249 | 50.5319 | 0 | 59.2722 | 92.8235 | 0 | 0% | 494.0392 | 207.7525 | 494.0392 | 207.7525
654.76 | 285.978 | 5.1242 | 50.4778 | 0 | 35.4114 | 92.8358 | 0 | 0% | 469.8273 | 183.8493 | 469.8273 | 183.8493
654.792 | 285.7121 | 5.1231 | 50.4324 | 0 | 26.5776 | 92.8426 | 0 | 0% | 460.6878 | 174.9757 | 460.6878 | 174.9757
654.824 | 285.4539 | 5.1214 | 50.3895 | 0 | 20.773 | 92.8408 | 0 | 0% | 454.5786 | 169.1247 | 454.5786 | 169.1247
654.856 | 285.1375 | 5.1181 | 50.3395 | 0 | 14.0854 | 92.8151 | 0 | 0% | 447.4957 | 162.3582 | 447.4957 | 162.3582
654.888 | 284.7428 | 5.1125 | 50.2803 | 0 | 7.7301 | 92.7556 | 0 | 0% | 440.6214 | 155.8786 | 440.6214 | 155.8786
654.92 | 284.3342 | 5.1051 | 50.2225 | 0 | 3.369 | 92.6681 | 0 | 0% | 435.6989 | 151.3648 | 435.6989 | 151.3648
654.952 | 284.0305 | 5.0972 | 50.1848 | 0 | 1.1604 | 92.5698 | 0 | 0% | 433.0427 | 149.0122 | 433.0427 | 149.0122
654.984 | 283.9524 | 5.0903 | 50.1859 | 0 | 0.31564 | 92.481 | 0 | 0% | 432.0253 | 148.0729 | 432.0253 | 148.0729
655.016 | 284.2082 | 5.0862 | 50.2414 | 0 | 0.06776 | 92.4265 | 0 | 0% | 432.03 | 147.8218 | 432.03 | 147.8218
655.048 | 284.8799 | 5.0867 | 50.3616 | 0 | 0.01148 | 92.4328 | 0 | 0% | 432.7725 | 147.8926 | 432.7725 | 147.8926
655.08 | 285.9494 | 5.0923 | 50.5422 | 0 | 0.001535 | 92.5086 | 0 | 0% | 434.0941 | 148.1446 | 434.0941 | 148.1446
655.112 | 287.2387 | 5.1012 | 50.7554 | 0 | 0.00016198 | 92.6276 | 0 | 0% | 435.723 | 148.4843 | 435.723 | 148.4843
655.144 | 288.4837 | 5.1099 | 50.9611 | 0 | 5.2369e-05 | 92.7437 | 0 | 0% | 437.2985 | 148.8148 | 437.2985 | 148.8148
655.176 | 289.4836 | 5.1163 | 51.1286 | 0 | 0.00049627 | 92.8248 | 0 | 0% | 438.5538 | 149.0702 | 438.5538 | 149.0702
655.208 | 290.1706 | 5.1199 | 51.2465 | 0 | 0.00708 | 92.8658 | 0 | 0% | 439.4099 | 149.2393 | 439.4099 | 149.2393
655.24 | 290.5615 | 5.1214 | 51.3164 | 0 | 0.057196 | 92.8758 | 0 | 0% | 439.9323 | 149.3708 | 439.9323 | 149.3708
655.272 | 290.6743 | 5.1211 | 51.341 | 0 | 0.3727 | 92.859 | 0 | 0% | 440.368 | 149.6937 | 440.368 | 149.6937
655.304 | 290.486 | 5.1184 | 51.3171 | 0 | 2.023 | 92.8081 | 0 | 0% | 441.7526 | 151.2666 | 441.7526 | 151.2666
655.336 | 289.9598 | 5.1127 | 51.2398 | 0 | 9.0615 | 92.7124 | 0 | 0% | 448.0861 | 158.1263 | 448.0861 | 158.1263
655.368 | 289.1289 | 5.1042 | 51.1143 | 0 | 33.1877 | 92.5777 | 0 | 0% | 471.1128 | 181.9839 | 471.1128 | 181.9839
655.4 | 288.1642 | 5.0958 | 50.9652 | 0 | 98.6519 | 92.4425 | 0 | 0% | 535.3196 | 247.1554 | 535.3196 | 247.1554
655.432 | 287.315 | 5.0911 | 50.8286 | 0 | 236.7692 | 92.3629 | 0 | 0% | 672.3668 | 385.0518 | 672.3668 | 385.0518
655.464 | 286.7317 | 5.0923 | 50.7267 | 0 | 457.308 | 92.3686 | 0 | 0% | 892.2273 | 605.4956 | 892.2273 | 605.4956
655.496 | 286.3593 | 5.0979 | 50.6529 | 0 | 709.4345 | 92.4379 | 0 | 0% | 1143.9825 | 857.6232 | 1143.9825 | 857.6232
655.528 | 286.0354 | 5.1046 | 50.5855 | 0 | 882.9549 | 92.5236 | 0 | 0% | 1317.2041 | 1031.1687 | 1317.2041 | 1031.1687
655.56 | 285.6593 | 5.1105 | 50.5108 | 0 | 880.952 | 92.5967 | 0 | 0% | 1314.8293 | 1029.17 | 1314.8293 | 1029.17
655.592 | 285.2271 | 5.1153 | 50.4285 | 0 | 704.1492 | 92.6551 | 0 | 0% | 1137.5752 | 852.3481 | 1137.5752 | 852.3481
655.624 | 284.7514 | 5.1195 | 50.3401 | 0 | 450.64 | 92.7041 | 0 | 0% | 883.5551 | 598.8037 | 883.5551 | 598.8037
655.656 | 284.2128 | 5.1231 | 50.2419 | 0 | 230.9951 | 92.7433 | 0 | 0% | 663.3163 | 379.1035 | 663.3163 | 379.1035
655.688 | 283.5779 | 5.1258 | 50.1283 | 0 | 95.426 | 92.7713 | 0 | 0% | 527.0293 | 243.4515 | 527.0293 | 243.4515
655.72 | 282.8185 | 5.1279 | 49.9941 | 0 | 32.9708 | 92.7884 | 0 | 0% | 463.6997 | 180.8812 | 463.6997 | 180.8812
655.752 | 281.9017 | 5.129 | 49.8338 | 0 | 11.2169 | 92.7928 | 0 | 0% | 440.8743 | 158.9725 | 440.8743 | 158.9725
655.784 | 280.7818 | 5.1288 | 49.6401 | 0 | 5.3167 | 92.7776 | 0 | 0% | 433.645 | 152.8632 | 433.645 | 152.8632
655.816 | 279.4207 | 5.1267 | 49.4071 | 0 | 3.6133 | 92.7361 | 0 | 0% | 430.3039 | 150.8832 | 430.3039 | 150.8832
655.848 | 277.827 | 5.1232 | 49.1357 | 0 | 2.6852 | 92.6726 | 0 | 0% | 427.4437 | 149.6167 | 427.4437 | 149.6167
655.88 | 276.0681 | 5.1195 | 48.8353 | 0 | 2.3583 | 92.608 | 0 | 0% | 424.9892 | 148.9211 | 424.9892 | 148.9211
655.912 | 274.2177 | 5.1176 | 48.5153 | 0 | 3.0632 | 92.5685 | 0 | 0% | 423.4824 | 149.2646 | 423.4824 | 149.2646
655.944 | 272.2699 | 5.1183 | 48.1731 | 0 | 4.7331 | 92.5668 | 0 | 0% | 422.8613 | 150.5913 | 422.8613 | 150.5913
655.976 | 270.1038 | 5.1212 | 47.7883 | 0 | 6.5324 | 92.5965 | 0 | 0% | 422.1422 | 152.0384 | 422.1422 | 152.0384
656.008 | 267.5269 | 5.1253 | 47.3287 | 0 | 7.3063 | 92.643 | 0 | 0% | 419.9302 | 152.4033 | 419.9302 | 152.4033
656.04 | 264.3389 | 5.1296 | 46.7607 | 0 | 6.4828 | 92.694 | 0 | 0% | 415.4061 | 151.0672 | 415.4061 | 151.0672
656.072 | 260.3746 | 5.1335 | 46.0563 | 0 | 4.5442 | 92.7387 | 0 | 0% | 408.8474 | 148.4728 | 408.8474 | 148.4728
656.104 | 255.5438 | 5.1362 | 45.2007 | 0 | 2.5144 | 92.7655 | 0 | 0% | 401.1606 | 145.6168 | 401.1606 | 145.6168
656.136 | 249.8785 | 5.1371 | 44.2004 | 0 | 1.0995 | 92.7655 | 0 | 0% | 393.0809 | 143.2024 | 393.0809 | 143.2024
656.168 | 243.565 | 5.136 | 43.0883 | 0 | 0.39215 | 92.7388 | 0 | 0% | 384.9202 | 141.3552 | 384.9202 | 141.3552
656.2 | 236.9365 | 5.134 | 41.9218 | 0 | 0.20548 | 92.6979 | 0 | 0% | 376.8957 | 139.9592 | 376.8957 | 139.9592
656.232 | 230.4201 | 5.1324 | 40.7745 | 0 | 0.62735 | 92.663 | 0 | 0% | 369.6174 | 139.1973 | 369.6174 | 139.1973
656.264 | 224.4431 | 5.1324 | 39.7201 | 0 | 2.8232 | 92.6507 | 0 | 0% | 364.7695 | 140.3264 | 364.7695 | 140.3264
656.296 | 219.3292 | 5.1341 | 38.8159 | 0 | 10.3658 | 92.6632 | 0 | 0% | 366.3082 | 146.979 | 366.3082 | 146.979
656.328 | 215.235 | 5.1367 | 38.0907 | 0 | 30.0746 | 92.6884 | 0 | 0% | 381.2254 | 165.9904 | 381.2254 | 165.9904
656.36 | 212.1567 | 5.139 | 37.5455 | 0 | 68.8673 | 92.7102 | 0 | 0% | 416.4187 | 204.262 | 416.4187 | 204.262
656.392 | 209.9899 | 5.1404 | 37.1631 | 0 | 124.4578 | 92.7174 | 0 | 0% | 469.4686 | 259.4787 | 469.4686 | 259.4787
656.424 | 208.5972 | 5.1404 | 36.9195 | 0 | 177.5121 | 92.7054 | 0 | 0% | 520.8746 | 312.2774 | 520.8746 | 312.2774
656.456 | 207.8541 | 5.1388 | 36.7932 | 0 | 199.8158 | 92.6704 | 0 | 0% | 542.2722 | 334.4181 | 542.2722 | 334.4181
656.488 | 207.6879 | 5.1353 | 36.7716 | 0 | 177.5121 | 92.6088 | 0 | 0% | 519.7157 | 312.0277 | 519.7157 | 312.0277
656.52 | 208.1221 | 5.1304 | 36.8584 | 0 | 124.4578 | 92.5262 | 0 | 0% | 467.0949 | 258.9728 | 467.0949 | 258.9728
656.552 | 209.2983 | 5.1258 | 37.0762 | 0 | 68.8673 | 92.4472 | 0 | 0% | 412.8147 | 203.5164 | 412.8147 | 203.5164
656.584 | 211.4255 | 5.1239 | 37.4585 | 0 | 30.0746 | 92.4083 | 0 | 0% | 376.4908 | 165.0653 | 376.4908 | 165.0653
656.616 | 214.6541 | 5.1265 | 38.0295 | 0 | 10.3653 | 92.4333 | 0 | 0% | 360.6087 | 145.9546 | 360.6087 | 145.9546
656.648 | 218.9545 | 5.1328 | 38.7848 | 0 | 2.8194 | 92.5123 | 0 | 0% | 358.2038 | 139.2493 | 358.2038 | 139.2493
656.68 | 224.0968 | 5.1403 | 39.6875 | 0 | 0.60525 | 92.6084 | 0 | 0% | 362.1383 | 138.0414 | 362.1383 | 138.0414
656.712 | 229.7341 | 5.1465 | 40.6797 | 0 | 0.10254 | 92.6858 | 0 | 0% | 368.3487 | 138.6146 | 368.3487 | 138.6146
656.744 | 235.5036 | 5.1504 | 41.6987 | 0 | 0.015582 | 92.7303 | 0 | 0% | 375.0986 | 139.595 | 375.0986 | 139.595
656.776 | 241.0816 | 5.1524 | 42.6866 | 0 | 0.019174 | 92.7475 | 0 | 0% | 381.6873 | 140.6057 | 381.6873 | 140.6057
656.808 | 246.2018 | 5.1534 | 43.595 | 0 | 0.13257 | 92.7504 | 0 | 0% | 387.8332 | 141.6314 | 387.8332 | 141.6314
656.84 | 250.6686 | 5.1542 | 44.3882 | 0 | 0.7825 | 92.7489 | 0 | 0% | 393.7423 | 143.0737 | 393.7423 | 143.0737
656.872 | 254.3718 | 5.1549 | 45.0463 | 0 | 3.6451 | 92.7467 | 0 | 0% | 400.9648 | 146.593 | 400.9648 | 146.593
656.904 | 257.293 | 5.1553 | 45.5664 | 0 | 13.4008 | 92.7414 | 0 | 0% | 414.1571 | 156.864 | 414.1571 | 156.864
656.936 | 259.4974 | 5.1552 | 45.9607 | 0 | 38.882 | 92.7273 | 0 | 0% | 442.2226 | 182.7252 | 442.2226 | 182.7252
656.968 | 261.1138 | 5.1541 | 46.2524 | 0 | 89.0353 | 92.6999 | 0 | 0% | 494.2554 | 233.1417 | 494.2554 | 233.1417
657 | 262.3077 | 5.1523 | 46.4705 | 0 | 160.9058 | 92.6616 | 0 | 0% | 567.498 | 305.1902 | 567.498 | 305.1902
657.032 | 263.2516 | 5.1505 | 46.6443 | 0 | 229.4972 | 92.6241 | 0 | 0% | 637.1677 | 373.9161 | 637.1677 | 373.9161
657.064 | 264.0888 | 5.1499 | 46.7972 | 0 | 258.3326 | 92.6032 | 0 | 0% | 666.9717 | 402.8829 | 666.9717 | 402.8829
657.096 | 264.9002 | 5.151 | 46.9426 | 0 | 229.4972 | 92.6073 | 0 | 0% | 639.0983 | 374.198 | 639.0983 | 374.198
657.128 | 265.698 | 5.1534 | 47.0833 | 0 | 160.9058 | 92.6304 | 0 | 0% | 571.4709 | 305.7729 | 571.4709 | 305.7729
657.16 | 266.456 | 5.1561 | 47.2166 | 0 | 89.0353 | 92.6568 | 0 | 0% | 500.5208 | 234.0648 | 500.5208 | 234.0648
657.192 | 267.1485 | 5.158 | 47.3397 | 0 | 38.882 | 92.6724 | 0 | 0% | 451.2006 | 184.0521 | 451.2006 | 184.0521
657.224 | 267.7631 | 5.1586 | 47.4512 | 0 | 13.4008 | 92.6698 | 0 | 0% | 426.4437 | 158.6805 | 426.4437 | 158.6805
657.256 | 268.2887 | 5.1578 | 47.5498 | 0 | 3.6451 | 92.645 | 0 | 0% | 417.2864 | 148.9977 | 417.2864 | 148.9977
657.288 | 268.7106 | 5.1551 | 47.6335 | 0 | 0.7825 | 92.5942 | 0 | 0% | 414.876 | 146.1653 | 414.876 | 146.1653
657.32 | 269.0453 | 5.1508 | 47.7047 | 0 | 0.13257 | 92.5218 | 0 | 0% | 414.5551 | 145.5098 | 414.5551 | 145.5098
657.352 | 269.3837 | 5.1468 | 47.7762 | 0 | 0.017727 | 92.4514 | 0 | 0% | 414.7758 | 145.3921 | 414.7758 | 145.3921
657.384 | 269.8661 | 5.1454 | 47.8681 | 0 | 0.0018706 | 92.4197 | 0 | 0% | 415.3012 | 145.4351 | 415.3012 | 145.4351
657.416 | 270.5702 | 5.1481 | 47.9916 | 0 | 0 | 92.4469 | 0 | 0% | 416.1568 | 145.5866 | 416.1568 | 145.5866
657.448 | 271.4307 | 5.1538 | 48.1373 | 0 | 0 | 92.5159 | 0 | 0% | 417.2376 | 145.8069 | 417.2376 | 145.8069
657.48 | 272.29 | 5.1595 | 48.2827 | 0 | 0 | 92.5858 | 0 | 0% | 418.3179 | 146.028 | 418.3179 | 146.028
657.512 | 273.0113 | 5.1628 | 48.4083 | 0 | 0 | 92.6215 | 0 | 0% | 419.2038 | 146.1926 | 419.2038 | 146.1926
657.544 | 273.5275 | 5.1625 | 48.5046 | 0 | 0 | 92.6052 | 0 | 0% | 419.7998 | 146.2723 | 419.7998 | 146.2723
657.576 | 273.8299 | 5.1583 | 48.5707 | 0 | 0.0031024 | 92.5331 | 0 | 0% | 420.0951 | 146.2652 | 420.0951 | 146.2652
657.608 | 273.9861 | 5.1513 | 48.6165 | 0 | 0.032423 | 92.4203 | 0 | 0% | 420.2066 | 146.2205 | 420.2066 | 146.2205
657.64 | 274.1787 | 5.1446 | 48.6681 | 0 | 0.24852 | 92.3121 | 0 | 0% | 420.5521 | 146.3733 | 420.5521 | 146.3733
657.672 | 274.6447 | 5.1423 | 48.7593 | 0 | 1.5121 | 92.268 | 0 | 0% | 422.3265 | 147.6818 | 422.3265 | 147.6818
657.704 | 275.5028 | 5.1465 | 48.9071 | 0 | 7.3108 | 92.3157 | 0 | 0% | 429.1829 | 153.6801 | 429.1829 | 153.6801
657.736 | 276.657 | 5.1549 | 49.0988 | 0 | 28.122 | 92.425 | 0 | 0% | 451.4577 | 174.8007 | 451.4577 | 174.8007
657.768 | 277.9047 | 5.1636 | 49.3066 | 0 | 86.1764 | 92.5377 | 0 | 0% | 511.0889 | 233.1843 | 511.0889 | 233.1843
657.8 | 279.1123 | 5.1699 | 49.5121 | 0 | 210.6544 | 92.6161 | 0 | 0% | 637.0648 | 357.9525 | 637.0648 | 357.9525
657.832 | 280.2674 | 5.1736 | 49.7135 | 0 | 411.3026 | 92.6577 | 0 | 0% | 839.1149 | 558.8475 | 839.1149 | 558.8475
657.864 | 281.4056 | 5.1758 | 49.9151 | 0 | 642.2407 | 92.6772 | 0 | 0% | 1071.4145 | 790.0089 | 1071.4145 | 790.0089
657.896 | 282.5378 | 5.1773 | 50.1172 | 0 | 802.9267 | 92.6868 | 0 | 0% | 1233.4457 | 950.9079 | 1233.4457 | 950.9079
657.928 | 283.6378 | 5.1784 | 50.3142 | 0 | 804.5736 | 92.691 | 0 | 0% | 1236.3951 | 952.7573 | 1236.3951 | 952.7573
657.96 | 284.6648 | 5.1792 | 50.4989 | 0 | 646.9471 | 92.6907 | 0 | 0% | 1079.9807 | 795.3159 | 1079.9807 | 795.3159
657.992 | 285.583 | 5.1797 | 50.6649 | 0 | 418.0762 | 92.6859 | 0 | 0% | 852.1898 | 566.6067 | 852.1898 | 566.6067
658.024 | 286.3729 | 5.18 | 50.8085 | 0 | 217.7726 | 92.6779 | 0 | 0% | 652.8119 | 366.439 | 652.8119 | 366.439
658.056 | 287.0336 | 5.1802 | 50.9293 | 0 | 92.3612 | 92.6684 | 0 | 0% | 528.1727 | 241.1391 | 528.1727 | 241.1391
658.088 | 287.5784 | 5.1803 | 51.0296 | 0 | 33.8151 | 92.6587 | 0 | 0% | 470.2623 | 182.6838 | 470.2623 | 182.6838
658.12 | 288.0201 | 5.1804 | 51.1119 | 0 | 14.6108 | 92.6474 | 0 | 0% | 451.5706 | 163.5504 | 451.5706 | 163.5504
658.152 | 288.3626 | 5.1799 | 51.1774 | 0 | 12.6325 | 92.6293 | 0 | 0% | 449.9817 | 161.6191 | 449.9817 | 161.6191
658.184 | 288.6123 | 5.1788 | 51.2277 | 0 | 15.5278 | 92.6014 | 0 | 0% | 453.148 | 164.5357 | 453.148 | 164.5357
658.216 | 288.8018 | 5.1774 | 51.2678 | 0 | 17.104 | 92.5695 | 0 | 0% | 454.9205 | 166.1187 | 454.9205 | 166.1187
658.248 | 288.9896 | 5.1767 | 51.3063 | 0 | 15.1475 | 92.5478 | 0 | 0% | 453.1679 | 164.1784 | 453.1679 | 164.1784
658.28 | 289.2209 | 5.1776 | 51.3497 | 0 | 10.6174 | 92.5479 | 0 | 0% | 448.9135 | 159.6926 | 448.9135 | 159.6926
658.312 | 289.4879 | 5.1798 | 51.397 | 0 | 5.8915 | 92.5672 | 0 | 0% | 444.5234 | 155.0355 | 444.5234 | 155.0355
658.344 | 289.7362 | 5.1823 | 51.4404 | 0 | 2.6724 | 92.5911 | 0 | 0% | 441.6224 | 151.8862 | 441.6224 | 151.8862
658.376 | 289.9105 | 5.1841 | 51.4719 | 0 | 1.3876 | 92.6051 | 0 | 0% | 440.5591 | 150.6486 | 440.5591 | 150.6486
658.408 | 289.9871 | 5.1848 | 51.4882 | 0 | 2.1108 | 92.603 | 0 | 0% | 441.3739 | 151.3868 | 441.3739 | 151.3868
658.44 | 289.9764 | 5.1845 | 51.4907 | 0 | 5.5734 | 92.5873 | 0 | 0% | 444.8123 | 154.8359 | 444.8123 | 154.8359
658.472 | 289.9156 | 5.1838 | 51.4851 | 0 | 13.0129 | 92.5659 | 0 | 0% | 452.1633 | 162.2478 | 452.1633 | 162.2478
658.504 | 289.8604 | 5.1836 | 51.4797 | 0 | 24.5629 | 92.5504 | 0 | 0% | 463.637 | 173.7766 | 463.637 | 173.7766
658.536 | 289.8626 | 5.1844 | 51.4827 | 0 | 37.4778 | 92.55 | 0 | 0% | 476.5575 | 186.6949 | 476.5575 | 186.6949
658.568 | 289.9375 | 5.1863 | 51.4966 | 0 | 46.6222 | 92.5649 | 0 | 0% | 485.8075 | 195.87 | 485.8075 | 195.87
658.6 | 290.0584 | 5.1885 | 51.5181 | 0 | 47.7557 | 92.5842 | 0 | 0% | 487.1048 | 197.0465 | 487.1048 | 197.0465
658.632 | 290.1837 | 5.19 | 51.5416 | 0 | 40.6224 | 92.5947 | 0 | 0% | 480.1324 | 189.9487 | 480.1324 | 189.9487
658.664 | 290.2873 | 5.1904 | 51.5634 | 0 | 28.8234 | 92.5882 | 0 | 0% | 468.4526 | 178.1654 | 468.4526 | 178.1654
658.696 | 290.3617 | 5.1895 | 51.5823 | 0 | 17.0372 | 92.5634 | 0 | 0% | 456.7341 | 166.3724 | 456.7341 | 166.3724
658.728 | 290.4077 | 5.1875 | 51.5984 | 0 | 8.3345 | 92.5227 | 0 | 0% | 448.0507 | 157.643 | 448.0507 | 157.643
658.76 | 290.4381 | 5.1847 | 51.613 | 0 | 3.3425 | 92.4718 | 0 | 0% | 443.0501 | 152.612 | 443.0501 | 152.612
658.792 | 290.495 | 5.1822 | 51.632 | 0 | 1.0882 | 92.4239 | 0 | 0% | 440.8213 | 150.3263 | 440.8213 | 150.3263
658.824 | 290.6468 | 5.1813 | 51.6648 | 0 | 0.28519 | 92.3983 | 0 | 0% | 440.1763 | 149.5295 | 440.1763 | 149.5295
658.856 | 290.941 | 5.1828 | 51.7181 | 0 | 0.059778 | 92.4089 | 0 | 0% | 440.3107 | 149.3696 | 440.3107 | 149.3696
658.888 | 291.3537 | 5.1866 | 51.7883 | 0 | 0.0099752 | 92.4507 | 0 | 0% | 440.7893 | 149.4357 | 440.7893 | 149.4357
658.92 | 291.7955 | 5.191 | 51.8625 | 0 | 0.0013001 | 92.5023 | 0 | 0% | 441.3526 | 149.5571 | 441.3526 | 149.5571
658.952 | 292.1735 | 5.1947 | 51.9268 | 0 | 0.0001372 | 92.542 | 0 | 0% | 441.837 | 149.6636 | 441.837 | 149.6636
658.984 | 292.4351 | 5.1969 | 51.9732 | 0 | 0 | 92.5622 | 0 | 0% | 442.1673 | 149.7322 | 442.1673 | 149.7322
659.016 | 292.5579 | 5.1982 | 51.9966 | 0 | 0 | 92.5689 | 0 | 0% | 442.3217 | 149.7637 | 442.3217 | 149.7637
659.048 | 292.5126 | 5.1993 | 51.9907 | 0 | 8.0665e-15 | 92.5721 | 0 | 0% | 442.2747 | 149.7621 | 442.2747 | 149.7621
659.08 | 292.2453 | 5.2005 | 51.9451 | 0 | 1.054e-12 | 92.5777 | 0 | 0% | 441.9685 | 149.7233 | 441.9685 | 149.7233
659.112 | 291.6936 | 5.2019 | 51.8486 | 0 | 0 | 92.5856 | 0 | 0% | 441.3296 | 149.636 | 441.3296 | 149.636
659.144 | 290.818 | 5.2032 | 51.6946 | 0 | 8.6042e-13 | 92.5926 | 0 | 0% | 440.3084 | 149.4904 | 440.3084 | 149.4904
659.176 | 289.6257 | 5.2043 | 51.4847 | 0 | 0 | 92.5962 | 0 | 0% | 438.9109 | 149.2852 | 438.9109 | 149.2852
659.208 | 288.1767 | 5.2051 | 51.2297 | 0 | 0 | 92.5958 | 0 | 0% | 437.2073 | 149.0306 | 437.2073 | 149.0306
659.24 | 286.5761 | 5.2057 | 50.948 | 0 | 0 | 92.5924 | 0 | 0% | 435.3222 | 148.7461 | 435.3222 | 148.7461
659.272 | 284.9535 | 5.2062 | 50.6625 | 0 | 0 | 92.5877 | 0 | 0% | 433.4099 | 148.4564 | 433.4099 | 148.4564
659.304 | 283.4332 | 5.2067 | 50.3952 | 0 | 0 | 92.5832 | 0 | 0% | 431.6182 | 148.185 | 431.6182 | 148.185
659.336 | 282.1034 | 5.2073 | 50.1616 | 0 | 0 | 92.5794 | 0 | 0% | 430.0516 | 147.9483 | 430.0516 | 147.9483
659.368 | 281.0025 | 5.2078 | 49.9687 | 0 | 0 | 92.5753 | 0 | 0% | 428.7543 | 147.7518 | 428.7543 | 147.7518
659.4 | 280.1273 | 5.2082 | 49.8163 | 0 | 0 | 92.569 | 0 | 0% | 427.7208 | 147.5936 | 427.7208 | 147.5936
659.432 | 279.4517 | 5.2084 | 49.6997 | 0 | 0 | 92.5596 | 0 | 0% | 426.9195 | 147.4678 | 426.9195 | 147.4678
659.464 | 278.9417 | 5.2084 | 49.6129 | 0 | 0 | 92.5476 | 0 | 0% | 426.3107 | 147.369 | 426.3107 | 147.369
659.496 | 278.5616 | 5.2083 | 49.5494 | 0 | 0 | 92.5346 | 0 | 0% | 425.8539 | 147.2923 | 425.8539 | 147.2923
659.528 | 278.2814 | 5.2082 | 49.5036 | 0 | 0.0011568 | 92.5215 | 0 | 0% | 425.5159 | 147.2345 | 425.5159 | 147.2345
659.56 | 278.0941 | 5.2082 | 49.4743 | 0 | 0.010963 | 92.5089 | 0 | 0% | 425.2964 | 147.2023 | 425.2964 | 147.2023
659.592 | 278.0318 | 5.2083 | 49.4669 | 0 | 0.081987 | 92.4993 | 0 | 0% | 425.2883 | 147.2565 | 425.2883 | 147.2565
659.624 | 278.1571 | 5.209 | 49.4918 | 0 | 0.48392 | 92.4976 | 0 | 0% | 425.8395 | 147.6824 | 425.8395 | 147.6824
659.656 | 278.5238 | 5.2105 | 49.5585 | 0 | 2.2542 | 92.5061 | 0 | 0% | 428.053 | 149.5293 | 428.053 | 149.5293
659.688 | 279.1453 | 5.2123 | 49.6697 | 0 | 8.2874 | 92.5202 | 0 | 0% | 434.8349 | 155.6896 | 434.8349 | 155.6896
659.72 | 279.9968 | 5.214 | 49.8221 | 0 | 24.0455 | 92.5321 | 0 | 0% | 451.6106 | 171.6137 | 451.6106 | 171.6137
659.752 | 281.0342 | 5.2151 | 50.0086 | 0 | 55.0615 | 92.5364 | 0 | 0% | 483.8558 | 202.8216 | 483.8558 | 202.8216
659.784 | 282.1991 | 5.2158 | 50.2186 | 0 | 99.5078 | 92.5336 | 0 | 0% | 529.675 | 247.4758 | 529.675 | 247.4758
659.816 | 283.4146 | 5.2162 | 50.4381 | 0 | 141.9263 | 92.5277 | 0 | 0% | 573.5228 | 290.1082 | 573.5228 | 290.1082
659.848 | 284.5925 | 5.2167 | 50.6508 | 0 | 159.7588 | 92.523 | 0 | 0% | 592.7418 | 308.1492 | 592.7418 | 308.1492
659.88 | 285.6537 | 5.2174 | 50.8423 | 0 | 141.9263 | 92.5221 | 0 | 0% | 576.1618 | 290.5081 | 576.1618 | 290.5081
659.912 | 286.5425 | 5.2183 | 51.0027 | 0 | 99.5078 | 92.5241 | 0 | 0% | 534.7954 | 248.2529 | 534.7954 | 248.2529
659.944 | 287.2287 | 5.219 | 51.1274 | 0 | 55.0615 | 92.5249 | 0 | 0% | 491.1614 | 203.9327 | 491.1614 | 203.9327
659.976 | 287.7061 | 5.2191 | 51.2157 | 0 | 24.0455 | 92.5188 | 0 | 0% | 460.7052 | 172.9991 | 460.7052 | 172.9991
660.008 | 287.9957 | 5.2181 | 51.2721 | 0 | 8.2874 | 92.5013 | 0 | 0% | 445.2745 | 157.2788 | 445.2745 | 157.2788
660.04 | 288.156 | 5.216 | 51.3068 | 0 | 2.2542 | 92.4728 | 0 | 0% | 439.4059 | 151.2499 | 439.4059 | 151.2499
660.072 | 288.2837 | 5.2136 | 51.336 | 0 | 0.48392 | 92.4421 | 0 | 0% | 437.7594 | 149.4756 | 437.7594 | 149.4756
660.104 | 288.4867 | 5.2119 | 51.377 | 0 | 0.081987 | 92.423 | 0 | 0% | 437.5806 | 149.0939 | 437.5806 | 149.0939
660.136 | 288.8316 | 5.2116 | 51.4407 | 0 | 0.010963 | 92.4245 | 0 | 0% | 437.9193 | 149.0878 | 437.9193 | 149.0878
660.168 | 289.3099 | 5.2124 | 51.5259 | 0 | 0.0011568 | 92.4435 | 0 | 0% | 438.493 | 149.183 | 438.493 | 149.183
660.2 | 289.8566 | 5.2137 | 51.6226 | 0 | 0 | 92.4677 | 0 | 0% | 439.1606 | 149.304 | 439.1606 | 149.304
660.232 | 290.3966 | 5.2144 | 51.719 | 0 | 4.9743e-14 | 92.4855 | 0 | 0% | 439.8154 | 149.4188 | 439.8154 | 149.4188
660.264 | 290.8746 | 5.2143 | 51.8059 | 0 | 0.0013373 | 92.4911 | 0 | 0% | 440.3872 | 149.5126 | 440.3872 | 149.5126
660.296 | 291.2587 | 5.2133 | 51.8776 | 0 | 0.014006 | 92.4842 | 0 | 0% | 440.8479 | 149.5892 | 440.8479 | 149.5892
660.328 | 291.5416 | 5.2117 | 51.9325 | 0 | 0.10741 | 92.4684 | 0 | 0% | 441.2617 | 149.7201 | 441.2617 | 149.7201
660.36 | 291.7453 | 5.2101 | 51.9735 | 0 | 0.65388 | 92.4515 | 0 | 0% | 442.0342 | 150.2889 | 442.0342 | 150.2889
660.392 | 291.9098 | 5.2089 | 52.0064 | 0 | 3.1635 | 92.4425 | 0 | 0% | 444.7311 | 152.8213 | 444.7311 | 152.8213
660.424 | 292.0638 | 5.2087 | 52.0359 | 0 | 12.1775 | 92.4459 | 0 | 0% | 453.9318 | 161.868 | 453.9318 | 161.868
660.456 | 292.2053 | 5.209 | 52.062 | 0 | 37.3454 | 92.458 | 0 | 0% | 479.2798 | 187.0745 | 479.2798 | 187.0745
660.488 | 292.3113 | 5.2095 | 52.0817 | 0 | 91.3566 | 92.4709 | 0 | 0% | 533.43 | 241.1187 | 533.43 | 241.1187
660.52 | 292.3604 | 5.2096 | 52.0919 | 0 | 178.4735 | 92.4795 | 0 | 0% | 620.6148 | 328.2544 | 620.6148 | 328.2544
660.552 | 292.343 | 5.2093 | 52.0909 | 0 | 278.721 | 92.4827 | 0 | 0% | 720.8469 | 428.5039 | 720.8469 | 428.5039
660.584 | 292.2536 | 5.2087 | 52.0776 | 0 | 348.2106 | 92.4819 | 0 | 0% | 790.2324 | 497.9788 | 790.2324 | 497.9788
660.616 | 292.0829 | 5.2079 | 52.0502 | 0 | 348.1432 | 92.4775 | 0 | 0% | 789.9617 | 497.8788 | 789.9617 | 497.8788
660.648 | 291.8172 | 5.2069 | 52.0063 | 0 | 278.5607 | 92.4699 | 0 | 0% | 720.0609 | 428.2438 | 720.0609 | 428.2438
660.68 | 291.446 | 5.2058 | 51.9439 | 0 | 178.3055 | 92.4606 | 0 | 0% | 619.3618 | 327.9158 | 619.3618 | 327.9158
660.712 | 290.9687 | 5.2048 | 51.8623 | 0 | 91.2394 | 92.4533 | 0 | 0% | 531.7284 | 240.7597 | 531.7284 | 240.7597
660.744 | 290.3972 | 5.2041 | 51.7633 | 0 | 37.2859 | 92.4511 | 0 | 0% | 477.1016 | 186.7044 | 477.1016 | 186.7044
660.776 | 289.7545 | 5.2039 | 51.6509 | 0 | 12.1547 | 92.4546 | 0 | 0% | 451.2185 | 161.4641 | 451.2185 | 161.4641
660.808 | 289.073 | 5.2038 | 51.5312 | 0 | 3.1568 | 92.4608 | 0 | 0% | 441.4257 | 152.3527 | 441.4257 | 152.3527
660.84 | 288.3965 | 5.2037 | 51.4126 | 0 | 0.65236 | 92.4663 | 0 | 0% | 438.1315 | 149.7349 | 438.1315 | 149.7349
660.872 | 287.7777 | 5.2034 | 51.3045 | 0 | 0.10714 | 92.4692 | 0 | 0% | 436.8619 | 149.0843 | 436.8619 | 149.0843
660.904 | 287.2676 | 5.203 | 51.216 | 0 | 0.013969 | 92.47 | 0 | 0% | 436.1705 | 148.9029 | 436.1705 | 148.9029
660.936 | 286.902 | 5.2024 | 51.1535 | 0 | 0.0013329 | 92.4695 | 0 | 0% | 435.7288 | 148.8267 | 435.7288 | 148.8267
660.968 | 286.6912 | 5.2019 | 51.1186 | 0 | 1.2436e-12 | 92.4681 | 0 | 0% | 435.4798 | 148.7886 | 435.4798 | 148.7886
661 | 286.6175 | 5.2012 | 51.1083 | 0 | 6.5876e-13 | 92.4657 | 0 | 0% | 435.3927 | 148.7752 | 435.3927 | 148.7752
661.032 | 286.6422 | 5.2004 | 51.1156 | 0 | 1.1643e-12 | 92.4619 | 0 | 0% | 435.4202 | 148.7779 | 435.4202 | 148.7779
661.064 | 286.7201 | 5.1996 | 51.1326 | 0 | 8.5437e-13 | 92.4567 | 0 | 0% | 435.509 | 148.7889 | 435.509 | 148.7889
661.096 | 286.8165 | 5.1987 | 51.153 | 0 | 9.5252e-13 | 92.4508 | 0 | 0% | 435.619 | 148.8025 | 435.619 | 148.8025
661.128 | 286.9174 | 5.1978 | 51.1742 | 0 | 5.7171e-13 | 92.4455 | 0 | 0% | 435.7349 | 148.8175 | 435.7349 | 148.8175
661.16 | 287.0306 | 5.197 | 51.1974 | 0 | 0 | 92.4419 | 0 | 0% | 435.867 | 148.8363 | 435.867 | 148.8363
661.192 | 287.1795 | 5.1964 | 51.2268 | 0 | 0 | 92.4398 | 0 | 0% | 436.0425 | 148.863 | 436.0425 | 148.863
661.224 | 287.3954 | 5.1958 | 51.2681 | 0 | 0 | 92.438 | 0 | 0% | 436.2973 | 148.9019 | 436.2973 | 148.9019
661.256 | 287.7102 | 5.195 | 51.3274 | 0 | 0 | 92.4344 | 0 | 0% | 436.667 | 148.9568 | 436.667 | 148.9568
661.288 | 288.1474 | 5.194 | 51.4089 | 0 | 1.7208e-13 | 92.4273 | 0 | 0% | 437.1776 | 149.0302 | 437.1776 | 149.0302
661.32 | 288.7135 | 5.1928 | 51.5138 | 0 | 0 | 92.4163 | 0 | 0% | 437.8364 | 149.1229 | 437.8364 | 149.1229
661.352 | 289.3953 | 5.1913 | 51.6398 | 0 | 0 | 92.4029 | 0 | 0% | 438.6294 | 149.234 | 438.6294 | 149.234
661.384 | 290.1627 | 5.19 | 51.7808 | 0 | 0 | 92.3906 | 0 | 0% | 439.5241 | 149.3615 | 439.5241 | 149.3615
661.416 | 290.9707 | 5.189 | 51.9284 | 0 | 0 | 92.384 | 0 | 0% | 440.4722 | 149.5015 | 440.4722 | 149.5015
661.448 | 291.7607 | 5.1886 | 52.0718 | 0 | 0 | 92.3857 | 0 | 0% | 441.4069 | 149.6461 | 441.4069 | 149.6461
661.48 | 292.4633 | 5.1888 | 52.1986 | 0 | 1.3767e-12 | 92.3944 | 0 | 0% | 442.245 | 149.7817 | 442.245 | 149.7817
661.512 | 293.0145 | 5.189 | 52.2982 | 0 | 1.3767e-12 | 92.4052 | 0 | 0% | 442.9069 | 149.8924 | 442.9069 | 149.8924
661.544 | 293.3795 | 5.1891 | 52.3649 | 0 | 1.3767e-12 | 92.4134 | 0 | 0% | 443.3469 | 149.9674 | 443.3469 | 149.9674
661.576 | 293.5653 | 5.1889 | 52.4001 | 0 | 0 | 92.4172 | 0 | 0% | 443.5716 | 150.0062 | 443.5716 | 150.0062
661.608 | 293.6125 | 5.1884 | 52.4112 | 0 | 5.1625e-13 | 92.417 | 0 | 0% | 443.6291 | 150.0166 | 443.6291 | 150.0166
661.64 | 293.5746 | 5.1877 | 52.4075 | 0 | 1.1186e-12 | 92.4141 | 0 | 0% | 443.5838 | 150.0092 | 443.5838 | 150.0092
661.672 | 293.5007 | 5.1869 | 52.3975 | 0 | 7.5287e-13 | 92.4096 | 0 | 0% | 443.4947 | 149.994 | 443.4947 | 149.994
661.704 | 293.4274 | 5.186 | 52.3877 | 0 | 1.21e-12 | 92.4047 | 0 | 0% | 443.4058 | 149.9784 | 443.4058 | 149.9784
661.736 | 293.3776 | 5.1852 | 52.382 | 0 | 7.206e-13 | 92.4006 | 0 | 0% | 443.3455 | 149.9678 | 443.3455 | 149.9678
661.768 | 293.3604 | 5.1846 | 52.382 | 0 | 3.24e-13 | 92.398 | 0 | 0% | 443.325 | 149.9646 | 443.325 | 149.9646
661.8 | 293.3716 | 5.184 | 52.3868 | 0 | 8.053e-13 | 92.3969 | 0 | 0% | 443.3392 | 149.9676 | 443.3392 | 149.9676
661.832 | 293.3968 | 5.1834 | 52.394 | 0 | 7.9051e-13 | 92.3959 | 0 | 0% | 443.3702 | 149.9734 | 443.3702 | 149.9734
661.864 | 293.4174 | 5.1828 | 52.4005 | 0 | 1.7612e-13 | 92.3942 | 0 | 0% | 443.395 | 149.9776 | 443.395 | 149.9776
661.896 | 293.4166 | 5.1821 | 52.4033 | 0 | 3.9475e-05 | 92.3916 | 0 | 0% | 443.3937 | 149.9771 | 443.3937 | 149.9771
661.928 | 293.3843 | 5.1814 | 52.4005 | 0 | 0.00037408 | 92.3886 | 0 | 0% | 443.3552 | 149.9708 | 443.3552 | 149.9708
661.96 | 293.3179 | 5.1807 | 52.3916 | 0 | 0.0027977 | 92.3856 | 0 | 0% | 443.2786 | 149.9607 | 443.2786 | 149.9607
661.992 | 293.2205 | 5.18 | 52.3771 | 0 | 0.016513 | 92.3829 | 0 | 0% | 443.177 | 149.9566 | 443.177 | 149.9566
662.024 | 293.0987 | 5.1794 | 52.3583 | 0 | 0.076921 | 92.3803 | 0 | 0% | 443.0936 | 149.9949 | 443.0936 | 149.9949
662.056 | 292.9613 | 5.1787 | 52.3367 | 0 | 0.28279 | 92.3779 | 0 | 0% | 443.1374 | 150.1761 | 443.1374 | 150.1761
662.088 | 292.8178 | 5.1781 | 52.314 | 0 | 0.82051 | 92.3758 | 0 | 0% | 443.5061 | 150.6883 | 443.5061 | 150.6883
662.12 | 292.6772 | 5.1774 | 52.2918 | 0 | 1.8789 | 92.374 | 0 | 0% | 444.3994 | 151.7221 | 444.3994 | 151.7221
662.152 | 292.5462 | 5.1768 | 52.2713 | 0 | 3.3955 | 92.3724 | 0 | 0% | 445.7622 | 153.216 | 445.7622 | 153.216
662.184 | 292.4263 | 5.1762 | 52.2528 | 0 | 4.843 | 92.3704 | 0 | 0% | 447.0686 | 154.6423 | 447.0686 | 154.6423
662.216 | 292.3128 | 5.1755 | 52.2355 | 0 | 5.4515 | 92.3673 | 0 | 0% | 447.5426 | 155.2298 | 447.5426 | 155.2298
662.248 | 292.196 | 5.1747 | 52.2179 | 0 | 4.843 | 92.363 | 0 | 0% | 446.7946 | 154.5986 | 446.7946 | 154.5986
662.28 | 292.0655 | 5.1738 | 52.1978 | 0 | 3.3955 | 92.3579 | 0 | 0% | 445.1906 | 153.1251 | 445.1906 | 153.1251
662.312 | 291.9145 | 5.173 | 52.1741 | 0 | 1.8789 | 92.3528 | 0 | 0% | 443.4932 | 151.5787 | 443.4932 | 151.5787
662.344 | 291.742 | 5.1722 | 52.1463 | 0 | 0.82051 | 92.3486 | 0 | 0% | 442.2297 | 150.4877 | 442.2297 | 150.4877
662.376 | 291.5526 | 5.1715 | 52.1154 | 0 | 0.28279 | 92.3458 | 0 | 0% | 441.4681 | 149.9155 | 441.4681 | 149.9155
662.408 | 291.3559 | 5.1709 | 52.0831 | 0 | 0.076921 | 92.3438 | 0 | 0% | 441.0306 | 149.6747 | 441.0306 | 149.6747
662.44 | 291.1641 | 5.1703 | 52.0516 | 0 | 0.016513 | 92.3425 | 0 | 0% | 440.745 | 149.5808 | 440.745 | 149.5808
662.472 | 290.9885 | 5.1697 | 52.0229 | 0 | 0.0027977 | 92.3418 | 0 | 0% | 440.5257 | 149.5372 | 440.5257 | 149.5372
662.504 | 290.8341 | 5.1692 | 51.9979 | 0 | 0.00037408 | 92.3417 | 0 | 0% | 440.3433 | 149.5092 | 440.3433 | 149.5092
662.536 | 290.6966 | 5.1687 | 51.976 | 0 | 3.9475e-05 | 92.3417 | 0 | 0% | 440.1831 | 149.4865 | 440.1831 | 149.4865
662.568 | 290.5664 | 5.1682 | 51.9555 | 0 | 0 | 92.3413 | 0 | 0% | 440.0314 | 149.465 | 440.0314 | 149.465
662.6 | 290.435 | 5.1676 | 51.9348 | 0 | 0 | 92.3399 | 0 | 0% | 439.8774 | 149.4424 | 439.8774 | 149.4424
662.632 | 290.2988 | 5.167 | 51.9135 | 0 | 0.00063168 | 92.3377 | 0 | 0% | 439.7175 | 149.4187 | 439.7175 | 149.4187
662.664 | 290.1595 | 5.1663 | 51.8916 | 0 | 0.0059859 | 92.3345 | 0 | 0% | 439.5578 | 149.3983 | 439.5578 | 149.3983
662.696 | 290.0205 | 5.1654 | 51.87 | 0 | 0.044767 | 92.33 | 0 | 0% | 439.4307 | 149.4102 | 439.4307 | 149.4102
662.728 | 289.8856 | 5.1645 | 51.8492 | 0 | 0.26424 | 92.3239 | 0 | 0% | 439.4875 | 149.6019 | 439.4875 | 149.6019
662.76 | 289.7589 | 5.1635 | 51.8301 | 0 | 1.2309 | 92.3166 | 0 | 0% | 440.3 | 150.5411 | 440.3 | 150.5411
662.792 | 289.6454 | 5.1625 | 51.8132 | 0 | 4.5252 | 92.3098 | 0 | 0% | 443.4561 | 153.8107 | 443.4561 | 153.8107
662.824 | 289.5448 | 5.1617 | 51.7983 | 0 | 13.1297 | 92.3054 | 0 | 0% | 451.9399 | 162.3951 | 451.9399 | 162.3951
662.856 | 289.4451 | 5.1611 | 51.7832 | 0 | 30.0654 | 92.3039 | 0 | 0% | 468.7586 | 179.3136 | 468.7586 | 179.3136
662.888 | 289.3247 | 5.1606 | 51.7644 | 0 | 54.3345 | 92.3028 | 0 | 0% | 492.887 | 203.5623 | 492.887 | 203.5623
662.92 | 289.1653 | 5.1599 | 51.7388 | 0 | 77.4964 | 92.2998 | 0 | 0% | 515.8602 | 226.6948 | 515.8602 | 226.6948
662.952 | 288.9641 | 5.159 | 51.706 | 0 | 87.2335 | 92.2945 | 0 | 0% | 525.3572 | 236.393 | 525.3572 | 236.393
662.984 | 288.7319 | 5.1581 | 51.6677 | 0 | 77.4964 | 92.2892 | 0 | 0% | 515.3433 | 226.6114 | 515.3433 | 226.6114
663.016 | 288.4797 | 5.1574 | 51.6255 | 0 | 54.3345 | 92.2863 | 0 | 0% | 491.8834 | 203.4037 | 491.8834 | 203.4037
663.048 | 288.2076 | 5.1569 | 51.5793 | 0 | 30.0654 | 92.2864 | 0 | 0% | 467.2956 | 179.088 | 467.2956 | 179.088
663.08 | 287.9018 | 5.1566 | 51.5269 | 0 | 13.1297 | 92.2887 | 0 | 0% | 450.0037 | 162.1019 | 450.0037 | 162.1019
663.112 | 287.5377 | 5.1563 | 51.4639 | 0 | 4.5252 | 92.2918 | 0 | 0% | 440.975 | 153.4373 | 440.975 | 153.4373
663.144 | 287.0845 | 5.156 | 51.3851 | 0 | 1.2309 | 92.2943 | 0 | 0% | 437.1508 | 150.0663 | 437.1508 | 150.0663
663.176 | 286.5138 | 5.1556 | 51.2855 | 0 | 0.26424 | 92.2952 | 0 | 0% | 435.5143 | 149.0004 | 435.5143 | 149.0004
663.208 | 285.8126 | 5.155 | 51.1627 | 0 | 0.044767 | 92.2942 | 0 | 0% | 434.4693 | 148.6567 | 434.4693 | 148.6567
663.24 | 284.9925 | 5.1543 | 51.0189 | 0 | 0.0059859 | 92.2918 | 0 | 0% | 433.4635 | 148.471 | 433.4635 | 148.471
663.272 | 284.0889 | 5.1536 | 50.8602 | 0 | 0.0012328 | 92.2884 | 0 | 0% | 432.3923 | 148.3034 | 432.3923 | 148.3034
663.304 | 283.1535 | 5.1528 | 50.6958 | 0 | 0.0062444 | 92.2842 | 0 | 0% | 431.2926 | 148.1391 | 431.2926 | 148.1391
663.336 | 282.2467 | 5.152 | 50.5367 | 0 | 0.047796 | 92.2794 | 0 | 0% | 430.2626 | 148.0159 | 430.2626 | 148.0159
663.368 | 281.4338 | 5.1511 | 50.3944 | 0 | 0.2903 | 92.2738 | 0 | 0% | 429.5435 | 148.1096 | 429.5435 | 148.1096
663.4 | 280.7756 | 5.1502 | 50.2798 | 0 | 1.4007 | 92.2677 | 0 | 0% | 429.874 | 149.0984 | 429.874 | 149.0984
663.432 | 280.3126 | 5.1493 | 50.2002 | 0 | 5.3746 | 92.2618 | 0 | 0% | 433.2985 | 152.9859 | 433.2985 | 152.9859
663.464 | 280.0528 | 5.1485 | 50.1567 | 0 | 16.4224 | 92.2573 | 0 | 0% | 444.0378 | 163.985 | 444.0378 | 163.985
663.496 | 279.9728 | 5.1478 | 50.1452 | 0 | 40.0083 | 92.2554 | 0 | 0% | 467.5295 | 187.5567 | 467.5295 | 187.5567
663.528 | 280.0317 | 5.1474 | 50.1582 | 0 | 77.8056 | 92.256 | 0 | 0% | 505.3988 | 225.3671 | 505.3988 | 225.3671
663.56 | 280.1872 | 5.147 | 50.1884 | 0 | 120.9162 | 92.2576 | 0 | 0% | 548.6964 | 268.5092 | 548.6964 | 268.5092
663.592 | 280.4089 | 5.1466 | 50.2306 | 0 | 150.2911 | 92.2584 | 0 | 0% | 578.3356 | 297.9267 | 578.3356 | 297.9267
663.624 | 280.6863 | 5.146 | 50.2829 | 0 | 149.4796 | 92.2577 | 0 | 0% | 577.8526 | 297.1662 | 577.8526 | 297.1662
663.656 | 281.0309 | 5.1454 | 50.3475 | 0 | 118.9859 | 92.256 | 0 | 0% | 547.7656 | 266.7347 | 547.7656 | 266.7347
663.688 | 281.4685 | 5.1448 | 50.4288 | 0 | 75.7829 | 92.2542 | 0 | 0% | 505.0791 | 223.6106 | 505.0791 | 223.6106
663.72 | 282.0222 | 5.1442 | 50.5308 | 0 | 38.5968 | 92.2528 | 0 | 0% | 468.5467 | 186.5245 | 468.5467 | 186.5245
663.752 | 282.6922 | 5.1436 | 50.6537 | 0 | 15.7053 | 92.2514 | 0 | 0% | 446.4462 | 163.754 | 446.4462 | 163.754
663.784 | 283.4479 | 5.143 | 50.7919 | 0 | 5.1001 | 92.2498 | 0 | 0% | 436.7327 | 153.2848 | 436.7327 | 153.2848
663.816 | 284.237 | 5.1423 | 50.9362 | 0 | 1.3201 | 92.2478 | 0 | 0% | 433.8834 | 149.6464 | 433.8834 | 149.6464
663.848 | 285.0045 | 5.1417 | 51.0766 | 0 | 0.27201 | 92.2453 | 0 | 0% | 433.7401 | 148.7356 | 433.7401 | 148.7356
663.88 | 285.7059 | 5.141 | 51.2052 | 0 | 0.044564 | 92.2425 | 0 | 0% | 434.3393 | 148.6333 | 434.3393 | 148.6333
663.912 | 286.3103 | 5.1403 | 51.3165 | 0 | 0.0057981 | 92.2394 | 0 | 0% | 435.0123 | 148.702 | 435.0123 | 148.702
663.944 | 286.7996 | 5.1395 | 51.4072 | 0 | 0.00054843 | 92.236 | 0 | 0% | 435.5829 | 148.7833 | 435.5829 | 148.7833
663.976 | 287.1715 | 5.1388 | 51.4769 | 0 | 0 | 92.2327 | 0 | 0% | 436.0199 | 148.8484 | 436.0199 | 148.8484
664.008 | 287.4383 | 5.1381 | 51.5277 | 0 | 2.1914e-13 | 92.23 | 0 | 0% | 436.3341 | 148.8958 | 436.3341 | 148.8958
664.04 | 287.6143 | 5.1375 | 51.5621 | 0 | 1.7007e-13 | 92.2279 | 0 | 0% | 436.5419 | 148.9276 | 436.5419 | 148.9276
664.072 | 287.6993 | 5.1369 | 51.5803 | 0 | 0 | 92.2262 | 0 | 0% | 436.6426 | 148.9433 | 436.6426 | 148.9433
664.104 | 287.6719 | 5.1362 | 51.5783 | 0 | 0 | 92.224 | 0 | 0% | 436.6104 | 148.9386 | 436.6104 | 148.9386
664.136 | 287.5014 | 5.1355 | 51.5508 | 0 | 0 | 92.2212 | 0 | 0% | 436.4089 | 148.9075 | 436.4089 | 148.9075
664.168 | 287.1699 | 5.1348 | 51.4945 | 0 | 0 | 92.2176 | 0 | 0% | 436.0168 | 148.8469 | 436.0168 | 148.8469
664.2 | 286.6893 | 5.134 | 51.4116 | 0 | 1.1125e-13 | 92.2136 | 0 | 0% | 435.4485 | 148.7591 | 435.4485 | 148.7591
664.232 | 286.1053 | 5.1332 | 51.31 | 0 | 7.2027e-13 | 92.2095 | 0 | 0% | 434.7581 | 148.6527 | 434.7581 | 148.6527
664.264 | 285.4869 | 5.1324 | 51.2022 | 0 | 0 | 92.2056 | 0 | 0% | 434.0272 | 148.5403 | 434.0272 | 148.5403
664.296 | 284.9102 | 5.1317 | 51.1019 | 0 | 1.3276e-14 | 92.2015 | 0 | 0% | 433.3453 | 148.4351 | 433.3453 | 148.4351
664.328 | 284.4438 | 5.1308 | 51.0215 | 0 | 0 | 92.196 | 0 | 0% | 432.7921 | 148.3483 | 432.7921 | 148.3483
664.36 | 284.1371 | 5.1298 | 50.97 | 0 | 0 | 92.1887 | 0 | 0% | 432.4255 | 148.2884 | 432.4255 | 148.2884
664.392 | 284.0096 | 5.1287 | 50.9507 | 0 | 0 | 92.1804 | 0 | 0% | 432.2695 | 148.2598 | 432.2695 | 148.2598
664.424 | 284.0405 | 5.1277 | 50.9597 | 0 | 4.1268e-13 | 92.1735 | 0 | 0% | 432.3014 | 148.2608 | 432.3014 | 148.2608
664.456 | 284.168 | 5.127 | 50.9856 | 0 | 0 | 92.1696 | 0 | 0% | 432.4502 | 148.2822 | 432.4502 | 148.2822
664.488 | 284.3064 | 5.1264 | 51.0131 | 0 | 9.1958e-14 | 92.1689 | 0 | 0% | 432.6148 | 148.3084 | 432.6148 | 148.3084
664.52 | 284.3745 | 5.126 | 51.0277 | 0 | 2.1281e-13 | 92.1701 | 0 | 0% | 432.6983 | 148.3238 | 432.6983 | 148.3238
664.552 | 284.3233 | 5.1256 | 51.0209 | 0 | 3.2228e-13 | 92.1719 | 0 | 0% | 432.6417 | 148.3184 | 432.6417 | 148.3184
664.584 | 284.1496 | 5.1253 | 50.992 | 0 | 3.6689e-13 | 92.174 | 0 | 0% | 432.4409 | 148.2913 | 432.4409 | 148.2913
664.616 | 283.8952 | 5.1249 | 50.9487 | 0 | 0 | 92.1765 | 0 | 0% | 432.1453 | 148.2501 | 432.1453 | 148.2501
664.648 | 283.6338 | 5.1246 | 50.9041 | 0 | 4.4112e-13 | 92.1788 | 0 | 0% | 431.8413 | 148.2075 | 431.8413 | 148.2075
664.68 | 283.4517 | 5.1242 | 50.8739 | 0 | 2.4246e-13 | 92.1799 | 0 | 0% | 431.6297 | 148.178 | 431.6297 | 148.178
664.712 | 283.4231 | 5.1237 | 50.8715 | 0 | 0 | 92.1793 | 0 | 0% | 431.5975 | 148.1745 | 431.5975 | 148.1745
664.744 | 283.5876 | 5.123 | 50.9039 | 0 | 5.5608e-13 | 92.1771 | 0 | 0% | 431.7917 | 148.2041 | 431.7917 | 148.2041
664.776 | 283.9405 | 5.1223 | 50.9704 | 0 | 0 | 92.1739 | 0 | 0% | 432.2071 | 148.2666 | 432.2071 | 148.2666
664.808 | 284.4395 | 5.1215 | 51.0631 | 0 | 0 | 92.1704 | 0 | 0% | 432.7946 | 148.3551 | 432.7946 | 148.3551
664.84 | 285.0196 | 5.1208 | 51.1703 | 0 | 0 | 92.1674 | 0 | 0% | 433.4782 | 148.4586 | 433.4782 | 148.4586
664.872 | 285.6063 | 5.1202 | 51.2787 | 0 | 0 | 92.165 | 0 | 0% | 434.1702 | 148.5638 | 434.1702 | 148.5638
664.904 | 286.128 | 5.1195 | 51.3753 | 0 | 0 | 92.1628 | 0 | 0% | 434.7855 | 148.6576 | 434.7855 | 148.6576
664.936 | 286.5322 | 5.1188 | 51.4509 | 0 | 7.4612e-05 | 92.1598 | 0 | 0% | 435.2617 | 148.7296 | 435.2617 | 148.7296
664.968 | 286.8017 | 5.118 | 51.5026 | 0 | 0.00070704 | 92.1551 | 0 | 0% | 435.5781 | 148.7764 | 435.5781 | 148.7764
665 | 286.9582 | 5.117 | 51.5342 | 0 | 0.0052878 | 92.149 | 0 | 0% | 435.7637 | 148.8055 | 435.7637 | 148.8055
665.032 | 287.0498 | 5.116 | 51.5545 | 0 | 0.031211 | 92.1426 | 0 | 0% | 435.8941 | 148.8444 | 435.8941 | 148.8444
665.064 | 287.1293 | 5.1151 | 51.5729 | 0 | 0.14539 | 92.1383 | 0 | 0% | 436.101 | 148.9717 | 436.101 | 148.9717
665.096 | 287.2333 | 5.1145 | 51.5959 | 0 | 0.53451 | 92.1372 | 0 | 0% | 436.6153 | 149.382 | 436.6153 | 149.382
665.128 | 287.3728 | 5.114 | 51.6258 | 0 | 1.5508 | 92.1386 | 0 | 0% | 437.802 | 150.4292 | 437.802 | 150.4292
665.16 | 287.5375 | 5.1136 | 51.6608 | 0 | 3.5513 | 92.1407 | 0 | 0% | 440.0039 | 152.4664 | 440.0039 | 152.4664
665.192 | 287.7063 | 5.1131 | 51.6973 | 0 | 6.4179 | 92.1418 | 0 | 0% | 443.0764 | 155.3701 | 443.0764 | 155.3701
665.224 | 287.8556 | 5.1125 | 51.7308 | 0 | 9.1537 | 92.1414 | 0 | 0% | 445.9939 | 158.1383 | 445.9939 | 158.1383
665.256 | 287.964 | 5.1118 | 51.7572 | 0 | 10.3039 | 92.1397 | 0 | 0% | 447.2764 | 159.3125 | 447.2764 | 159.3125
665.288 | 288.0158 | 5.111 | 51.7736 | 0 | 9.1537 | 92.137 | 0 | 0% | 446.1911 | 158.1754 | 446.1911 | 158.1754
665.32 | 288.0044 | 5.1102 | 51.7788 | 0 | 6.4179 | 92.1336 | 0 | 0% | 443.4449 | 155.4405 | 443.4449 | 155.4405
665.352 | 287.934 | 5.1093 | 51.7735 | 0 | 3.5513 | 92.1296 | 0 | 0% | 440.4977 | 152.5637 | 440.4977 | 152.5637
665.384 | 287.8186 | 5.1085 | 51.7601 | 0 | 1.5508 | 92.1254 | 0 | 0% | 438.3635 | 150.5449 | 438.3635 | 150.5449
665.416 | 287.6775 | 5.1076 | 51.7422 | 0 | 0.53451 | 92.1216 | 0 | 0% | 437.1834 | 149.5059 | 437.1834 | 149.5059
665.448 | 287.5298 | 5.1068 | 51.7229 | 0 | 0.14539 | 92.1187 | 0 | 0% | 436.6236 | 149.0938 | 436.6236 | 149.0938
665.48 | 287.3905 | 5.1061 | 51.705 | 0 | 0.031211 | 92.1168 | 0 | 0% | 436.3496 | 148.9591 | 436.3496 | 148.9591
665.512 | 287.2712 | 5.1055 | 51.6906 | 0 | 0.0052878 | 92.1155 | 0 | 0% | 436.1881 | 148.9169 | 436.1881 | 148.9169
665.544 | 287.1827 | 5.1048 | 51.6817 | 0 | 0.00070704 | 92.1143 | 0 | 0% | 436.0842 | 148.9015 | 436.0842 | 148.9015
665.576 | 287.1348 | 5.1041 | 51.6802 | 0 | 7.4612e-05 | 92.1128 | 0 | 0% | 436.032 | 148.8972 | 436.032 | 148.8972
665.608 | 287.1342 | 5.1034 | 51.6872 | 0 | 0 | 92.1107 | 0 | 0% | 436.0354 | 148.9012 | 436.0354 | 148.9012
665.64 | 287.1816 | 5.1026 | 51.7029 | 0 | 0 | 92.1079 | 0 | 0% | 436.0951 | 148.9135 | 436.0951 | 148.9135
665.672 | 287.2714 | 5.1018 | 51.7263 | 0 | 0 | 92.105 | 0 | 0% | 436.2045 | 148.9331 | 436.2045 | 148.9331
665.704 | 287.39 | 5.1011 | 51.7548 | 0 | 0 | 92.1023 | 0 | 0% | 436.3482 | 148.9582 | 436.3482 | 148.9582
665.736 | 287.5137 | 5.1003 | 51.7841 | 0 | 0 | 92.1002 | 0 | 0% | 436.4984 | 148.9847 | 436.4984 | 148.9847
665.768 | 287.6104 | 5.0996 | 51.8086 | 0 | 0 | 92.0984 | 0 | 0% | 436.6171 | 149.0067 | 436.6171 | 149.0067
665.8 | 287.6482 | 5.0989 | 51.8225 | 0 | 0 | 92.0968 | 0 | 0% | 436.6664 | 149.0182 | 436.6664 | 149.0182
665.832 | 287.607 | 5.0982 | 51.8222 | 0 | 0 | 92.095 | 0 | 0% | 436.6224 | 149.0154 | 436.6224 | 149.0154
665.864 | 287.4854 | 5.0975 | 51.8075 | 0 | 0 | 92.093 | 0 | 0% | 436.4834 | 148.998 | 436.4834 | 148.998
665.896 | 287.2995 | 5.0968 | 51.7812 | 0 | 0 | 92.0909 | 0 | 0% | 436.2683 | 148.9688 | 436.2683 | 148.9688
665.928 | 287.0757 | 5.096 | 51.7481 | 0 | 0 | 92.0885 | 0 | 0% | 436.0084 | 148.9327 | 436.0084 | 148.9327
665.96 | 286.841 | 5.0953 | 51.713 | 0 | 0 | 92.0861 | 0 | 0% | 435.7354 | 148.8944 | 435.7354 | 148.8944
665.992 | 286.6128 | 5.0945 | 51.6791 | 0 | 0 | 92.0835 | 0 | 0% | 435.4699 | 148.8571 | 435.4699 | 148.8571
666.024 | 286.3879 | 5.0938 | 51.6457 | 0 | 0.00032924 | 92.0808 | 0 | 0% | 435.2086 | 148.8207 | 435.2086 | 148.8207
666.056 | 286.1343 | 5.093 | 51.6072 | 0 | 0.003326 | 92.0779 | 0 | 0% | 434.9157 | 148.7814 | 434.9157 | 148.7814
666.088 | 285.7928 | 5.0922 | 51.5528 | 0 | 0.025286 | 92.0747 | 0 | 0% | 434.5377 | 148.7449 | 434.5377 | 148.7449
666.12 | 285.2936 | 5.0913 | 51.47 | 0 | 0.15232 | 92.071 | 0 | 0% | 434.0783 | 148.7846 | 434.0783 | 148.7846
666.152 | 284.5839 | 5.0905 | 51.3492 | 0 | 0.72773 | 92.067 | 0 | 0% | 433.8183 | 149.2344 | 433.8183 | 149.2344
666.184 | 283.6525 | 5.0896 | 51.1883 | 0 | 2.76 | 92.0631 | 0 | 0% | 434.7536 | 151.1011 | 434.7536 | 151.1011
666.216 | 282.5385 | 5.0888 | 50.9944 | 0 | 8.3191 | 92.0597 | 0 | 0% | 439.0006 | 156.4621 | 439.0006 | 156.4621
666.248 | 281.3215 | 5.088 | 50.7818 | 0 | 19.9522 | 92.0567 | 0 | 0% | 449.2004 | 167.8788 | 449.2004 | 167.8788
666.28 | 280.1027 | 5.0872 | 50.5689 | 0 | 38.1245 | 92.0537 | 0 | 0% | 465.937 | 185.8343 | 465.937 | 185.8343
666.312 | 278.9885 | 5.0864 | 50.3748 | 0 | 58.1111 | 92.05 | 0 | 0% | 484.6109 | 205.6224 | 484.6109 | 205.6224
666.344 | 278.0748 | 5.0856 | 50.2169 | 0 | 70.7393 | 92.0463 | 0 | 0% | 496.1629 | 218.0882 | 496.1629 | 218.0882
666.376 | 277.4243 | 5.0848 | 50.1064 | 0 | 68.8394 | 92.0439 | 0 | 0% | 493.4988 | 216.0745 | 493.4988 | 216.0745
666.408 | 277.0445 | 5.0842 | 50.0445 | 0 | 53.5917 | 92.0435 | 0 | 0% | 477.8084 | 200.7639 | 477.8084 | 200.7639
666.44 | 276.8828 | 5.0837 | 50.0218 | 0 | 33.3891 | 92.0447 | 0 | 0% | 457.422 | 180.5392 | 457.422 | 180.5392
666.472 | 276.8494 | 5.0832 | 50.0223 | 0 | 16.6477 | 92.0457 | 0 | 0% | 440.6483 | 163.7989 | 440.6483 | 163.7989
666.504 | 276.8531 | 5.0826 | 50.0297 | 0 | 6.6402 | 92.0457 | 0 | 0% | 430.6513 | 153.7982 | 430.6513 | 153.7982
666.536 | 276.8315 | 5.0819 | 50.0326 | 0 | 2.1172 | 92.0443 | 0 | 0% | 426.1075 | 149.2761 | 426.1075 | 149.2761
666.568 | 276.7638 | 5.0812 | 50.0274 | 0 | 0.53911 | 92.0415 | 0 | 0% | 424.4531 | 147.6893 | 424.4531 | 147.6893
666.6 | 276.6748 | 5.0803 | 50.0186 | 0 | 0.10977 | 92.0375 | 0 | 0% | 423.921 | 147.2462 | 423.921 | 147.2462
666.632 | 276.6302 | 5.0794 | 50.0179 | 0 | 0.020257 | 92.0323 | 0 | 0% | 423.78 | 147.1498 | 423.78 | 147.1498
666.664 | 276.7213 | 5.0784 | 50.0417 | 0 | 0.021466 | 92.0266 | 0 | 0% | 423.8895 | 147.1682 | 423.8895 | 147.1682
666.696 | 277.0363 | 5.0775 | 50.106 | 0 | 0.11416 | 92.0218 | 0 | 0% | 424.3557 | 147.3194 | 424.3557 | 147.3194
666.728 | 277.6285 | 5.0767 | 50.2201 | 0 | 0.53623 | 92.0191 | 0 | 0% | 425.4807 | 147.8522 | 425.4807 | 147.8522
666.76 | 278.4974 | 5.0761 | 50.384 | 0 | 2.0033 | 92.0187 | 0 | 0% | 427.9796 | 149.4821 | 427.9796 | 149.4821
666.792 | 279.5895 | 5.0756 | 50.5882 | 0 | 5.9608 | 92.0196 | 0 | 0% | 433.2338 | 153.6443 | 433.2338 | 153.6443
666.824 | 280.8131 | 5.0751 | 50.8162 | 0 | 14.1953 | 92.0203 | 0 | 0% | 442.9201 | 162.107 | 442.9201 | 162.107
666.856 | 282.0573 | 5.0745 | 51.0482 | 0 | 27.2373 | 92.0201 | 0 | 0% | 457.4374 | 175.3801 | 457.4374 | 175.3801
666.888 | 283.2149 | 5.0738 | 51.2646 | 0 | 42.4738 | 92.0188 | 0 | 0% | 474.0459 | 190.831 | 474.0459 | 190.831
666.92 | 284.2066 | 5.0731 | 51.4511 | 0 | 54.3628 | 92.0169 | 0 | 0% | 487.1105 | 202.9039 | 487.1105 | 202.9039
666.952 | 285.0005 | 5.0723 | 51.6019 | 0 | 57.6402 | 92.0147 | 0 | 0% | 491.3297 | 206.3292 | 491.3297 | 206.3292
666.984 | 285.6134 | 5.0716 | 51.72 | 0 | 50.9326 | 92.0123 | 0 | 0% | 485.3499 | 199.7365 | 485.3499 | 199.7365
667.016 | 286.0936 | 5.0709 | 51.8141 | 0 | 37.5284 | 92.0099 | 0 | 0% | 472.5169 | 186.4233 | 472.5169 | 186.4233
667.048 | 286.4962 | 5.0701 | 51.8942 | 0 | 22.9411 | 92.0075 | 0 | 0% | 458.4092 | 171.9129 | 458.4092 | 171.9129
667.08 | 286.8647 | 5.0694 | 51.9681 | 0 | 11.5324 | 92.0051 | 0 | 0% | 447.4396 | 160.5749 | 447.4396 | 160.5749
667.112 | 287.2234 | 5.0686 | 52.0403 | 0 | 4.7202 | 92.0025 | 0 | 0% | 441.055 | 153.8317 | 441.055 | 153.8317
667.144 | 287.5792 | 5.0678 | 52.1121 | 0 | 1.559 | 91.9997 | 0 | 0% | 438.3178 | 150.7386 | 438.3178 | 150.7386
667.176 | 287.925 | 5.067 | 52.1822 | 0 | 0.41257 | 91.9963 | 0 | 0% | 437.583 | 149.658 | 437.583 | 149.658
667.208 | 288.2447 | 5.0661 | 52.2477 | 0 | 0.087029 | 91.9921 | 0 | 0% | 437.6375 | 149.3929 | 437.6375 | 149.3929
667.24 | 288.5197 | 5.0652 | 52.3052 | 0 | 0.014583 | 91.9873 | 0 | 0% | 437.892 | 149.3723 | 437.892 | 149.3723
667.272 | 288.7354 | 5.0643 | 52.3519 | 0 | 0.001914 | 91.9829 | 0 | 0% | 438.1363 | 149.401 | 438.1363 | 149.401
667.304 | 288.8833 | 5.0635 | 52.3861 | 0 | 0.00020198 | 91.9796 | 0 | 0% | 438.3127 | 149.4294 | 438.3127 | 149.4294
667.336 | 288.9615 | 5.0628 | 52.4076 | 0 | 0 | 91.9777 | 0 | 0% | 438.4095 | 149.4481 | 438.4095 | 149.4481
667.368 | 288.974 | 5.0622 | 52.4169 | 0 | 0 | 91.9767 | 0 | 0% | 438.4298 | 149.4558 | 438.4298 | 149.4558
667.4 | 288.9298 | 5.0615 | 52.416 | 0 | 0 | 91.9758 | 0 | 0% | 438.3832 | 149.4534 | 438.3832 | 149.4534
667.432 | 288.839 | 5.0608 | 52.4067 | 0 | 0 | 91.9746 | 0 | 0% | 438.2812 | 149.4421 | 438.2812 | 149.4421
667.464 | 288.7037 | 5.0602 | 52.3892 | 0 | 0 | 91.9732 | 0 | 0% | 438.1262 | 149.4226 | 438.1262 | 149.4226
667.496 | 288.5084 | 5.0595 | 52.3609 | 0 | 0 | 91.9716 | 0 | 0% | 437.9004 | 149.392 | 437.9004 | 149.392
667.528 | 288.2159 | 5.0588 | 52.315 | 0 | 0 | 91.9698 | 0 | 0% | 437.5595 | 149.3436 | 437.5595 | 149.3436
667.56 | 287.7723 | 5.058 | 52.2417 | 0 | 0 | 91.9678 | 0 | 0% | 437.0398 | 149.2675 | 437.0398 | 149.2675
667.592 | 287.1259 | 5.0573 | 52.1316 | 0 | 0 | 91.9655 | 0 | 0% | 436.2803 | 149.1544 | 436.2803 | 149.1544
667.624 | 286.2524 | 5.0565 | 51.9803 | 0 | 2.2586e-13 | 91.9629 | 0 | 0% | 435.2521 | 148.9997 | 435.2521 | 148.9997
667.656 | 285.173 | 5.0558 | 51.7916 | 0 | 0 | 91.9601 | 0 | 0% | 433.9804 | 148.8074 | 433.9804 | 148.8074
667.688 | 283.9545 | 5.055 | 51.5776 | 0 | 8.6042e-14 | 91.9573 | 0 | 0% | 432.5443 | 148.5898 | 432.5443 | 148.5898
667.72 | 282.6924 | 5.0542 | 51.3556 | 0 | 9.9755e-13 | 91.9545 | 0 | 0% | 431.0567 | 148.3643 | 431.0567 | 148.3643
667.752 | 281.4877 | 5.0535 | 51.1439 | 0 | 7.932e-13 | 91.9519 | 0 | 0% | 429.637 | 148.1493 | 429.637 | 148.1493
667.784 | 280.4302 | 5.0527 | 50.959 | 0 | 2.2048e-13 | 91.9494 | 0 | 0% | 428.3913 | 147.9611 | 428.3913 | 147.9611
667.816 | 279.5855 | 5.052 | 50.8126 | 0 | 1.3444e-12 | 91.947 | 0 | 0% | 427.397 | 147.8116 | 427.397 | 147.8116
667.848 | 278.9841 | 5.0512 | 50.7103 | 0 | 9.6798e-13 | 91.9448 | 0 | 0% | 426.6904 | 147.7063 | 426.6904 | 147.7063
667.88 | 278.6143 | 5.0505 | 50.6502 | 0 | 3.0115e-13 | 91.9426 | 0 | 0% | 426.2576 | 147.6432 | 426.2576 | 147.6432
667.912 | 278.4272 | 5.0498 | 50.6231 | 0 | 4.3021e-14 | 91.9405 | 0 | 0% | 426.0406 | 147.6134 | 426.0406 | 147.6134
667.944 | 278.3562 | 5.049 | 50.6172 | 0 | 0 | 91.9385 | 0 | 0% | 425.961 | 147.6048 | 425.961 | 147.6048
667.976 | 278.3418 | 5.0483 | 50.6215 | 0 | 0 | 91.9366 | 0 | 0% | 425.9483 | 147.6065 | 425.9483 | 147.6065
668.008 | 278.3491 | 5.0476 | 50.6298 | 0 | 0 | 91.9348 | 0 | 0% | 425.9613 | 147.6122 | 425.9613 | 147.6122
668.04 | 278.3762 | 5.0469 | 50.6416 | 0 | 0 | 91.9329 | 0 | 0% | 425.9976 | 147.6214 | 425.9976 | 147.6214
668.072 | 278.4538 | 5.0462 | 50.6627 | 0 | 6.8834e-13 | 91.9309 | 0 | 0% | 426.0936 | 147.6398 | 426.0936 | 147.6398
668.104 | 278.6377 | 5.0455 | 50.7032 | 0 | 0 | 91.9287 | 0 | 0% | 426.315 | 147.6774 | 426.315 | 147.6774
668.136 | 278.9903 | 5.0447 | 50.7744 | 0 | 0 | 91.9265 | 0 | 0% | 426.7359 | 147.7456 | 426.7359 | 147.7456
668.168 | 279.5572 | 5.044 | 50.8846 | 0 | 3.4417e-13 | 91.9242 | 0 | 0% | 427.41 | 147.8528 | 427.41 | 147.8528
668.2 | 280.3475 | 5.0432 | 51.0356 | 0 | 6.8834e-13 | 91.9218 | 0 | 0% | 428.3481 | 148.0006 | 428.3481 | 148.0006
668.232 | 281.3279 | 5.0425 | 51.2212 | 0 | 0 | 91.9194 | 0 | 0% | 429.511 | 148.1831 | 429.511 | 148.1831
668.264 | 282.43 | 5.0417 | 51.4291 | 0 | 0 | 91.917 | 0 | 0% | 430.8178 | 148.3878 | 430.8178 | 148.3878
668.296 | 283.5635 | 5.041 | 51.6428 | 0 | 0 | 91.9144 | 0 | 0% | 432.1617 | 148.5981 | 432.1617 | 148.5981
668.328 | 284.6325 | 5.0402 | 51.8448 | 0 | 9.4647e-13 | 91.9117 | 0 | 0% | 433.4292 | 148.7967 | 433.4292 | 148.7967
668.36 | 285.5539 | 5.0394 | 52.02 | 0 | 1.452e-13 | 91.9088 | 0 | 0% | 434.5221 | 148.9682 | 434.5221 | 148.9682
668.392 | 286.276 | 5.0386 | 52.159 | 0 | 2.1511e-13 | 91.9056 | 0 | 0% | 435.3792 | 149.1032 | 435.3792 | 149.1032
668.424 | 286.7893 | 5.0378 | 52.26 | 0 | 1.936e-13 | 91.902 | 0 | 0% | 435.9891 | 149.1997 | 435.9891 | 149.1997
668.456 | 287.1208 | 5.0369 | 52.3279 | 0 | 1.8284e-13 | 91.8978 | 0 | 0% | 436.3834 | 149.2626 | 436.3834 | 149.2626
668.488 | 287.3151 | 5.036 | 52.3709 | 0 | 0 | 91.8933 | 0 | 0% | 436.6154 | 149.3002 | 436.6154 | 149.3002
668.52 | 287.4155 | 5.0352 | 52.3967 | 0 | 6.8834e-13 | 91.8891 | 0 | 0% | 436.7365 | 149.321 | 436.7365 | 149.321
668.552 | 287.4515 | 5.0344 | 52.4106 | 0 | 3.4417e-13 | 91.8863 | 0 | 0% | 436.7827 | 149.3313 | 436.7827 | 149.3313
668.584 | 287.4389 | 5.0337 | 52.4154 | 0 | 0 | 91.8851 | 0 | 0% | 436.7731 | 149.3342 | 436.7731 | 149.3342
668.616 | 287.3855 | 5.0331 | 52.4127 | 0 | 2.5813e-13 | 91.885 | 0 | 0% | 436.7163 | 149.3308 | 436.7163 | 149.3308
668.648 | 287.2994 | 5.0325 | 52.4039 | 0 | 0 | 91.8849 | 0 | 0% | 436.6208 | 149.3214 | 436.6208 | 149.3214
668.68 | 287.1945 | 5.0319 | 52.3919 | 0 | 8.2816e-13 | 91.8841 | 0 | 0% | 436.5024 | 149.3079 | 436.5024 | 149.3079
668.712 | 287.0901 | 5.0312 | 52.38 | 0 | 1.936e-13 | 91.8826 | 0 | 0% | 436.3839 | 149.2938 | 436.3839 | 149.2938
668.744 | 287.0071 | 5.0305 | 52.3721 | 0 | 5.2701e-13 | 91.8805 | 0 | 0% | 436.2901 | 149.283 | 436.2901 | 149.283
668.776 | 286.9629 | 5.0297 | 52.3712 | 0 | 1.5394e-13 | 91.8782 | 0 | 0% | 436.242 | 149.2791 | 436.242 | 149.2791
668.808 | 286.9671 | 5.029 | 52.3793 | 0 | 5.4163e-13 | 91.8757 | 0 | 0% | 436.2512 | 149.284 | 436.2512 | 149.284
668.84 | 287.0187 | 5.0282 | 52.396 | 0 | 5.3365e-13 | 91.8732 | 0 | 0% | 436.3161 | 149.2974 | 436.3161 | 149.2974
668.872 | 287.1052 | 5.0275 | 52.4191 | 0 | 1.1776e-12 | 91.8705 | 0 | 0% | 436.4223 | 149.3171 | 436.4223 | 149.3171
668.904 | 287.2069 | 5.0267 | 52.4451 | 0 | 1.7485e-12 | 91.8677 | 0 | 0% | 436.5464 | 149.3394 | 436.5464 | 149.3394
668.936 | 287.3027 | 5.0259 | 52.47 | 0 | 5.5533e-13 | 91.8647 | 0 | 0% | 436.6633 | 149.3606 | 436.6633 | 149.3606
668.968 | 287.3758 | 5.0251 | 52.4908 | 0 | 1.4486e-12 | 91.8619 | 0 | 0% | 436.7536 | 149.3778 | 436.7536 | 149.3778
669 | 287.4178 | 5.0244 | 52.5059 | 0 | 8.6614e-13 | 91.8593 | 0 | 0% | 436.8074 | 149.3896 | 436.8074 | 149.3896
669.032 | 287.4308 | 5.0236 | 52.5157 | 0 | 9.5554e-13 | 91.8571 | 0 | 0% | 436.8272 | 149.3964 | 436.8272 | 149.3964
669.064 | 287.4262 | 5.0229 | 52.5222 | 0 | 8.9672e-13 | 91.855 | 0 | 0% | 436.8263 | 149.4002 | 436.8263 | 149.4002
669.096 | 287.4227 | 5.0222 | 52.529 | 0 | 2.756e-14 | 91.853 | 0 | 0% | 436.8268 | 149.4041 | 436.8268 | 149.4041
669.128 | 287.4408 | 5.0214 | 52.5396 | 0 | 4.2416e-13 | 91.8508 | 0 | 0% | 436.8527 | 149.4118 | 436.8527 | 149.4118
669.16 | 287.4972 | 5.0207 | 52.5573 | 0 | 8.3085e-13 | 91.8486 | 0 | 0% | 436.9238 | 149.4265 | 436.9238 | 149.4265
669.192 | 287.6005 | 5.02 | 52.5835 | 0 | 2.2337e-12 | 91.8464 | 0 | 0% | 437.0503 | 149.4498 | 437.0503 | 149.4498
669.224 | 287.7489 | 5.0192 | 52.6179 | 0 | 6.9237e-13 | 91.8442 | 0 | 0% | 437.2301 | 149.4813 | 437.2301 | 149.4813
669.256 | 287.9279 | 5.0185 | 52.658 | 0 | 3.7644e-13 | 91.8419 | 0 | 0% | 437.4463 | 149.5184 | 437.4463 | 149.5184
669.288 | 288.1103 | 5.0177 | 52.6986 | 0 | 2.1511e-13 | 91.8396 | 0 | 0% | 437.6663 | 149.556 | 437.6663 | 149.556
669.32 | 288.2573 | 5.017 | 52.7329 | 0 | 5.1625e-13 | 91.8371 | 0 | 0% | 437.8443 | 149.587 | 437.8443 | 149.587
669.352 | 288.3242 | 5.0162 | 52.7525 | 0 | 3.4417e-13 | 91.8345 | 0 | 0% | 437.9274 | 149.6032 | 437.9274 | 149.6032
669.384 | 288.2709 | 5.0154 | 52.7502 | 0 | 1.3767e-12 | 91.8317 | 0 | 0% | 437.8683 | 149.5974 | 437.8683 | 149.5974
669.416 | 288.0735 | 5.0147 | 52.7216 | 0 | 0 | 91.8288 | 0 | 0% | 437.6385 | 149.565 | 437.6385 | 149.565
669.448 | 287.733 | 5.0139 | 52.6667 | 0 | 0 | 91.8259 | 0 | 0% | 437.2395 | 149.5065 | 437.2395 | 149.5065
669.48 | 287.2783 | 5.0131 | 52.591 | 0 | 0 | 91.8231 | 0 | 0% | 436.7055 | 149.4272 | 436.7055 | 149.4272
669.512 | 286.7595 | 5.0123 | 52.5035 | 0 | 0 | 91.8204 | 0 | 0% | 436.0957 | 149.3362 | 436.0957 | 149.3362
669.544 | 286.2348 | 5.0116 | 52.4149 | 0 | 6.8834e-13 | 91.8178 | 0 | 0% | 435.479 | 149.2442 | 435.479 | 149.2442
669.576 | 285.7575 | 5.0108 | 52.3348 | 0 | 0 | 91.8152 | 0 | 0% | 434.9183 | 149.1609 | 434.9183 | 149.1609
669.608 | 285.3634 | 5.0101 | 52.27 | 0 | 2.5813e-13 | 91.8128 | 0 | 0% | 434.4563 | 149.0929 | 434.4563 | 149.0929
669.64 | 285.0627 | 5.0093 | 52.2222 | 0 | 4.087e-13 | 91.8106 | 0 | 0% | 434.1048 | 149.0421 | 434.1048 | 149.0421
669.672 | 284.836 | 5.0086 | 52.1879 | 0 | 6.7758e-13 | 91.8084 | 0 | 0% | 433.8409 | 149.0049 | 433.8409 | 149.0049
669.704 | 284.6417 | 5.0079 | 52.1596 | 0 | 1.9494e-13 | 91.8062 | 0 | 0% | 433.6154 | 148.9736 | 433.6154 | 148.9736
669.736 | 284.433 | 5.0071 | 52.1286 | 0 | 7.1254e-14 | 91.804 | 0 | 0% | 433.3726 | 148.9397 | 433.3726 | 148.9397
669.768 | 284.1757 | 5.0064 | 52.0886 | 0 | 0.00014061 | 91.8018 | 0 | 0% | 433.0727 | 148.897 | 433.0727 | 148.897
669.8 | 283.8605 | 5.0057 | 52.038 | 0 | 0.0014116 | 91.7997 | 0 | 0% | 432.7053 | 148.8448 | 432.7053 | 148.8448
669.832 | 283.5048 | 5.0049 | 51.98 | 0 | 0.010786 | 91.7975 | 0 | 0% | 432.2981 | 148.7933 | 432.2981 | 148.7933
669.864 | 283.1503 | 5.0042 | 51.9222 | 0 | 0.065095 | 91.7954 | 0 | 0% | 431.9372 | 148.7869 | 431.9372 | 148.7869
669.896 | 282.8547 | 5.0035 | 51.8753 | 0 | 0.31209 | 91.7931 | 0 | 0% | 431.8387 | 148.9839 | 431.8387 | 148.9839
669.928 | 282.679 | 5.0027 | 51.8502 | 0 | 1.191 | 91.7908 | 0 | 0% | 432.5137 | 149.8348 | 432.5137 | 149.8348
669.96 | 282.6695 | 5.002 | 51.8558 | 0 | 3.6271 | 91.7883 | 0 | 0% | 434.9428 | 152.2732 | 434.9428 | 152.2732
669.992 | 282.844 | 5.0014 | 51.8951 | 0 | 8.8432 | 91.7858 | 0 | 0% | 440.3695 | 157.5254 | 440.3695 | 157.5254
670.024 | 283.186 | 5.0007 | 51.9652 | 0 | 17.3293 | 91.7832 | 0 | 0% | 449.2644 | 166.0784 | 449.2644 | 166.0784
670.056 | 283.6495 | 5.0001 | 52.0576 | 0 | 27.4199 | 91.7804 | 0 | 0% | 459.9075 | 176.258 | 459.9075 | 176.258
670.088 | 284.1684 | 4.9996 | 52.1603 | 0 | 35.2043 | 91.7777 | 0 | 0% | 468.3103 | 184.1419 | 468.3103 | 184.1419
670.12 | 284.6665 | 4.999 | 52.2591 | 0 | 36.849 | 91.7751 | 0 | 0% | 470.5487 | 185.8822 | 470.5487 | 185.8822
670.152 | 285.0712 | 4.9985 | 52.3408 | 0 | 31.5639 | 91.7727 | 0 | 0% | 465.7472 | 180.6759 | 465.7472 | 180.6759
670.184 | 285.3337 | 4.998 | 52.3964 | 0 | 22.1714 | 91.7703 | 0 | 0% | 456.6699 | 171.3362 | 456.6699 | 171.3362
670.216 | 285.4439 | 4.9975 | 52.424 | 0 | 12.7699 | 91.768 | 0 | 0% | 447.4032 | 161.9594 | 447.4032 | 161.9594
670.248 | 285.4289 | 4.997 | 52.4287 | 0 | 6.0171 | 91.7656 | 0 | 0% | 440.6371 | 155.2083 | 440.6371 | 155.2083
670.28 | 285.3359 | 4.9965 | 52.4189 | 0 | 2.3106 | 91.7632 | 0 | 0% | 436.825 | 151.4892 | 436.825 | 151.4892
670.312 | 285.2121 | 4.996 | 52.4035 | 0 | 0.72115 | 91.7608 | 0 | 0% | 435.0935 | 149.8814 | 435.0935 | 149.8814
670.344 | 285.0934 | 4.9955 | 52.389 | 0 | 0.19312 | 91.7585 | 0 | 0% | 434.4295 | 149.3361 | 434.4295 | 149.3361
670.376 | 285.0008 | 4.995 | 52.3793 | 0 | 0.10938 | 91.7562 | 0 | 0% | 434.2407 | 149.2399 | 434.2407 | 149.2399
670.408 | 284.9389 | 4.9944 | 52.3753 | 0 | 0.3486 | 91.7539 | 0 | 0% | 434.4111 | 149.4722 | 434.4111 | 149.4722
670.44 | 284.8975 | 4.9939 | 52.375 | 0 | 1.28 | 91.7515 | 0 | 0% | 435.2979 | 150.4004 | 435.2979 | 150.4004
670.472 | 284.858 | 4.9934 | 52.3751 | 0 | 3.8023 | 91.7491 | 0 | 0% | 437.7779 | 152.9199 | 437.7779 | 152.9199
670.504 | 284.8048 | 4.9929 | 52.3727 | 0 | 9.0391 | 91.7466 | 0 | 0% | 442.9561 | 158.1513 | 442.9561 | 158.1513
670.536 | 284.7321 | 4.9924 | 52.3668 | 0 | 17.3003 | 91.744 | 0 | 0% | 451.1355 | 166.4034 | 451.1355 | 166.4034
670.568 | 284.6429 | 4.9918 | 52.3578 | 0 | 26.8839 | 91.7413 | 0 | 0% | 460.6177 | 175.9748 | 460.6177 | 175.9748
670.6 | 284.5454 | 4.9913 | 52.3474 | 0 | 34.2536 | 91.7384 | 0 | 0% | 467.8762 | 183.3307 | 467.8762 | 183.3307
670.632 | 284.4529 | 4.9908 | 52.3378 | 0 | 36.1236 | 91.7356 | 0 | 0% | 469.6407 | 185.1878 | 469.6407 | 185.1878
670.664 | 284.3859 | 4.9902 | 52.333 | 0 | 31.736 | 91.7328 | 0 | 0% | 465.1779 | 180.7919 | 465.1779 | 180.7919
670.696 | 284.3714 | 4.9897 | 52.3378 | 0 | 23.2544 | 91.7301 | 0 | 0% | 456.6833 | 172.3119 | 456.6833 | 172.3119
670.728 | 284.4353 | 4.9892 | 52.3569 | 0 | 14.1486 | 91.7276 | 0 | 0% | 447.6575 | 163.2223 | 447.6575 | 163.2223
670.76 | 284.5929 | 4.9887 | 52.3932 | 0 | 7.0939 | 91.7253 | 0 | 0% | 440.7941 | 156.2012 | 440.7941 | 156.2012
670.792 | 284.8441 | 4.9882 | 52.4468 | 0 | 2.9347 | 91.7232 | 0 | 0% | 436.937 | 152.0929 | 436.937 | 152.0929
670.824 | 285.1727 | 4.9877 | 52.5146 | 0 | 1.1116 | 91.7211 | 0 | 0% | 435.5077 | 150.335 | 435.5077 | 150.335
670.856 | 285.5507 | 4.9872 | 52.5916 | 0 | 0.71134 | 91.719 | 0 | 0% | 435.5597 | 150.0091 | 435.5597 | 150.0091
670.888 | 285.9427 | 4.9867 | 52.6711 | 0 | 1.1051 | 91.7167 | 0 | 0% | 436.4224 | 150.4797 | 436.4224 | 150.4797
670.92 | 286.313 | 4.9862 | 52.7468 | 0 | 1.9104 | 91.7142 | 0 | 0% | 437.6706 | 151.3576 | 437.6706 | 151.3576
670.952 | 286.6299 | 4.9857 | 52.8126 | 0 | 2.715 | 91.7116 | 0 | 0% | 438.8548 | 152.2249 | 438.8548 | 152.2249
670.984 | 286.8656 | 4.9851 | 52.8636 | 0 | 3.0654 | 91.7088 | 0 | 0% | 439.4885 | 152.6229 | 439.4885 | 152.6229
671.016 | 286.9918 | 4.9846 | 52.8944 | 0 | 2.7721 | 91.7058 | 0 | 0% | 439.3487 | 152.3569 | 439.3487 | 152.3569
671.048 | 286.9772 | 4.984 | 52.8993 | 0 | 2.1238 | 91.7028 | 0 | 0% | 438.6872 | 151.7099 | 438.6872 | 151.7099
671.08 | 286.7937 | 4.9835 | 52.8731 | 0 | 1.7008 | 91.6998 | 0 | 0% | 438.0508 | 151.2571 | 438.0508 | 151.2571
671.112 | 286.4297 | 4.9829 | 52.8135 | 0 | 1.9581 | 91.6969 | 0 | 0% | 437.8811 | 151.4514 | 437.8811 | 151.4514
671.144 | 285.9006 | 4.9824 | 52.7234 | 0 | 2.9152 | 91.6942 | 0 | 0% | 438.2158 | 152.3152 | 438.2158 | 152.3152
671.176 | 285.2495 | 4.9819 | 52.6107 | 0 | 4.1153 | 91.6918 | 0 | 0% | 438.6491 | 153.3996 | 438.6491 | 153.3996
671.208 | 284.5372 | 4.9814 | 52.4867 | 0 | 4.914 | 91.6895 | 0 | 0% | 438.6088 | 154.0717 | 438.6088 | 154.0717
671.24 | 283.8296 | 4.9809 | 52.3635 | 0 | 4.9389 | 91.6875 | 0 | 0% | 437.8004 | 153.9708 | 437.8004 | 153.9708
671.272 | 283.1854 | 4.9804 | 52.2519 | 0 | 4.2895 | 91.6855 | 0 | 0% | 436.3927 | 153.2074 | 436.3927 | 153.2074
671.304 | 282.6469 | 4.9799 | 52.1598 | 0 | 3.3073 | 91.6836 | 0 | 0% | 434.7775 | 152.1306 | 434.7775 | 152.1306
671.336 | 282.2333 | 4.9794 | 52.0907 | 0 | 2.287 | 91.6817 | 0 | 0% | 433.2721 | 151.0388 | 433.2721 | 151.0388
671.368 | 281.9393 | 4.979 | 52.0437 | 0 | 1.4405 | 91.6797 | 0 | 0% | 432.0822 | 150.1429 | 432.0822 | 150.1429
671.4 | 281.7387 | 4.9785 | 52.0139 | 0 | 0.98036 | 91.6776 | 0 | 0% | 431.3891 | 149.6504 | 431.3891 | 149.6504
671.432 | 281.5921 | 4.978 | 51.9941 | 0 | 1.1379 | 91.6755 | 0 | 0% | 431.3775 | 149.7854 | 431.3775 | 149.7854
671.464 | 281.4551 | 4.9775 | 51.976 | 0 | 2.0946 | 91.6732 | 0 | 0% | 432.1765 | 150.7214 | 432.1765 | 150.7214
671.496 | 281.2861 | 4.977 | 51.9521 | 0 | 3.8301 | 91.6709 | 0 | 0% | 433.7162 | 152.4301 | 433.7162 | 152.4301
671.528 | 281.0555 | 4.9765 | 51.9168 | 0 | 5.9974 | 91.6685 | 0 | 0% | 435.6146 | 154.5592 | 435.6146 | 154.5592
671.56 | 280.7574 | 4.9759 | 51.869 | 0 | 8.0557 | 91.6661 | 0 | 0% | 437.3242 | 156.5668 | 437.3242 | 156.5668
671.592 | 280.4202 | 4.9754 | 51.814 | 0 | 9.5725 | 91.6637 | 0 | 0% | 438.4458 | 158.0256 | 438.4458 | 158.0256
671.624 | 280.104 | 4.9749 | 51.7629 | 0 | 10.3012 | 91.6611 | 0 | 0% | 438.8042 | 158.7002 | 438.8042 | 158.7002
671.656 | 279.8821 | 4.9744 | 51.7293 | 0 | 10.0704 | 91.6586 | 0 | 0% | 438.3148 | 158.4327 | 438.3148 | 158.4327
671.688 | 279.8146 | 4.9739 | 51.7243 | 0 | 8.8879 | 91.6559 | 0 | 0% | 437.0565 | 157.2419 | 437.0565 | 157.2419
671.72 | 279.9305 | 4.9733 | 51.7531 | 0 | 7.1211 | 91.6531 | 0 | 0% | 435.4312 | 155.5007 | 435.4312 | 155.5007
671.752 | 280.2255 | 4.9728 | 51.8151 | 0 | 5.3312 | 91.6503 | 0 | 0% | 433.9949 | 153.7694 | 433.9949 | 153.7694
671.784 | 280.6672 | 4.9722 | 51.9042 | 0 | 3.9327 | 91.6475 | 0 | 0% | 433.1238 | 152.4566 | 433.1238 | 152.4566
671.816 | 281.2003 | 4.9717 | 52.0102 | 0 | 3.0594 | 91.6448 | 0 | 0% | 432.8865 | 151.6862 | 432.8865 | 151.6862
671.848 | 281.7555 | 4.9712 | 52.1203 | 0 | 2.5972 | 91.6424 | 0 | 0% | 433.0866 | 151.3311 | 433.0866 | 151.3311
671.88 | 282.2651 | 4.9707 | 52.2219 | 0 | 2.2918 | 91.6402 | 0 | 0% | 433.3897 | 151.1246 | 433.3897 | 151.1246
671.912 | 282.6818 | 4.9702 | 52.3063 | 0 | 1.9871 | 91.6381 | 0 | 0% | 433.5835 | 150.9017 | 433.5835 | 150.9017
671.944 | 282.9883 | 4.9697 | 52.3703 | 0 | 1.8243 | 91.636 | 0 | 0% | 433.7886 | 150.8003 | 433.7886 | 150.8003
671.976 | 283.1953 | 4.9692 | 52.4159 | 0 | 2.1154 | 91.6339 | 0 | 0% | 434.3298 | 151.1344 | 434.3298 | 151.1344
672.008 | 283.3337 | 4.9687 | 52.4489 | 0 | 2.9467 | 91.6316 | 0 | 0% | 435.3296 | 151.9959 | 435.3296 | 151.9959
672.04 | 283.448 | 4.9682 | 52.4775 | 0 | 3.9296 | 91.6291 | 0 | 0% | 436.4525 | 153.0044 | 436.4525 | 153.0044
672.072 | 283.5901 | 4.9677 | 52.5113 | 0 | 4.4717 | 91.6265 | 0 | 0% | 437.1672 | 153.5771 | 437.1672 | 153.5771
672.104 | 283.8072 | 4.9671 | 52.559 | 0 | 4.4327 | 91.6236 | 0 | 0% | 437.3896 | 153.5824 | 437.3896 | 153.5824
672.136 | 284.1265 | 4.9666 | 52.6257 | 0 | 4.4909 | 91.6206 | 0 | 0% | 437.8304 | 153.7038 | 437.8304 | 153.7038
672.168 | 284.5463 | 4.966 | 52.7111 | 0 | 5.6585 | 91.6175 | 0 | 0% | 439.4995 | 154.9532 | 439.4995 | 154.9532
672.2 | 285.0373 | 4.9655 | 52.8097 | 0 | 8.2084 | 91.6145 | 0 | 0% | 442.6353 | 157.598 | 442.6353 | 157.598
672.232 | 285.5508 | 4.9649 | 52.9124 | 0 | 11.0201 | 91.6116 | 0 | 0% | 446.0598 | 160.5089 | 446.0598 | 160.5089
672.264 | 286.0242 | 4.9644 | 53.0077 | 0 | 12.255 | 91.6089 | 0 | 0% | 447.8601 | 161.8359 | 447.8601 | 161.8359
672.296 | 286.3863 | 4.9639 | 53.0823 | 0 | 10.9936 | 91.6064 | 0 | 0% | 447.0325 | 160.6462 | 447.0325 | 160.6462
672.328 | 286.5706 | 4.9634 | 53.1239 | 0 | 8.1372 | 91.6042 | 0 | 0% | 444.3992 | 157.8287 | 444.3992 | 157.8287
672.36 | 286.5347 | 4.9629 | 53.1246 | 0 | 5.5429 | 91.6022 | 0 | 0% | 441.7672 | 155.2326 | 441.7672 | 155.2326
672.392 | 286.2729 | 4.9624 | 53.0834 | 0 | 4.4583 | 91.6002 | 0 | 0% | 440.3772 | 154.1044 | 440.3772 | 154.1044
672.424 | 285.8129 | 4.9619 | 53.0055 | 0 | 4.896 | 91.5982 | 0 | 0% | 440.2746 | 154.4617 | 440.2746 | 154.4617
672.456 | 285.2021 | 4.9614 | 52.8996 | 0 | 6.1506 | 91.5962 | 0 | 0% | 440.81 | 155.6079 | 440.81 | 155.6079
672.488 | 284.4968 | 4.9609 | 52.7762 | 0 | 7.476 | 91.594 | 0 | 0% | 441.3039 | 156.8071 | 441.3039 | 156.8071
672.52 | 283.7591 | 4.9604 | 52.6467 | 0 | 8.2562 | 91.5917 | 0 | 0% | 441.2142 | 157.455 | 441.2142 | 157.455
672.552 | 283.0529 | 4.9599 | 52.5231 | 0 | 7.9813 | 91.5893 | 0 | 0% | 440.1065 | 157.0535 | 440.1065 | 157.0535
672.584 | 282.4331 | 4.9594 | 52.4154 | 0 | 6.5193 | 91.5869 | 0 | 0% | 437.9142 | 155.4811 | 437.9142 | 155.4811
672.616 | 281.9354 | 4.9589 | 52.3304 | 0 | 4.3742 | 91.5846 | 0 | 0% | 435.1836 | 153.2482 | 435.1836 | 153.2482
672.648 | 281.5759 | 4.9584 | 52.271 | 0 | 2.3669 | 91.5824 | 0 | 0% | 432.7547 | 151.1788 | 432.7547 | 151.1788
672.68 | 281.3554 | 4.9579 | 52.2375 | 0 | 1.0222 | 91.5801 | 0 | 0% | 431.1531 | 149.7977 | 431.1531 | 149.7977
672.712 | 281.2627 | 4.9574 | 52.2277 | 0 | 0.35035 | 91.5778 | 0 | 0% | 430.3759 | 149.1132 | 430.3759 | 149.1132
672.744 | 281.2732 | 4.9569 | 52.2371 | 0 | 0.09506 | 91.5754 | 0 | 0% | 430.1376 | 148.8644 | 430.1376 | 148.8644
672.776 | 281.3529 | 4.9564 | 52.2593 | 0 | 0.020584 | 91.5729 | 0 | 0% | 430.162 | 148.8091 | 430.162 | 148.8091
672.808 | 281.4699 | 4.9558 | 52.2886 | 0 | 0.0050146 | 91.5703 | 0 | 0% | 430.2896 | 148.8197 | 430.2896 | 148.8197
672.84 | 281.6076 | 4.9553 | 52.3217 | 0 | 0.0097111 | 91.5676 | 0 | 0% | 430.4619 | 148.8542 | 430.4619 | 148.8542
672.872 | 281.7667 | 4.9548 | 52.3588 | 0 | 0.043178 | 91.5648 | 0 | 0% | 430.6882 | 148.9215 | 430.6882 | 148.9215
672.904 | 281.9571 | 4.9542 | 52.4017 | 0 | 0.15879 | 91.5621 | 0 | 0% | 431.0338 | 149.0767 | 431.0338 | 149.0767
672.936 | 282.1888 | 4.9537 | 52.4522 | 0 | 0.46247 | 91.5594 | 0 | 0% | 431.6166 | 149.4278 | 431.6166 | 149.4278
672.968 | 282.4696 | 4.9532 | 52.5119 | 0 | 1.0692 | 91.557 | 0 | 0% | 432.5609 | 150.0913 | 432.5609 | 150.0913
673 | 282.8042 | 4.9527 | 52.5815 | 0 | 1.98 | 91.5547 | 0 | 0% | 433.873 | 151.0688 | 433.873 | 151.0688
673.032 | 283.1879 | 4.9522 | 52.6602 | 0 | 2.9992 | 91.5525 | 0 | 0% | 435.352 | 152.1641 | 435.352 | 152.1641
673.064 | 283.5997 | 4.9517 | 52.7442 | 0 | 3.8845 | 91.5502 | 0 | 0% | 436.7303 | 153.1306 | 436.7303 | 153.1306
673.096 | 284.0048 | 4.9512 | 52.827 | 0 | 4.6151 | 91.5479 | 0 | 0% | 437.9459 | 153.9412 | 437.9459 | 153.9412
673.128 | 284.3665 | 4.9506 | 52.9018 | 0 | 5.3398 | 91.5454 | 0 | 0% | 439.1041 | 154.7376 | 439.1041 | 154.7376
673.16 | 284.6587 | 4.9501 | 52.9636 | 0 | 5.9556 | 91.5429 | 0 | 0% | 440.071 | 155.4123 | 440.071 | 155.4123
673.192 | 284.8685 | 4.9496 | 53.0102 | 0 | 5.9788 | 91.5403 | 0 | 0% | 440.3475 | 155.4789 | 440.3475 | 155.4789
673.224 | 284.9934 | 4.9491 | 53.0411 | 0 | 5.0615 | 91.5376 | 0 | 0% | 439.5826 | 154.5893 | 439.5826 | 154.5893
673.256 | 285.0398 | 4.9485 | 53.0573 | 0 | 3.4808 | 91.5348 | 0 | 0% | 438.0613 | 153.0215 | 438.0613 | 153.0215
673.288 | 285.0248 | 4.948 | 53.0622 | 0 | 1.9114 | 91.5319 | 0 | 0% | 436.4783 | 151.4536 | 436.4783 | 151.4536
673.32 | 284.9735 | 4.9474 | 53.0603 | 0 | 0.83226 | 91.529 | 0 | 0% | 435.3425 | 150.369 | 435.3425 | 150.369
673.352 | 284.9107 | 4.9469 | 53.0563 | 0 | 0.28651 | 91.5261 | 0 | 0% | 434.7266 | 149.8158 | 434.7266 | 149.8158
673.384 | 284.851 | 4.9464 | 53.0527 | 0 | 0.077898 | 91.5235 | 0 | 0% | 434.4515 | 149.6005 | 434.4515 | 149.6005
673.416 | 284.7955 | 4.9458 | 53.0499 | 0 | 0.016718 | 91.521 | 0 | 0% | 434.329 | 149.5335 | 434.329 | 149.5335
673.448 | 284.7377 | 4.9453 | 53.0467 | 0 | 0.0028324 | 91.5188 | 0 | 0% | 434.2513 | 149.5136 | 434.2513 | 149.5136
673.48 | 284.6714 | 4.9448 | 53.0418 | 0 | 0.00037872 | 91.5166 | 0 | 0% | 434.175 | 149.5036 | 434.175 | 149.5036
673.512 | 284.5946 | 4.9444 | 53.0349 | 0 | 3.9965e-05 | 91.5144 | 0 | 0% | 434.0883 | 149.4937 | 434.0883 | 149.4937
673.544 | 284.5094 | 4.9439 | 53.0265 | 0 | 0 | 91.5122 | 0 | 0% | 433.992 | 149.4825 | 433.992 | 149.4825
673.576 | 284.4213 | 4.9433 | 53.0176 | 0 | 0 | 91.5098 | 0 | 0% | 433.8921 | 149.4708 | 433.8921 | 149.4708
673.608 | 284.3374 | 4.9428 | 53.0095 | 0 | 0 | 91.5074 | 0 | 0% | 433.797 | 149.4597 | 433.797 | 149.4597
673.64 | 284.2624 | 4.9423 | 53.0031 | 0 | 0 | 91.5047 | 0 | 0% | 433.7126 | 149.4501 | 433.7126 | 149.4501
673.672 | 284.1939 | 4.9418 | 52.9979 | 0 | 0 | 91.502 | 0 | 0% | 433.6356 | 149.4417 | 433.6356 | 149.4417
673.704 | 284.1191 | 4.9412 | 52.9916 | 0 | 0 | 91.4991 | 0 | 0% | 433.551 | 149.4319 | 433.551 | 149.4319
673.736 | 284.0199 | 4.9407 | 52.9808 | 0 | 0 | 91.4961 | 0 | 0% | 433.4375 | 149.4175 | 433.4375 | 149.4175
673.768 | 283.8832 | 4.9401 | 52.963 | 0 | 0 | 91.4931 | 0 | 0% | 433.2793 | 149.3961 | 433.2793 | 149.3961
673.8 | 283.7069 | 4.9396 | 52.9377 | 0 | 4.5979e-13 | 91.4902 | 0 | 0% | 433.0744 | 149.3674 | 433.0744 | 149.3674
673.832 | 283.499 | 4.939 | 52.9065 | 0 | 0.00021111 | 91.4875 | 0 | 0% | 432.8323 | 149.3332 | 432.8323 | 149.3332
673.864 | 283.2711 | 4.9385 | 52.8715 | 0 | 0.0020841 | 91.485 | 0 | 0% | 432.5682 | 149.2971 | 432.5682 | 149.2971
673.896 | 283.0359 | 4.938 | 52.8351 | 0 | 0.015753 | 91.4828 | 0 | 0% | 432.3075 | 149.2716 | 432.3075 | 149.2716
673.928 | 282.809 | 4.9375 | 52.8001 | 0 | 0.09423 | 91.4807 | 0 | 0% | 432.1216 | 149.3126 | 432.1216 | 149.3126
673.96 | 282.6068 | 4.937 | 52.7698 | 0 | 0.44632 | 91.4786 | 0 | 0% | 432.2386 | 149.6318 | 432.2386 | 149.6318
673.992 | 282.4388 | 4.9365 | 52.7459 | 0 | 1.6751 | 91.4765 | 0 | 0% | 433.2728 | 150.8341 | 433.2728 | 150.8341
674.024 | 282.3002 | 4.936 | 52.7274 | 0 | 4.9866 | 91.4743 | 0 | 0% | 436.4245 | 154.1243 | 436.4245 | 154.1243
674.056 | 282.1732 | 4.9355 | 52.7112 | 0 | 11.7848 | 91.4718 | 0 | 0% | 443.0765 | 160.9033 | 443.0765 | 160.9033
674.088 | 282.0363 | 4.935 | 52.6932 | 0 | 22.1363 | 91.4691 | 0 | 0% | 453.2699 | 171.2336 | 453.2699 | 171.2336
674.12 | 281.8756 | 4.9344 | 52.6708 | 0 | 33.0903 | 91.4662 | 0 | 0% | 464.0373 | 182.1617 | 464.0373 | 182.1617
674.152 | 281.6905 | 4.9339 | 52.6438 | 0 | 39.424 | 91.4632 | 0 | 0% | 470.1554 | 188.4649 | 470.1554 | 188.4649
674.184 | 281.4931 | 4.9333 | 52.6146 | 0 | 37.5263 | 91.4601 | 0 | 0% | 468.0275 | 186.5343 | 468.0275 | 186.5343
674.216 | 281.3055 | 4.9328 | 52.5871 | 0 | 28.7321 | 91.4571 | 0 | 0% | 459.0146 | 177.7091 | 459.0146 | 177.7091
674.248 | 281.1546 | 4.9322 | 52.5665 | 0 | 18.1791 | 91.4542 | 0 | 0% | 448.2867 | 167.132 | 448.2867 | 167.132
674.28 | 281.0653 | 4.9317 | 52.5574 | 0 | 10.5736 | 91.4514 | 0 | 0% | 440.5794 | 159.5142 | 440.5794 | 159.5142
674.312 | 281.0502 | 4.9312 | 52.5621 | 0 | 7.4174 | 91.449 | 0 | 0% | 437.4099 | 156.3597 | 437.4099 | 156.3597
674.344 | 281.1048 | 4.9307 | 52.5797 | 0 | 7.4732 | 91.4467 | 0 | 0% | 437.5351 | 156.4303 | 437.5351 | 156.4303
674.376 | 281.2089 | 4.9302 | 52.6066 | 0 | 8.7379 | 91.4446 | 0 | 0% | 438.9281 | 157.7192 | 438.9281 | 157.7192
674.408 | 281.3355 | 4.9297 | 52.6377 | 0 | 9.8961 | 91.4424 | 0 | 0% | 440.2415 | 158.9059 | 440.2415 | 158.9059
674.44 | 281.4589 | 4.9292 | 52.6683 | 0 | 10.6395 | 91.4402 | 0 | 0% | 441.136 | 159.6771 | 441.136 | 159.6771
674.472 | 281.5564 | 4.9287 | 52.694 | 0 | 11.3845 | 91.4379 | 0 | 0% | 442.0014 | 160.445 | 442.0014 | 160.445
674.504 | 281.6102 | 4.9282 | 52.7116 | 0 | 12.9721 | 91.4354 | 0 | 0% | 443.6574 | 162.0472 | 443.6574 | 162.0472
674.536 | 281.6114 | 4.9276 | 52.7193 | 0 | 16.1085 | 91.4327 | 0 | 0% | 446.7995 | 165.1881 | 446.7995 | 165.1881
674.568 | 281.5652 | 4.9271 | 52.7183 | 0 | 20.4177 | 91.4299 | 0 | 0% | 451.0581 | 169.493 | 451.0581 | 169.493
674.6 | 281.491 | 4.9265 | 52.712 | 0 | 24.1832 | 91.427 | 0 | 0% | 454.7397 | 173.2487 | 454.7397 | 173.2487
674.632 | 281.4135 | 4.926 | 52.7052 | 0 | 25.4794 | 91.424 | 0 | 0% | 455.9481 | 174.5346 | 455.9481 | 174.5346
674.664 | 281.3504 | 4.9254 | 52.701 | 0 | 23.5226 | 91.421 | 0 | 0% | 453.9205 | 172.5701 | 453.9205 | 172.5701
674.696 | 281.3049 | 4.9249 | 52.7001 | 0 | 18.9664 | 91.4181 | 0 | 0% | 449.3144 | 168.0095 | 449.3144 | 168.0095
674.728 | 281.2637 | 4.9243 | 52.7 | 0 | 13.4064 | 91.4154 | 0 | 0% | 443.7098 | 162.4462 | 443.7098 | 162.4462
674.76 | 281.1991 | 4.9238 | 52.6954 | 0 | 8.7067 | 91.4129 | 0 | 0% | 438.938 | 157.7389 | 438.938 | 157.7389
674.792 | 281.0743 | 4.9233 | 52.6795 | 0 | 6.2026 | 91.4106 | 0 | 0% | 436.2903 | 155.216 | 436.2903 | 155.216
674.824 | 280.8532 | 4.9228 | 52.6455 | 0 | 6.0036 | 91.4084 | 0 | 0% | 435.8336 | 154.9804 | 435.8336 | 154.9804
674.856 | 280.5154 | 4.9223 | 52.5896 | 0 | 6.9449 | 91.4063 | 0 | 0% | 436.3786 | 155.8632 | 436.3786 | 155.8632
674.888 | 280.0665 | 4.9218 | 52.5129 | 0 | 7.4101 | 91.4044 | 0 | 0% | 436.3157 | 156.2492 | 436.3157 | 156.2492
674.92 | 279.5362 | 4.9213 | 52.4209 | 0 | 6.5005 | 91.403 | 0 | 0% | 434.7819 | 155.2457 | 434.7819 | 155.2457
674.952 | 278.9647 | 4.9209 | 52.3212 | 0 | 4.5443 | 91.4028 | 0 | 0% | 432.1538 | 153.1891 | 432.1538 | 153.1891
674.984 | 278.3905 | 4.9205 | 52.221 | 0 | 2.5128 | 91.4044 | 0 | 0% | 429.4491 | 151.0587 | 429.4491 | 151.0587
675.016 | 277.8449 | 4.9202 | 52.1261 | 0 | 1.0972 | 91.4084 | 0 | 0% | 427.3967 | 149.5518 | 427.3967 | 149.5518
675.048 | 277.3507 | 4.9199 | 52.041 | 0 | 0.37813 | 91.4147 | 0 | 0% | 426.1043 | 148.7537 | 426.1043 | 148.7537
675.08 | 276.9187 | 4.9196 | 51.9675 | 0 | 0.10285 | 91.4229 | 0 | 0% | 425.3316 | 148.4129 | 425.3316 | 148.4129
675.112 | 276.546 | 4.9195 | 51.9051 | 0 | 0.02208 | 91.4323 | 0 | 0% | 424.8249 | 148.2789 | 424.8249 | 148.2789
675.144 | 276.2206 | 4.9193 | 51.8515 | 0 | 0.0037408 | 91.4424 | 0 | 0% | 424.4375 | 148.217 | 424.4375 | 148.217
675.176 | 275.9317 | 4.9191 | 51.8048 | 0 | 0.00050018 | 91.4529 | 0 | 0% | 424.109 | 148.1773 | 424.109 | 148.1773
675.208 | 275.6784 | 4.919 | 51.7646 | 0 | 5.2783e-05 | 91.4638 | 0 | 0% | 423.8259 | 148.1475 | 423.8259 | 148.1475
675.24 | 275.4713 | 4.9189 | 51.7331 | 0 | 0 | 91.4749 | 0 | 0% | 423.5982 | 148.1269 | 423.5982 | 148.1269
675.272 | 275.3303 | 4.9188 | 51.7139 | 0 | 0 | 91.4861 | 0 | 0% | 423.4491 | 148.1188 | 423.4491 | 148.1188
675.304 | 275.2817 | 4.9187 | 51.7121 | 0 | 0 | 91.4974 | 0 | 0% | 423.4099 | 148.1282 | 423.4099 | 148.1282
675.336 | 275.3539 | 4.9186 | 51.733 | 0 | 0 | 91.5085 | 0 | 0% | 423.5141 | 148.1601 | 423.5141 | 148.1601
675.368 | 275.5683 | 4.9184 | 51.7807 | 0 | 0 | 91.5196 | 0 | 0% | 423.787 | 148.2187 | 423.787 | 148.2187
675.4 | 275.9281 | 4.9183 | 51.8557 | 0 | 0 | 91.5305 | 0 | 0% | 424.2327 | 148.3045 | 424.2327 | 148.3045
675.432 | 276.4137 | 4.9182 | 51.9545 | 0 | 0 | 91.5413 | 0 | 0% | 424.8277 | 148.4139 | 424.8277 | 148.4139
675.464 | 276.9876 | 4.918 | 52.0699 | 0 | 0 | 91.5519 | 0 | 0% | 425.5274 | 148.5398 | 425.5274 | 148.5398
675.496 | 277.6059 | 4.9179 | 52.1937 | 0 | 7.7236e-13 | 91.5623 | 0 | 0% | 426.2798 | 148.6739 | 426.2798 | 148.6739
675.528 | 278.2282 | 4.9177 | 52.3183 | 0 | 7.848e-13 | 91.5727 | 0 | 0% | 427.0369 | 148.8087 | 427.0369 | 148.8087
675.56 | 278.8219 | 4.9175 | 52.4376 | 0 | 8.5706e-14 | 91.583 | 0 | 0% | 427.7601 | 148.9381 | 427.7601 | 148.9381
675.592 | 279.3651 | 4.9174 | 52.5474 | 0 | 5.0886e-13 | 91.5935 | 0 | 0% | 428.4233 | 149.0582 | 428.4233 | 149.0582
675.624 | 279.8492 | 4.9172 | 52.646 | 0 | 0 | 91.6041 | 0 | 0% | 429.0165 | 149.1673 | 429.0165 | 149.1673
675.656 | 280.2795 | 4.9171 | 52.7345 | 0 | 8.9807e-13 | 91.615 | 0 | 0% | 429.5461 | 149.2666 | 429.5461 | 149.2666
675.688 | 280.6695 | 4.917 | 52.8154 | 0 | 4.7323e-13 | 91.626 | 0 | 0% | 430.0279 | 149.3584 | 430.0279 | 149.3584
675.72 | 281.0314 | 4.9168 | 52.891 | 0 | 6.023e-13 | 91.6372 | 0 | 0% | 430.4765 | 149.4451 | 430.4765 | 149.4451
675.752 | 281.3675 | 4.9167 | 52.9618 | 0 | 8.6042e-14 | 91.6484 | 0 | 0% | 430.8944 | 149.5269 | 430.8944 | 149.5269
675.784 | 281.6664 | 4.9166 | 53.0256 | 0 | 0 | 91.6595 | 0 | 0% | 431.2681 | 149.6017 | 431.2681 | 149.6017
675.816 | 281.9063 | 4.9165 | 53.0783 | 0 | 2.2586e-13 | 91.6705 | 0 | 0% | 431.5717 | 149.6653 | 431.5717 | 149.6653
675.848 | 282.0634 | 4.9164 | 53.1155 | 0 | 0 | 91.6814 | 0 | 0% | 431.7766 | 149.7132 | 431.7766 | 149.7132
675.88 | 282.1213 | 4.9162 | 53.134 | 0 | 3.7644e-13 | 91.6922 | 0 | 0% | 431.8637 | 149.7424 | 431.8637 | 149.7424
675.912 | 282.0789 | 4.9161 | 53.1337 | 0 | 5.5928e-13 | 91.7028 | 0 | 0% | 431.8315 | 149.7526 | 431.8315 | 149.7526
675.944 | 281.9507 | 4.9159 | 53.1173 | 0 | 0 | 91.7134 | 0 | 0% | 431.6972 | 149.7465 | 431.6972 | 149.7465
675.976 | 281.7632 | 4.9157 | 53.0897 | 0 | 0 | 91.7238 | 0 | 0% | 431.4924 | 149.7292 | 431.4924 | 149.7292
676.008 | 281.5478 | 4.9156 | 53.0568 | 0 | 0 | 91.7342 | 0 | 0% | 431.2544 | 149.7066 | 431.2544 | 149.7066
676.04 | 281.3347 | 4.9154 | 53.0244 | 0 | 0 | 91.7447 | 0 | 0% | 431.0192 | 149.6845 | 431.0192 | 149.6845
676.072 | 281.1495 | 4.9153 | 52.9972 | 0 | 6.1843e-13 | 91.7553 | 0 | 0% | 430.8173 | 149.6677 | 430.8173 | 149.6677
676.104 | 281.01 | 4.9151 | 52.9785 | 0 | 7.6363e-13 | 91.7661 | 0 | 0% | 430.6698 | 149.6598 | 430.6698 | 149.6598
676.136 | 280.9232 | 4.915 | 52.9697 | 0 | 2.7964e-13 | 91.7772 | 0 | 0% | 430.5851 | 149.6619 | 430.5851 | 149.6619
676.168 | 280.8834 | 4.9149 | 52.9697 | 0 | 5.5928e-13 | 91.7884 | 0 | 0% | 430.5564 | 149.673 | 430.5564 | 149.673
676.2 | 280.8737 | 4.9148 | 52.9754 | 0 | 3.0115e-13 | 91.7997 | 0 | 0% | 430.5636 | 149.6899 | 430.5636 | 149.6899
676.232 | 280.8696 | 4.9147 | 52.9821 | 0 | 1.0325e-12 | 91.811 | 0 | 0% | 430.5774 | 149.7078 | 430.5774 | 149.7078
676.264 | 280.8433 | 4.9146 | 52.9847 | 0 | 0 | 91.8221 | 0 | 0% | 430.5647 | 149.7214 | 430.5647 | 149.7214
676.296 | 280.7692 | 4.9145 | 52.9783 | 0 | 4.6248e-13 | 91.8331 | 0 | 0% | 430.495 | 149.7258 | 430.495 | 149.7258
676.328 | 280.6293 | 4.9143 | 52.9595 | 0 | 0 | 91.8439 | 0 | 0% | 430.347 | 149.7177 | 430.347 | 149.7177
676.36 | 280.4196 | 4.9142 | 52.9276 | 0 | 0 | 91.8544 | 0 | 0% | 430.1158 | 149.6962 | 430.1158 | 149.6962
676.392 | 280.1528 | 4.914 | 52.8849 | 0 | 0 | 91.8649 | 0 | 0% | 429.8166 | 149.6638 | 429.8166 | 149.6638
676.424 | 279.8523 | 4.9138 | 52.836 | 0 | 0 | 91.8752 | 0 | 0% | 429.4773 | 149.625 | 429.4773 | 149.625
676.456 | 279.5409 | 4.9137 | 52.7849 | 0 | 0 | 91.8855 | 0 | 0% | 429.1249 | 149.5841 | 429.1249 | 149.5841
676.488 | 279.2281 | 4.9135 | 52.7335 | 0 | 0 | 91.8959 | 0 | 0% | 428.7711 | 149.5429 | 428.7711 | 149.5429
676.52 | 278.9077 | 4.9133 | 52.6806 | 0 | 1.21e-13 | 91.9065 | 0 | 0% | 428.4082 | 149.5005 | 428.4082 | 149.5005
676.552 | 278.5637 | 4.9132 | 52.6232 | 0 | 2.4132e-13 | 91.9174 | 0 | 0% | 428.0176 | 149.4538 | 428.0176 | 149.4538
676.584 | 278.1821 | 4.9131 | 52.5587 | 0 | 0 | 91.9284 | 0 | 0% | 427.5823 | 149.4002 | 427.5823 | 149.4002
676.616 | 277.7592 | 4.913 | 52.4862 | 0 | 0 | 91.9397 | 0 | 0% | 427.098 | 149.3388 | 427.098 | 149.3388
676.648 | 277.3027 | 4.9129 | 52.4074 | 0 | 0 | 91.951 | 0 | 0% | 426.5739 | 149.2712 | 426.5739 | 149.2712
676.68 | 276.8285 | 4.9128 | 52.3252 | 0 | 0 | 91.9622 | 0 | 0% | 426.0286 | 149.2002 | 426.0286 | 149.2002
676.712 | 276.357 | 4.9127 | 52.2435 | 0 | 0 | 91.9734 | 0 | 0% | 425.4866 | 149.1296 | 425.4866 | 149.1296
676.744 | 275.9128 | 4.9125 | 52.167 | 0 | 4.8869e-13 | 91.9844 | 0 | 0% | 424.9767 | 149.0639 | 424.9767 | 149.0639
676.776 | 275.5213 | 4.9124 | 52.1005 | 0 | 2.2219e-05 | 91.9952 | 0 | 0% | 424.5294 | 149.0081 | 424.5294 | 149.0081
676.808 | 275.2025 | 4.9122 | 52.0478 | 0 | 0.00021055 | 92.0058 | 0 | 0% | 424.1685 | 148.966 | 424.1685 | 148.966
676.84 | 274.9625 | 4.9121 | 52.01 | 0 | 0.0015747 | 92.0162 | 0 | 0% | 423.9023 | 148.9399 | 423.9023 | 148.9399
676.872 | 274.7912 | 4.9119 | 51.9852 | 0 | 0.0092944 | 92.0265 | 0 | 0% | 423.7241 | 148.9329 | 423.7241 | 148.9329
676.904 | 274.6671 | 4.9117 | 51.9694 | 0 | 0.043296 | 92.0368 | 0 | 0% | 423.6284 | 148.9612 | 423.6284 | 148.9612
676.936 | 274.5654 | 4.9116 | 51.9577 | 0 | 0.15917 | 92.0472 | 0 | 0% | 423.6411 | 149.0757 | 423.6411 | 149.0757
676.968 | 274.4624 | 4.9114 | 51.9458 | 0 | 0.46183 | 92.0578 | 0 | 0% | 423.8392 | 149.3768 | 423.8392 | 149.3768
677 | 274.3399 | 4.9113 | 51.9301 | 0 | 1.0575 | 92.0686 | 0 | 0% | 424.3074 | 149.9675 | 424.3074 | 149.9675
677.032 | 274.1937 | 4.9112 | 51.9098 | 0 | 1.9112 | 92.0796 | 0 | 0% | 425.0055 | 150.8118 | 425.0055 | 150.8118
677.064 | 274.0423 | 4.911 | 51.8886 | 0 | 2.7259 | 92.0908 | 0 | 0% | 425.6587 | 151.6164 | 425.6587 | 151.6164
677.096 | 273.9261 | 4.9109 | 51.874 | 0 | 3.0684 | 92.1021 | 0 | 0% | 425.8814 | 151.9554 | 425.8814 | 151.9554
677.128 | 273.8901 | 4.9108 | 51.8745 | 0 | 2.7259 | 92.1133 | 0 | 0% | 425.5146 | 151.6246 | 425.5146 | 151.6246
677.16 | 273.9642 | 4.9107 | 51.896 | 0 | 1.9112 | 92.1244 | 0 | 0% | 424.8066 | 150.8423 | 424.8066 | 150.8423
677.192 | 274.1551 | 4.9106 | 51.9396 | 0 | 1.0575 | 92.1354 | 0 | 0% | 424.1982 | 150.0431 | 424.1982 | 150.0431
677.224 | 274.45 | 4.9104 | 52.003 | 0 | 0.46183 | 92.1462 | 0 | 0% | 423.9715 | 149.5215 | 423.9715 | 149.5215
677.256 | 274.8224 | 4.9103 | 52.0812 | 0 | 0.15917 | 92.1568 | 0 | 0% | 424.1299 | 149.3075 | 424.1299 | 149.3075
677.288 | 275.232 | 4.9101 | 52.1664 | 0 | 0.043296 | 92.1673 | 0 | 0% | 424.5191 | 149.2872 | 424.5191 | 149.2872
677.32 | 275.6276 | 4.91 | 52.249 | 0 | 0.0092944 | 92.1777 | 0 | 0% | 424.9737 | 149.346 | 424.9737 | 149.346
677.352 | 275.9623 | 4.9098 | 52.3201 | 0 | 0.0015747 | 92.1881 | 0 | 0% | 425.3818 | 149.4196 | 425.3818 | 149.4196
677.384 | 276.2119 | 4.9096 | 52.3751 | 0 | 0.00021055 | 92.1985 | 0 | 0% | 425.6953 | 149.4834 | 425.6953 | 149.4834
677.416 | 276.3836 | 4.9095 | 52.4153 | 0 | 2.2219e-05 | 92.209 | 0 | 0% | 425.9174 | 149.5338 | 425.9174 | 149.5338
677.448 | 276.5057 | 4.9093 | 52.446 | 0 | 0 | 92.2198 | 0 | 0% | 426.0809 | 149.5752 | 426.0809 | 149.5752
677.48 | 276.6104 | 4.9092 | 52.4734 | 0 | 3.7375e-13 | 92.2308 | 0 | 0% | 426.2239 | 149.6135 | 426.2239 | 149.6135
677.512 | 276.7237 | 4.9091 | 52.5024 | 0 | 0 | 92.242 | 0 | 0% | 426.3771 | 149.6535 | 426.3771 | 149.6535
677.544 | 276.8641 | 4.909 | 52.5365 | 0 | 1.2046e-12 | 92.2532 | 0 | 0% | 426.5628 | 149.6987 | 426.5628 | 149.6987
677.576 | 277.0425 | 4.9089 | 52.5779 | 0 | 0 | 92.2643 | 0 | 0% | 426.7936 | 149.7511 | 426.7936 | 149.7511
677.608 | 277.2581 | 4.9087 | 52.6264 | 0 | 2.6888e-13 | 92.2754 | 0 | 0% | 427.0686 | 149.8105 | 427.0686 | 149.8105
677.64 | 277.4963 | 4.9086 | 52.6791 | 0 | 0 | 92.2863 | 0 | 0% | 427.3703 | 149.8741 | 427.3703 | 149.8741
677.672 | 277.7334 | 4.9085 | 52.7318 | 0 | 1.2906e-13 | 92.2971 | 0 | 0% | 427.6708 | 149.9374 | 427.6708 | 149.9374
677.704 | 277.9469 | 4.9083 | 52.78 | 0 | 0 | 92.3078 | 0 | 0% | 427.943 | 149.9961 | 427.943 | 149.9961
677.736 | 278.1205 | 4.9082 | 52.8207 | 0 | 0 | 92.3184 | 0 | 0% | 428.1677 | 150.0472 | 428.1677 | 150.0472
677.768 | 278.2442 | 4.908 | 52.8519 | 0 | 0 | 92.3289 | 0 | 0% | 428.333 | 150.0888 | 428.333 | 150.0888
677.8 | 278.314 | 4.9079 | 52.8729 | 0 | 0 | 92.3393 | 0 | 0% | 428.434 | 150.1201 | 428.434 | 150.1201
677.832 | 278.3333 | 4.9077 | 52.8843 | 0 | 5.3877e-13 | 92.3498 | 0 | 0% | 428.4751 | 150.1418 | 428.4751 | 150.1418
677.864 | 278.3155 | 4.9075 | 52.8886 | 0 | 8.4278e-13 | 92.3603 | 0 | 0% | 428.472 | 150.1565 | 428.472 | 150.1565
677.896 | 278.2792 | 4.9074 | 52.8894 | 0 | 6.8788e-13 | 92.3711 | 0 | 0% | 428.4471 | 150.1679 | 428.4471 | 150.1679
677.928 | 278.2399 | 4.9073 | 52.8896 | 0 | 2.1646e-13 | 92.382 | 0 | 0% | 428.4187 | 150.1788 | 428.4187 | 150.1788
677.96 | 278.2027 | 4.9072 | 52.8901 | 0 | 6.8717e-13 | 92.3931 | 0 | 0% | 428.393 | 150.1903 | 428.393 | 150.1903
677.992 | 278.1616 | 4.907 | 52.8898 | 0 | 1.0049e-12 | 92.4043 | 0 | 0% | 428.3627 | 150.2011 | 428.3627 | 150.2011
678.024 | 278.1024 | 4.9069 | 52.8861 | 0 | 9.1576e-14 | 92.4153 | 0 | 0% | 428.3108 | 150.2084 | 428.3108 | 150.2084
678.056 | 278.0059 | 4.9068 | 52.8753 | 0 | 0 | 92.4263 | 0 | 0% | 428.2143 | 150.2085 | 428.2143 | 150.2085
678.088 | 277.85 | 4.9067 | 52.8533 | 0 | 0 | 92.4372 | 0 | 0% | 428.0471 | 150.1972 | 428.0471 | 150.1972
678.12 | 277.6156 | 4.9065 | 52.8163 | 0 | 0 | 92.448 | 0 | 0% | 427.7865 | 150.1709 | 427.7865 | 150.1709
678.152 | 277.2955 | 4.9064 | 52.7631 | 0 | 3.1119e-13 | 92.4588 | 0 | 0% | 427.4237 | 150.1282 | 427.4237 | 150.1282
678.184 | 276.9012 | 4.9062 | 52.6958 | 0 | 0 | 92.4694 | 0 | 0% | 426.9726 | 150.0714 | 426.9726 | 150.0714
678.216 | 276.461 | 4.9061 | 52.6197 | 0 | 0 | 92.48 | 0 | 0% | 426.4667 | 150.0057 | 426.4667 | 150.0057
678.248 | 276.0076 | 4.9059 | 52.5411 | 0 | 9.243e-05 | 92.4904 | 0 | 0% | 425.9452 | 149.9375 | 425.9452 | 149.9375
678.28 | 275.5671 | 4.9057 | 52.465 | 0 | 0.00095072 | 92.5008 | 0 | 0% | 425.4396 | 149.8725 | 425.4396 | 149.8725
678.312 | 275.155 | 4.9056 | 52.3942 | 0 | 0.0072597 | 92.5112 | 0 | 0% | 424.9732 | 149.8182 | 424.9732 | 149.8182
678.344 | 274.778 | 4.9054 | 52.33 | 0 | 0.043967 | 92.5218 | 0 | 0% | 424.5792 | 149.8012 | 424.5792 | 149.8012
678.376 | 274.4346 | 4.9053 | 52.2722 | 0 | 0.21141 | 92.5325 | 0 | 0% | 424.356 | 149.9214 | 424.356 | 149.9214
678.408 | 274.1135 | 4.9051 | 52.2186 | 0 | 0.80795 | 92.5433 | 0 | 0% | 424.5885 | 150.475 | 424.5885 | 150.475
678.44 | 273.7944 | 4.905 | 52.1653 | 0 | 2.4572 | 92.5542 | 0 | 0% | 425.8761 | 152.0817 | 425.8761 | 152.0817
678.472 | 273.4555 | 4.9049 | 52.1082 | 0 | 5.9546 | 92.565 | 0 | 0% | 428.9882 | 155.5327 | 428.9882 | 155.5327
678.504 | 273.0845 | 4.9047 | 52.045 | 0 | 11.5119 | 92.5758 | 0 | 0% | 434.1219 | 161.0374 | 434.1219 | 161.0374
678.536 | 272.6859 | 4.9046 | 51.9766 | 0 | 17.7759 | 92.5866 | 0 | 0% | 439.9295 | 167.2436 | 439.9295 | 167.2436
678.568 | 272.282 | 4.9045 | 51.9071 | 0 | 21.9443 | 92.5974 | 0 | 0% | 443.6352 | 171.3533 | 443.6352 | 171.3533
678.6 | 271.9074 | 4.9043 | 51.8432 | 0 | 21.6729 | 92.6082 | 0 | 0% | 442.9362 | 171.0287 | 442.9362 | 171.0287
678.632 | 271.6023 | 4.9042 | 51.7926 | 0 | 17.1304 | 92.619 | 0 | 0% | 438.0485 | 166.4462 | 438.0485 | 166.4462
678.664 | 271.4033 | 4.904 | 51.7623 | 0 | 10.8357 | 92.6297 | 0 | 0% | 431.5349 | 160.1316 | 431.5349 | 160.1316
678.696 | 271.3337 | 4.9039 | 51.7566 | 0 | 5.4838 | 92.6402 | 0 | 0% | 426.1183 | 154.7846 | 426.1183 | 154.7846
678.728 | 271.3955 | 4.9037 | 51.776 | 0 | 2.2269 | 92.6507 | 0 | 0% | 422.9529 | 151.5574 | 422.9529 | 151.5574
678.76 | 271.5663 | 4.9036 | 51.8163 | 0 | 0.77242 | 92.6612 | 0 | 0% | 421.7197 | 150.1534 | 421.7197 | 150.1534
678.792 | 271.805 | 4.9034 | 51.8695 | 0 | 0.44958 | 92.6716 | 0 | 0% | 421.6991 | 149.8941 | 421.6991 | 149.8941
678.824 | 272.0631 | 4.9032 | 51.9264 | 0 | 1.0299 | 92.6821 | 0 | 0% | 422.6047 | 150.5416 | 422.6047 | 150.5416
678.856 | 272.296 | 4.9031 | 51.9785 | 0 | 2.9653 | 92.6925 | 0 | 0% | 424.8354 | 152.5394 | 424.8354 | 152.5394
678.888 | 272.4727 | 4.9029 | 52.0199 | 0 | 7.0742 | 92.7029 | 0 | 0% | 429.1726 | 156.6999 | 429.1726 | 156.6999
678.92 | 272.5812 | 4.9027 | 52.0483 | 0 | 13.6459 | 92.7132 | 0 | 0% | 435.8913 | 163.3101 | 435.8913 | 163.3101
678.952 | 272.6298 | 4.9026 | 52.0652 | 0 | 21.4381 | 92.7235 | 0 | 0% | 443.7592 | 171.1295 | 443.7592 | 171.1295
678.984 | 272.6409 | 4.9024 | 52.075 | 0 | 27.7016 | 92.734 | 0 | 0% | 450.0539 | 177.413 | 450.0539 | 177.413
679.016 | 272.6392 | 4.9022 | 52.0823 | 0 | 29.701 | 92.7447 | 0 | 0% | 452.0694 | 179.4302 | 452.0694 | 179.4302
679.048 | 272.638 | 4.9021 | 52.0896 | 0 | 26.5554 | 92.7556 | 0 | 0% | 448.9407 | 176.3027 | 448.9407 | 176.3027
679.08 | 272.6315 | 4.902 | 52.0958 | 0 | 19.7857 | 92.7667 | 0 | 0% | 442.1817 | 169.5502 | 442.1817 | 169.5502
679.112 | 272.5958 | 4.9019 | 52.0965 | 0 | 12.2103 | 92.7779 | 0 | 0% | 434.5823 | 161.9865 | 434.5823 | 161.9865
679.144 | 272.5002 | 4.9018 | 52.0857 | 0 | 6.1836 | 92.789 | 0 | 0% | 428.4603 | 155.9601 | 428.4603 | 155.9601
679.176 | 272.3215 | 4.9016 | 52.059 | 0 | 2.5446 | 92.8001 | 0 | 0% | 424.6268 | 152.3053 | 424.6268 | 152.3053
679.208 | 272.0529 | 4.9015 | 52.0151 | 0 | 0.84357 | 92.811 | 0 | 0% | 422.6241 | 150.5712 | 422.6241 | 150.5712
679.24 | 271.7042 | 4.9014 | 51.956 | 0 | 0.22379 | 92.8218 | 0 | 0% | 421.6072 | 149.903 | 421.6072 | 149.903
679.272 | 271.2966 | 4.9012 | 51.8856 | 0 | 0.047284 | 92.8325 | 0 | 0% | 420.9633 | 149.6667 | 420.9633 | 149.6667
679.304 | 270.8573 | 4.9011 | 51.8092 | 0 | 0.0079309 | 92.8432 | 0 | 0% | 420.4187 | 149.5614 | 420.4187 | 149.5614
679.336 | 270.4147 | 4.9009 | 51.7321 | 0 | 0.0010428 | 92.8537 | 0 | 0% | 419.9025 | 149.4878 | 419.9025 | 149.4878
679.368 | 269.9922 | 4.9008 | 51.6589 | 0 | 0.00011004 | 92.8642 | 0 | 0% | 419.4163 | 149.424 | 419.4163 | 149.424
679.4 | 269.6029 | 4.9006 | 51.5921 | 0 | 0 | 92.8747 | 0 | 0% | 418.9702 | 149.3673 | 418.9702 | 149.3673
679.432 | 269.2471 | 4.9004 | 51.5316 | 0 | 0 | 92.8851 | 0 | 0% | 418.5642 | 149.3171 | 418.5642 | 149.3171
679.464 | 268.9182 | 4.9003 | 51.4762 | 0 | 3.6568e-13 | 92.8956 | 0 | 0% | 418.1903 | 149.2721 | 418.1903 | 149.2721
679.496 | 268.6108 | 4.9001 | 51.4248 | 0 | 0 | 92.9062 | 0 | 0% | 417.842 | 149.2311 | 417.842 | 149.2311
679.528 | 268.3247 | 4.9 | 51.3775 | 0 | 4.3021e-13 | 92.9169 | 0 | 0% | 417.519 | 149.1944 | 417.519 | 149.1944
679.56 | 268.0632 | 4.8998 | 51.3349 | 0 | 0 | 92.9277 | 0 | 0% | 417.2256 | 149.1624 | 417.2256 | 149.1624
679.592 | 267.8304 | 4.8997 | 51.2977 | 0 | 0 | 92.9386 | 0 | 0% | 416.9664 | 149.136 | 416.9664 | 149.136
679.624 | 267.6297 | 4.8996 | 51.2667 | 0 | 0 | 92.9494 | 0 | 0% | 416.7454 | 149.1157 | 416.7454 | 149.1157
679.656 | 267.4632 | 4.8994 | 51.2422 | 0 | 0 | 92.9603 | 0 | 0% | 416.5651 | 149.1019 | 416.5651 | 149.1019
679.688 | 267.3305 | 4.8993 | 51.2242 | 0 | 0 | 92.971 | 0 | 0% | 416.425 | 149.0945 | 416.425 | 149.0945
679.72 | 267.2283 | 4.8991 | 51.2122 | 0 | 0 | 92.9814 | 0 | 0% | 416.321 | 149.0927 | 416.321 | 149.0927
679.752 | 267.1521 | 4.8989 | 51.2051 | 0 | 0 | 92.9915 | 0 | 0% | 416.2476 | 149.0956 | 416.2476 | 149.0956
679.784 | 267.0975 | 4.8987 | 51.2023 | 0 | 0 | 93.0013 | 0 | 0% | 416.1998 | 149.1023 | 416.1998 | 149.1023
679.816 | 267.0613 | 4.8985 | 51.203 | 0 | 0 | 93.0108 | 0 | 0% | 416.1736 | 149.1123 | 416.1736 | 149.1123
679.848 | 267.0415 | 4.8983 | 51.2069 | 0 | 0 | 93.0205 | 0 | 0% | 416.1672 | 149.1257 | 416.1672 | 149.1257
679.88 | 267.0406 | 4.8981 | 51.2143 | 0 | 0 | 93.0308 | 0 | 0% | 416.1839 | 149.1433 | 416.1839 | 149.1433
679.912 | 267.0682 | 4.898 | 51.2271 | 0 | 0 | 93.0418 | 0 | 0% | 416.2352 | 149.167 | 416.2352 | 149.167
679.944 | 267.1397 | 4.8979 | 51.2483 | 0 | 0 | 93.0533 | 0 | 0% | 416.3392 | 149.1995 | 416.3392 | 149.1995
679.976 | 267.2685 | 4.8979 | 51.2805 | 0 | 0 | 93.0648 | 0 | 0% | 416.5116 | 149.2431 | 416.5116 | 149.2431
680.008 | 267.4579 | 4.8978 | 51.3243 | 0 | 0 | 93.0759 | 0 | 0% | 416.7559 | 149.2981 | 416.7559 | 149.2981
680.04 | 267.6985 | 4.8978 | 51.3781 | 0 | 7.0519e-13 | 93.0865 | 0 | 0% | 417.0609 | 149.3624 | 417.0609 | 149.3624
680.072 | 267.9718 | 4.8977 | 51.4382 | 0 | 0 | 93.0966 | 0 | 0% | 417.4043 | 149.4325 | 417.4043 | 149.4325
680.104 | 268.2535 | 4.8976 | 51.5 | 0 | 5.8784e-13 | 93.1064 | 0 | 0% | 417.7575 | 149.504 | 417.7575 | 149.504
680.136 | 268.5176 | 4.8975 | 51.5583 | 0 | 7.6665e-13 | 93.1163 | 0 | 0% | 418.0898 | 149.5722 | 418.0898 | 149.5722
680.168 | 268.7417 | 4.8975 | 51.6089 | 0 | 6.148e-05 | 93.1266 | 0 | 0% | 418.3748 | 149.6331 | 418.3748 | 149.6331
680.2 | 268.9152 | 4.8975 | 51.6497 | 0 | 0.00058275 | 93.1375 | 0 | 0% | 418.6006 | 149.6854 | 418.6006 | 149.6854
680.232 | 269.0452 | 4.8976 | 51.6821 | 0 | 0.0043586 | 93.149 | 0 | 0% | 418.7783 | 149.733 | 418.7783 | 149.733
680.264 | 269.1543 | 4.8976 | 51.7105 | 0 | 0.025729 | 93.1606 | 0 | 0% | 418.9487 | 149.7944 | 418.9487 | 149.7944
680.296 | 269.2696 | 4.8976 | 51.74 | 0 | 0.11986 | 93.1721 | 0 | 0% | 419.1992 | 149.9296 | 419.1992 | 149.9296
680.328 | 269.411 | 4.8977 | 51.7747 | 0 | 0.44073 | 93.1832 | 0 | 0% | 419.7073 | 150.2963 | 419.7073 | 150.2963
680.36 | 269.5818 | 4.8977 | 51.815 | 0 | 1.279 | 93.1941 | 0 | 0% | 420.7675 | 151.1858 | 420.7675 | 151.1858
680.392 | 269.7627 | 4.8976 | 51.8574 | 0 | 2.9294 | 93.2046 | 0 | 0% | 422.6517 | 152.8891 | 422.6517 | 152.8891
680.424 | 269.9111 | 4.8976 | 51.8936 | 0 | 5.2957 | 93.2148 | 0 | 0% | 425.2128 | 155.3017 | 425.2128 | 155.3017
680.456 | 269.97 | 4.8975 | 51.9127 | 0 | 7.556 | 93.2246 | 0 | 0% | 427.5607 | 157.5907 | 427.5607 | 157.5907
680.488 | 269.8904 | 4.8974 | 51.9052 | 0 | 8.5094 | 93.234 | 0 | 0% | 428.4364 | 158.5459 | 428.4364 | 158.5459
680.52 | 269.6569 | 4.8973 | 51.8681 | 0 | 7.5641 | 93.2433 | 0 | 0% | 427.2296 | 157.5727 | 427.2296 | 157.5727
680.552 | 269.2964 | 4.8973 | 51.8065 | 0 | 5.3074 | 93.253 | 0 | 0% | 424.5605 | 155.2641 | 424.5605 | 155.2641
680.584 | 268.865 | 4.8972 | 51.7312 | 0 | 2.9396 | 93.2634 | 0 | 0% | 421.6964 | 152.8314 | 421.6964 | 152.8314
680.616 | 268.4248 | 4.8973 | 51.654 | 0 | 1.2853 | 93.2746 | 0 | 0% | 419.5359 | 151.1112 | 419.5359 | 151.1112
680.648 | 268.03 | 4.8973 | 51.5856 | 0 | 0.44366 | 93.286 | 0 | 0% | 418.2426 | 150.2126 | 418.2426 | 150.2126
680.68 | 267.7235 | 4.8973 | 51.5342 | 0 | 0.12091 | 93.2974 | 0 | 0% | 417.5733 | 149.8498 | 417.5733 | 149.8498
680.712 | 267.5317 | 4.8973 | 51.5048 | 0 | 0.02602 | 93.3082 | 0 | 0% | 417.2681 | 149.7364 | 417.2681 | 149.7364
680.744 | 267.4536 | 4.8973 | 51.4975 | 0 | 0.0044222 | 93.3184 | 0 | 0% | 417.1712 | 149.7176 | 417.1712 | 149.7176
680.776 | 267.4561 | 4.8972 | 51.5057 | 0 | 0.00059361 | 93.3281 | 0 | 0% | 417.1876 | 149.7316 | 417.1876 | 149.7316
680.808 | 267.4861 | 4.8971 | 51.5192 | 0 | 6.2953e-05 | 93.3375 | 0 | 0% | 417.2399 | 149.7539 | 417.2399 | 149.7539
680.84 | 267.4953 | 4.8971 | 51.5286 | 0 | 1.5541e-07 | 93.3473 | 0 | 0% | 417.2682 | 149.773 | 417.2682 | 149.773
680.872 | 267.4596 | 4.8971 | 51.5293 | 0 | 2.0864e-12 | 93.3581 | 0 | 0% | 417.2441 | 149.7844 | 417.2441 | 149.7844
680.904 | 267.3837 | 4.8971 | 51.522 | 0 | 0 | 93.3699 | 0 | 0% | 417.1727 | 149.789 | 417.1727 | 149.789
680.936 | 267.2953 | 4.8972 | 51.5123 | 0 | 0 | 93.3822 | 0 | 0% | 417.0869 | 149.7916 | 417.0869 | 149.7916
680.968 | 267.2424 | 4.8973 | 51.5094 | 0 | 0 | 93.3942 | 0 | 0% | 417.0433 | 149.8009 | 417.0433 | 149.8009
681 | 267.2863 | 4.8974 | 51.5253 | 0 | 3.4952e-13 | 93.4058 | 0 | 0% | 417.1148 | 149.8285 | 417.1148 | 149.8285
681.032 | 267.4849 | 4.8974 | 51.5711 | 0 | 2.7768e-13 | 93.4169 | 0 | 0% | 417.3702 | 149.8854 | 417.3702 | 149.8854
681.064 | 267.8669 | 4.8974 | 51.6523 | 0 | 0 | 93.4277 | 0 | 0% | 417.8443 | 149.9774 | 417.8443 | 149.9774
681.096 | 268.4174 | 4.8974 | 51.7661 | 0 | 0 | 93.4384 | 0 | 0% | 418.5192 | 150.1018 | 418.5192 | 150.1018
681.128 | 269.0819 | 4.8973 | 51.9019 | 0 | 3.4376e-13 | 93.4489 | 0 | 0% | 419.33 | 150.2481 | 419.33 | 150.2481
681.16 | 269.7838 | 4.8973 | 52.045 | 0 | 0 | 93.4593 | 0 | 0% | 420.1855 | 150.4016 | 420.1855 | 150.4016
681.192 | 270.4397 | 4.8973 | 52.1793 | 0 | 0 | 93.4696 | 0 | 0% | 420.9858 | 150.5461 | 420.9858 | 150.5461
681.224 | 270.9686 | 4.8972 | 52.2891 | 0 | 0 | 93.4798 | 0 | 0% | 421.6348 | 150.6662 | 421.6348 | 150.6662
681.256 | 271.3079 | 4.8972 | 52.3624 | 0 | 7.4247e-13 | 93.4901 | 0 | 0% | 422.0576 | 150.7497 | 422.0576 | 150.7497
681.288 | 271.4349 | 4.8972 | 52.3946 | 0 | 0 | 93.5006 | 0 | 0% | 422.2273 | 150.7924 | 422.2273 | 150.7924
681.32 | 271.382 | 4.8972 | 52.3922 | 0 | 4.3914e-13 | 93.5112 | 0 | 0% | 422.1826 | 150.8005 | 422.1826 | 150.8005
681.352 | 271.2245 | 4.8971 | 52.3696 | 0 | 0 | 93.5216 | 0 | 0% | 422.0128 | 150.7883 | 422.0128 | 150.7883
681.384 | 271.0455 | 4.8971 | 52.3428 | 0 | 1.2696e-13 | 93.5319 | 0 | 0% | 421.8173 | 150.7718 | 421.8173 | 150.7718
681.416 | 270.9038 | 4.897 | 52.3233 | 0 | 0 | 93.5417 | 0 | 0% | 421.6659 | 150.7621 | 421.6659 | 150.7621
681.448 | 270.8238 | 4.8969 | 52.3158 | 0 | 0 | 93.551 | 0 | 0% | 421.5875 | 150.7637 | 421.5875 | 150.7637
681.48 | 270.8037 | 4.8968 | 52.3198 | 0 | 0 | 93.5597 | 0 | 0% | 421.5801 | 150.7764 | 421.5801 | 150.7764
681.512 | 270.8266 | 4.8966 | 52.3322 | 0 | 0 | 93.5682 | 0 | 0% | 421.6237 | 150.7971 | 421.6237 | 150.7971
681.544 | 270.8652 | 4.8965 | 52.3476 | 0 | 0 | 93.5774 | 0 | 0% | 421.6867 | 150.8215 | 421.6867 | 150.8215
681.576 | 270.8858 | 4.8965 | 52.3592 | 0 | 0 | 93.5881 | 0 | 0% | 421.7296 | 150.8438 | 421.7296 | 150.8438
681.608 | 270.8576 | 4.8966 | 52.3612 | 0 | 5.3055e-13 | 93.6004 | 0 | 0% | 421.7158 | 150.8582 | 421.7158 | 150.8582
681.64 | 270.765 | 4.8968 | 52.3506 | 0 | 1.3251e-12 | 93.6135 | 0 | 0% | 421.6258 | 150.8608 | 421.6258 | 150.8608
681.672 | 270.6137 | 4.8969 | 52.3287 | 0 | 1.1319e-12 | 93.6262 | 0 | 0% | 421.4655 | 150.8518 | 421.4655 | 150.8518
681.704 | 270.4254 | 4.897 | 52.2998 | 0 | 0 | 93.638 | 0 | 0% | 421.2602 | 150.8348 | 421.2602 | 150.8348
681.736 | 270.2271 | 4.8969 | 52.2691 | 0 | 9.2469e-05 | 93.6486 | 0 | 0% | 421.0418 | 150.8148 | 421.0418 | 150.8148
681.768 | 270.0415 | 4.8968 | 52.2411 | 0 | 0.00087626 | 93.658 | 0 | 0% | 420.8382 | 150.7968 | 420.8382 | 150.7968
681.8 | 269.8833 | 4.8967 | 52.2185 | 0 | 0.0065534 | 93.6664 | 0 | 0% | 420.6715 | 150.7881 | 420.6715 | 150.7881
681.832 | 269.7581 | 4.8965 | 52.2023 | 0 | 0.038681 | 93.6745 | 0 | 0% | 420.5701 | 150.812 | 420.5701 | 150.812
681.864 | 269.6623 | 4.8964 | 52.1917 | 0 | 0.18018 | 93.6833 | 0 | 0% | 420.614 | 150.9516 | 420.614 | 150.9516
681.896 | 269.5862 | 4.8963 | 52.1848 | 0 | 0.66243 | 93.6937 | 0 | 0% | 421.0235 | 151.4372 | 421.0235 | 151.4372
681.928 | 269.5167 | 4.8964 | 52.1789 | 0 | 1.922 | 93.7057 | 0 | 0% | 422.2198 | 152.7031 | 422.2198 | 152.7031
681.96 | 269.4412 | 4.8966 | 52.1718 | 0 | 4.4012 | 93.7186 | 0 | 0% | 424.6292 | 155.1881 | 424.6292 | 155.1881
681.992 | 269.35 | 4.8967 | 52.1616 | 0 | 7.9539 | 93.7312 | 0 | 0% | 428.0934 | 158.7434 | 428.0934 | 158.7434
682.024 | 269.2382 | 4.8967 | 52.1476 | 0 | 11.3445 | 93.7429 | 0 | 0% | 431.3699 | 162.1317 | 431.3699 | 162.1317
682.056 | 269.1047 | 4.8967 | 52.1294 | 0 | 12.7699 | 93.7537 | 0 | 0% | 432.6544 | 163.5498 | 432.6544 | 163.5498
682.088 | 268.9522 | 4.8967 | 52.1077 | 0 | 11.3445 | 93.764 | 0 | 0% | 431.065 | 162.1128 | 431.065 | 162.1128
682.12 | 268.7869 | 4.8966 | 52.0835 | 0 | 7.9539 | 93.774 | 0 | 0% | 427.4949 | 158.708 | 427.4949 | 158.708
682.152 | 268.6165 | 4.8966 | 52.0582 | 0 | 4.4012 | 93.7841 | 0 | 0% | 423.7566 | 155.1401 | 423.7566 | 155.1401
682.184 | 268.4471 | 4.8965 | 52.0332 | 0 | 1.922 | 93.7941 | 0 | 0% | 421.0929 | 152.6458 | 421.0929 | 152.6458
682.216 | 268.2824 | 4.8965 | 52.009 | 0 | 0.66243 | 93.8039 | 0 | 0% | 419.6542 | 151.3718 | 419.6542 | 151.3718
682.248 | 268.125 | 4.8964 | 51.9862 | 0 | 0.18018 | 93.8137 | 0 | 0% | 419.0015 | 150.8765 | 419.0015 | 150.8765
682.28 | 267.9799 | 4.8964 | 51.9657 | 0 | 0.038681 | 93.8239 | 0 | 0% | 418.7045 | 150.7247 | 418.7045 | 150.7247
682.312 | 267.8563 | 4.8964 | 51.9493 | 0 | 0.0065534 | 93.8348 | 0 | 0% | 418.5433 | 150.6871 | 418.5433 | 150.6871
682.344 | 267.767 | 4.8964 | 51.9395 | 0 | 0.00087626 | 93.8462 | 0 | 0% | 418.45 | 150.683 | 418.45 | 150.683
682.376 | 267.7247 | 4.8964 | 51.9389 | 0 | 9.2469e-05 | 93.8575 | 0 | 0% | 418.4176 | 150.6929 | 418.4176 | 150.6929
682.408 | 267.7376 | 4.8964 | 51.949 | 0 | 3.1625e-13 | 93.8681 | 0 | 0% | 418.4512 | 150.7135 | 418.4512 | 150.7135
682.44 | 267.8076 | 4.8963 | 51.9704 | 0 | 1.3017e-13 | 93.8777 | 0 | 0% | 418.5521 | 150.7444 | 418.5521 | 150.7444
682.472 | 267.9284 | 4.8962 | 52.0018 | 0 | 4.1833e-13 | 93.8864 | 0 | 0% | 418.7127 | 150.7843 | 418.7127 | 150.7843
682.504 | 268.0837 | 4.896 | 52.0399 | 0 | 5.8453e-13 | 93.8947 | 0 | 0% | 418.9144 | 150.8307 | 418.9144 | 150.8307
682.536 | 268.246 | 4.8959 | 52.0795 | 0 | 1.2989e-12 | 93.903 | 0 | 0% | 419.1243 | 150.8783 | 419.1243 | 150.8783
682.568 | 268.3766 | 4.8957 | 52.1128 | 0 | 0 | 93.9114 | 0 | 0% | 419.2965 | 150.9199 | 419.2965 | 150.9199
682.6 | 268.4336 | 4.8956 | 52.1319 | 0 | 0.0028538 | 93.92 | 0 | 0% | 419.384 | 150.9504 | 419.384 | 150.9504
682.632 | 268.383 | 4.8955 | 52.13 | 0 | 0.027294 | 93.9293 | 0 | 0% | 419.365 | 150.982 | 419.365 | 150.982
682.664 | 268.2082 | 4.8954 | 52.1038 | 0 | 0.20463 | 93.9395 | 0 | 0% | 419.3516 | 151.1434 | 419.3516 | 151.1434
682.696 | 267.9155 | 4.8955 | 52.0546 | 0 | 1.2115 | 93.9509 | 0 | 0% | 420.0279 | 152.1125 | 420.0279 | 152.1125
682.728 | 267.5325 | 4.8956 | 51.9877 | 0 | 5.667 | 93.9633 | 0 | 0% | 424.0461 | 156.5137 | 424.0461 | 156.5137
682.76 | 267.1017 | 4.8957 | 51.9114 | 0 | 20.9449 | 93.9765 | 0 | 0% | 438.8303 | 171.7286 | 438.8303 | 171.7286
682.792 | 266.6689 | 4.8959 | 51.8347 | 0 | 61.2077 | 93.9897 | 0 | 0% | 478.5969 | 211.928 | 478.5969 | 211.928
682.824 | 266.2742 | 4.896 | 51.7655 | 0 | 141.6072 | 94.002 | 0 | 0% | 558.5449 | 292.2706 | 558.5449 | 292.2706
682.856 | 265.949 | 4.896 | 51.7099 | 0 | 260.0828 | 94.0132 | 0 | 0% | 676.6509 | 410.7019 | 676.6509 | 410.7019
682.888 | 265.714 | 4.896 | 51.6719 | 0 | 381.7602 | 94.0239 | 0 | 0% | 798.066 | 532.352 | 798.066 | 532.352
682.92 | 265.5757 | 4.896 | 51.6527 | 0 | 455.4797 | 94.0345 | 0 | 0% | 871.6386 | 606.0629 | 871.6386 | 606.0629
682.952 | 265.5219 | 4.896 | 51.65 | 0 | 461.2244 | 94.0452 | 0 | 0% | 877.3375 | 611.8155 | 877.3375 | 611.8155
682.984 | 265.5255 | 4.8959 | 51.6584 | 0 | 438.2093 | 94.0554 | 0 | 0% | 854.3445 | 588.8191 | 854.3445 | 588.8191
683.016 | 265.5541 | 4.8958 | 51.6718 | 0 | 458.6178 | 94.0648 | 0 | 0% | 874.8043 | 609.2502 | 874.8043 | 609.2502
683.048 | 265.5824 | 4.8957 | 51.6853 | 0 | 574.9111 | 94.0735 | 0 | 0% | 991.1479 | 725.5656 | 991.1479 | 725.5656
683.08 | 265.5984 | 4.8956 | 51.6963 | 0 | 779.4098 | 94.0825 | 0 | 0% | 1195.6826 | 930.0842 | 1195.6826 | 930.0842
683.112 | 265.6044 | 4.8955 | 51.7051 | 0 | 988.7738 | 94.093 | 0 | 0% | 1405.0718 | 1139.4674 | 1405.0718 | 1139.4674
683.144 | 265.6157 | 4.8956 | 51.7147 | 0 | 1077.5835 | 94.1051 | 0 | 0% | 1493.9147 | 1228.299 | 1493.9147 | 1228.299
683.176 | 265.6594 | 4.8958 | 51.7306 | 0 | 969.766 | 94.1182 | 0 | 0% | 1386.1699 | 1120.5105 | 1386.1699 | 1120.5105
683.208 | 265.7694 | 4.8959 | 51.7593 | 0 | 708.8739 | 94.1313 | 0 | 0% | 1125.4299 | 859.6605 | 1125.4299 | 859.6605
683.24 | 265.9747 | 4.896 | 51.8067 | 0 | 420.0933 | 94.1438 | 0 | 0% | 836.9144 | 570.9398 | 836.9144 | 570.9398
683.272 | 266.2877 | 4.8961 | 51.8751 | 0 | 206.7099 | 94.1554 | 0 | 0% | 623.9243 | 357.6366 | 623.9243 | 357.6366
683.304 | 266.7011 | 4.8961 | 51.9633 | 0 | 95.1429 | 94.1664 | 0 | 0% | 512.8698 | 246.1687 | 512.8698 | 246.1687
683.336 | 267.1911 | 4.8961 | 52.0665 | 0 | 59.1345 | 94.1768 | 0 | 0% | 477.4649 | 210.2739 | 477.4649 | 210.2739
683.368 | 267.7219 | 4.896 | 52.1778 | 0 | 65.1946 | 94.1864 | 0 | 0% | 484.1767 | 216.4547 | 484.1767 | 216.4547
683.4 | 268.248 | 4.8958 | 52.2883 | 0 | 92.9595 | 94.195 | 0 | 0% | 512.5867 | 244.3387 | 512.5867 | 244.3387
683.432 | 268.7193 | 4.8957 | 52.3883 | 0 | 135.9311 | 94.203 | 0 | 0% | 556.1374 | 287.4181 | 556.1374 | 287.4181
683.464 | 269.0943 | 4.8955 | 52.4696 | 0 | 205.3931 | 94.211 | 0 | 0% | 626.0634 | 356.9691 | 626.0634 | 356.9691
683.496 | 269.3528 | 4.8954 | 52.528 | 0 | 335.4714 | 94.2201 | 0 | 0% | 756.4677 | 487.1149 | 756.4677 | 487.1149
683.528 | 269.501 | 4.8953 | 52.5647 | 0 | 559.493 | 94.2308 | 0 | 0% | 980.6849 | 711.1839 | 980.6849 | 711.1839
683.56 | 269.565 | 4.8954 | 52.5849 | 0 | 851.1957 | 94.2426 | 0 | 0% | 1272.4836 | 1002.9186 | 1272.4836 | 1002.9186
683.592 | 269.5803 | 4.8955 | 52.5956 | 0 | 1093.6062 | 94.2547 | 0 | 0% | 1514.9322 | 1245.3519 | 1514.9322 | 1245.3519
683.624 | 269.5817 | 4.8956 | 52.6035 | 0 | 1146.7949 | 94.2666 | 0 | 0% | 1568.1423 | 1298.5606 | 1568.1423 | 1298.5606
683.656 | 269.5961 | 4.8956 | 52.6141 | 0 | 970.4978 | 94.2783 | 0 | 0% | 1391.8819 | 1122.2858 | 1391.8819 | 1122.2858
683.688 | 269.6376 | 4.8957 | 52.63 | 0 | 663.1333 | 94.2897 | 0 | 0% | 1084.5863 | 814.9487 | 1084.5863 | 814.9487
683.72 | 269.7048 | 4.8957 | 52.6509 | 0 | 370.4738 | 94.301 | 0 | 0% | 792.0262 | 522.3213 | 792.0262 | 522.3213
683.752 | 269.7803 | 4.8957 | 52.6734 | 0 | 175.3659 | 94.312 | 0 | 0% | 597.0273 | 327.247 | 597.0273 | 327.247
683.784 | 269.8338 | 4.8957 | 52.6916 | 0 | 75.9179 | 94.3229 | 0 | 0% | 497.6619 | 227.8281 | 497.6619 | 227.8281
683.816 | 269.8277 | 4.8957 | 52.6982 | 0 | 33.2944 | 94.3336 | 0 | 0% | 455.0496 | 185.2219 | 455.0496 | 185.2219
683.848 | 269.7219 | 4.8957 | 52.6853 | 0 | 15.3057 | 94.3441 | 0 | 0% | 436.9526 | 167.2308 | 436.9526 | 167.2308
683.88 | 269.4775 | 4.8956 | 52.6454 | 0 | 6.8193 | 94.3541 | 0 | 0% | 428.1919 | 158.7144 | 428.1919 | 158.7144
683.912 | 269.065 | 4.8955 | 52.5726 | 0 | 2.6846 | 94.3636 | 0 | 0% | 423.5813 | 154.5164 | 423.5813 | 154.5164
683.944 | 268.4764 | 4.8954 | 52.4655 | 0 | 0.98741 | 94.3728 | 0 | 0% | 421.1975 | 152.7211 | 421.1975 | 152.7211
683.976 | 267.7364 | 4.8953 | 52.3288 | 0 | 0.84334 | 94.3815 | 0 | 0% | 420.1853 | 152.449 | 420.1853 | 152.449
684.008 | 266.8977 | 4.8951 | 52.1729 | 0 | 2.4824 | 94.3897 | 0 | 0% | 420.8378 | 153.9401 | 420.8378 | 153.9401
684.04 | 266.0223 | 4.8949 | 52.0099 | 0 | 7.6662 | 94.3975 | 0 | 0% | 424.9908 | 158.9685 | 424.9908 | 158.9685
684.072 | 265.1607 | 4.8948 | 51.8494 | 0 | 19.2573 | 94.4058 | 0 | 0% | 435.568 | 170.4073 | 435.568 | 170.4073
684.104 | 264.3429 | 4.8947 | 51.6973 | 0 | 38.7497 | 94.4157 | 0 | 0% | 454.1003 | 189.7574 | 454.1003 | 189.7574
684.136 | 263.5827 | 4.8948 | 51.5562 | 0 | 62.5009 | 94.4276 | 0 | 0% | 476.9621 | 213.3794 | 476.9621 | 213.3794
684.168 | 262.8839 | 4.8949 | 51.4269 | 0 | 81.2355 | 94.4407 | 0 | 0% | 494.8819 | 231.998 | 494.8819 | 231.998
684.2 | 262.2454 | 4.895 | 51.3094 | 0 | 87.0499 | 94.4536 | 0 | 0% | 499.9533 | 237.708 | 499.9533 | 237.708
684.232 | 261.664 | 4.8951 | 51.2033 | 0 | 83.9343 | 94.4649 | 0 | 0% | 496.1615 | 234.4975 | 496.1615 | 234.4975
684.264 | 261.1396 | 4.895 | 51.1085 | 0 | 90.5891 | 94.4741 | 0 | 0% | 502.2064 | 241.0667 | 502.2064 | 241.0667
684.296 | 260.6807 | 4.8947 | 51.0267 | 0 | 128.3065 | 94.4816 | 0 | 0% | 539.3902 | 278.7095 | 539.3902 | 278.7095
684.328 | 260.3063 | 4.8945 | 50.9615 | 0 | 199.2146 | 94.4881 | 0 | 0% | 609.865 | 349.5587 | 609.865 | 349.5587
684.36 | 260.0454 | 4.8942 | 50.9186 | 0 | 273.3944 | 94.495 | 0 | 0% | 683.7476 | 423.7022 | 683.7476 | 423.7022
684.392 | 259.9321 | 4.8941 | 50.9042 | 0 | 304.9341 | 94.5037 | 0 | 0% | 715.1683 | 455.2362 | 715.1683 | 455.2362
684.424 | 259.9969 | 4.8941 | 50.9244 | 0 | 270.3122 | 94.5152 | 0 | 0% | 680.6429 | 420.646 | 680.6429 | 420.646
684.456 | 260.2565 | 4.8943 | 50.9825 | 0 | 189.4256 | 94.5292 | 0 | 0% | 600.0882 | 339.8316 | 600.0882 | 339.8316
684.488 | 260.7063 | 4.8946 | 51.0777 | 0 | 104.8038 | 94.544 | 0 | 0% | 516.0264 | 255.3201 | 516.0264 | 255.3201
684.52 | 261.3198 | 4.8948 | 51.2051 | 0 | 45.7669 | 94.5581 | 0 | 0% | 457.7447 | 196.4248 | 457.7447 | 196.4248
684.552 | 262.0591 | 4.8949 | 51.3573 | 0 | 15.7736 | 94.5705 | 0 | 0% | 428.6554 | 166.5963 | 428.6554 | 166.5963
684.584 | 262.8884 | 4.8949 | 51.5275 | 0 | 4.2905 | 94.5813 | 0 | 0% | 418.1825 | 155.2941 | 418.1825 | 155.2941
684.616 | 263.7817 | 4.8948 | 51.7103 | 0 | 0.92105 | 94.5911 | 0 | 0% | 415.8989 | 152.1173 | 415.8989 | 152.1173
684.648 | 264.719 | 4.8947 | 51.9018 | 0 | 0.15605 | 94.6006 | 0 | 0% | 416.2722 | 151.5532 | 416.2722 | 151.5532
684.68 | 265.6795 | 4.8947 | 52.098 | 0 | 0.020865 | 94.6102 | 0 | 0% | 417.3032 | 151.6237 | 417.3032 | 151.6237
684.712 | 266.6394 | 4.8946 | 52.2941 | 0 | 0.0022019 | 94.6201 | 0 | 0% | 418.4504 | 151.811 | 418.4504 | 151.811
684.744 | 267.5767 | 4.8946 | 52.4857 | 0 | 0 | 94.6307 | 0 | 0% | 419.5877 | 152.011 | 419.5877 | 152.011
684.776 | 268.4732 | 4.8946 | 52.6693 | 0 | 0 | 94.6424 | 0 | 0% | 420.6795 | 152.2063 | 420.6795 | 152.2063
684.808 | 269.3108 | 4.8948 | 52.8413 | 0 | 0 | 94.6551 | 0 | 0% | 421.702 | 152.3912 | 421.702 | 152.3912
684.84 | 270.0663 | 4.8949 | 52.9972 | 0 | 0 | 94.6679 | 0 | 0% | 422.6263 | 152.56 | 422.6263 | 152.56
684.872 | 270.71 | 4.8949 | 53.1314 | 0 | 0.00015857 | 94.6795 | 0 | 0% | 423.416 | 152.706 | 423.416 | 152.706
684.904 | 271.2113 | 4.8949 | 53.2378 | 0 | 0.0015026 | 94.6894 | 0 | 0% | 424.0349 | 152.8236 | 424.0349 | 152.8236
684.936 | 271.5456 | 4.8947 | 53.3116 | 0 | 0.011506 | 94.6985 | 0 | 0% | 424.462 | 152.9164 | 424.462 | 152.9164
684.968 | 271.7029 | 4.8946 | 53.3506 | 0 | 0.068871 | 94.7083 | 0 | 0% | 424.7252 | 153.0223 | 424.7252 | 153.0223
685 | 271.6919 | 4.8946 | 53.3563 | 0 | 0.32799 | 94.7195 | 0 | 0% | 424.9904 | 153.2984 | 424.9904 | 153.2984
685.032 | 271.5412 | 4.8946 | 53.3345 | 0 | 1.2481 | 94.732 | 0 | 0% | 425.7503 | 154.2092 | 425.7503 | 154.2092
685.064 | 271.2927 | 4.8946 | 53.2934 | 0 | 3.8185 | 94.7446 | 0 | 0% | 428.0437 | 156.7511 | 428.0437 | 156.7511
685.096 | 270.993 | 4.8945 | 53.2423 | 0 | 9.4686 | 94.7566 | 0 | 0% | 433.355 | 162.3621 | 433.355 | 162.3621
685.128 | 270.6823 | 4.8943 | 53.1892 | 0 | 19.2152 | 94.768 | 0 | 0% | 442.749 | 172.0667 | 442.749 | 172.0667
685.16 | 270.3872 | 4.8942 | 53.139 | 0 | 32.2244 | 94.7791 | 0 | 0% | 455.4239 | 185.0367 | 455.4239 | 185.0367
685.192 | 270.1148 | 4.894 | 53.0933 | 0 | 44.9839 | 94.7902 | 0 | 0% | 467.8763 | 197.7615 | 467.8763 | 197.7615
685.224 | 269.8492 | 4.8939 | 53.0489 | 0 | 52.3929 | 94.8013 | 0 | 0% | 474.9862 | 205.137 | 474.9862 | 205.137
685.256 | 269.552 | 4.8937 | 52.9983 | 0 | 50.7348 | 94.8125 | 0 | 0% | 472.9913 | 203.4393 | 472.9913 | 203.4393
685.288 | 269.172 | 4.8936 | 52.9313 | 0 | 40.5216 | 94.8236 | 0 | 0% | 462.3421 | 193.1701 | 462.3421 | 193.1701
685.32 | 268.6619 | 4.8934 | 52.8388 | 0 | 26.4325 | 94.8344 | 0 | 0% | 447.661 | 178.9991 | 447.661 | 178.9991
685.352 | 267.9965 | 4.8932 | 52.7158 | 0 | 13.9506 | 94.8445 | 0 | 0% | 434.4006 | 166.404 | 434.4006 | 166.404
685.384 | 267.1836 | 4.8929 | 52.5639 | 0 | 5.912 | 94.8534 | 0 | 0% | 425.4057 | 158.2221 | 425.4057 | 158.2221
685.416 | 266.2647 | 4.8925 | 52.3913 | 0 | 2.0004 | 94.8605 | 0 | 0% | 420.4093 | 154.1447 | 420.4093 | 154.1447
685.448 | 265.3088 | 4.8919 | 52.2117 | 0 | 0.53834 | 94.8655 | 0 | 0% | 417.8163 | 152.5075 | 417.8163 | 152.5075
685.48 | 264.401 | 4.8913 | 52.0418 | 0 | 0.11493 | 94.869 | 0 | 0% | 416.318 | 151.9169 | 416.318 | 151.9169
685.512 | 263.6249 | 4.8907 | 51.8976 | 0 | 0.019436 | 94.873 | 0 | 0% | 415.3056 | 151.6807 | 415.3056 | 151.6807
685.544 | 263.04 | 4.8903 | 51.7907 | 0 | 0.0025878 | 94.8803 | 0 | 0% | 414.6038 | 151.5638 | 414.6038 | 151.5638
685.576 | 262.6618 | 4.8902 | 51.7238 | 0 | 0.00027443 | 94.8928 | 0 | 0% | 414.1689 | 151.507 | 414.1689 | 151.507
685.608 | 262.4577 | 4.8904 | 51.6906 | 0 | 6.7746e-07 | 94.9097 | 0 | 0% | 413.9483 | 151.4906 | 413.9483 | 151.4906
685.64 | 262.3643 | 4.8907 | 51.679 | 0 | 0 | 94.928 | 0 | 0% | 413.862 | 151.4977 | 413.862 | 151.4977
685.672 | 262.3167 | 4.8909 | 51.6765 | 0 | 0 | 94.9448 | 0 | 0% | 413.8289 | 151.5123 | 413.8289 | 151.5123
685.704 | 262.2696 | 4.891 | 51.6745 | 0 | 0 | 94.9589 | 0 | 0% | 413.794 | 151.5243 | 413.794 | 151.5243
685.736 | 262.2058 | 4.8908 | 51.6694 | 0 | 0 | 94.9707 | 0 | 0% | 413.7367 | 151.5309 | 413.7367 | 151.5309
685.768 | 262.1349 | 4.8907 | 51.6631 | 0 | 0 | 94.9813 | 0 | 0% | 413.6699 | 151.535 | 413.6699 | 151.535
685.8 | 262.0902 | 4.8905 | 51.662 | 0 | 0 | 94.9917 | 0 | 0% | 413.6344 | 151.5442 | 413.6344 | 151.5442
685.832 | 262.1189 | 4.8903 | 51.6753 | 0 | 0 | 95.0024 | 0 | 0% | 413.6869 | 151.568 | 413.6869 | 151.568
685.864 | 262.2635 | 4.8901 | 51.7116 | 0 | 2.4907e-13 | 95.0133 | 0 | 0% | 413.8785 | 151.6149 | 413.8785 | 151.6149
685.896 | 262.5397 | 4.8899 | 51.7738 | 0 | 0 | 95.0239 | 0 | 0% | 414.2273 | 151.6876 | 414.2273 | 151.6876
685.928 | 262.9216 | 4.8897 | 51.857 | 0 | 3.0888e-15 | 95.0341 | 0 | 0% | 414.7024 | 151.7808 | 414.7024 | 151.7808
685.96 | 263.3466 | 4.8895 | 51.9487 | 0 | 0 | 95.0437 | 0 | 0% | 415.2286 | 151.8819 | 415.2286 | 151.8819
685.992 | 263.7376 | 4.8892 | 52.0338 | 0 | 1.1265e-12 | 95.0532 | 0 | 0% | 415.7138 | 151.9762 | 415.7138 | 151.9762
686.024 | 264.0313 | 4.8889 | 52.0997 | 0 | 1.4079e-12 | 95.0629 | 0 | 0% | 416.0829 | 152.0516 | 416.0829 | 152.0516
686.056 | 264.1997 | 4.8887 | 52.1408 | 0 | 2.5656e-12 | 95.0729 | 0 | 0% | 416.3022 | 152.1025 | 416.3022 | 152.1025
686.088 | 264.2539 | 4.8885 | 52.1595 | 0 | 1.3331e-12 | 95.0831 | 0 | 0% | 416.385 | 152.131 | 416.385 | 152.131
686.12 | 264.2352 | 4.8883 | 52.1637 | 0 | 1.6405e-12 | 95.093 | 0 | 0% | 416.3802 | 152.1449 | 416.3802 | 152.1449
686.152 | 264.1993 | 4.888 | 52.1646 | 0 | 0.0019819 | 95.1023 | 0 | 0% | 416.3562 | 152.1569 | 416.3562 | 152.1569
686.184 | 264.2004 | 4.8877 | 52.173 | 0 | 0.018781 | 95.111 | 0 | 0% | 416.3908 | 152.1904 | 416.3908 | 152.1904
686.216 | 264.2778 | 4.8874 | 52.1964 | 0 | 0.14046 | 95.1196 | 0 | 0% | 416.6216 | 152.3438 | 416.6216 | 152.3438
686.248 | 264.4421 | 4.8871 | 52.2368 | 0 | 0.8291 | 95.129 | 0 | 0% | 417.5242 | 153.0821 | 417.5242 | 153.0821
686.28 | 264.6692 | 4.8869 | 52.2895 | 0 | 3.8788 | 95.1397 | 0 | 0% | 420.864 | 156.1949 | 420.864 | 156.1949
686.312 | 264.9086 | 4.8868 | 52.3446 | 0 | 14.3564 | 95.1509 | 0 | 0% | 431.6472 | 166.7386 | 431.6472 | 166.7386
686.344 | 265.1053 | 4.8866 | 52.3912 | 0 | 42.3747 | 95.1615 | 0 | 0% | 459.9194 | 194.8141 | 459.9194 | 194.8141
686.376 | 265.2223 | 4.8863 | 52.4223 | 0 | 101.2728 | 95.1707 | 0 | 0% | 518.9743 | 253.7521 | 518.9743 | 253.7521
686.408 | 265.2531 | 4.8859 | 52.4366 | 0 | 202.7342 | 95.1781 | 0 | 0% | 620.488 | 355.2348 | 620.488 | 355.2348
686.44 | 265.2248 | 4.8854 | 52.4393 | 0 | 361.5332 | 95.1845 | 0 | 0% | 779.2673 | 514.0424 | 779.2673 | 514.0424
686.472 | 265.1924 | 4.885 | 52.4412 | 0 | 616.7976 | 95.1908 | 0 | 0% | 1034.507 | 769.3146 | 1034.507 | 769.3146
686.504 | 265.2261 | 4.8846 | 52.4562 | 0 | 1028.3892 | 95.1976 | 0 | 0% | 1446.1536 | 1180.9275 | 1446.1536 | 1180.9275
686.536 | 265.3922 | 4.8841 | 52.4973 | 0 | 1589.8734 | 95.2044 | 0 | 0% | 2007.8515 | 1742.4593 | 2007.8515 | 1742.4593
686.568 | 265.7333 | 4.8836 | 52.5733 | 0 | 2121.3175 | 95.2103 | 0 | 0% | 2539.7181 | 2273.9848 | 2539.7181 | 2273.9848
686.6 | 266.2534 | 4.8831 | 52.6849 | 0 | 2329.4183 | 95.215 | 0 | 0% | 2748.4546 | 2482.2012 | 2748.4546 | 2482.2012
686.632 | 266.9125 | 4.8823 | 52.8244 | 0 | 2058.3959 | 95.2169 | 0 | 0% | 2478.232 | 2211.3195 | 2478.232 | 2211.3195
686.664 | 267.6248 | 4.881 | 52.9757 | 0 | 1451.9669 | 95.2097 | 0 | 0% | 1872.6581 | 1605.0333 | 1872.6581 | 1605.0333
686.696 | 268.2304 | 4.8776 | 53.1104 | 0 | 817.2636 | 95.1688 | 0 | 0% | 1238.6508 | 970.4204 | 1238.6508 | 970.4204
686.728 | 268.3682 | 4.8671 | 53.1679 | 0 | 368.8857 | 95.0126 | 0 | 0% | 790.3015 | 521.9333 | 790.3015 | 521.9333
686.76 | 267.2017 | 4.8361 | 53.0112 | 0 | 134.9476 | 94.5213 | 0 | 0% | 554.5179 | 287.3162 | 554.5179 | 287.3162
686.792 | 263.1618 | 4.7581 | 52.3859 | 0 | 40.7653 | 93.2589 | 0 | 0% | 454.3301 | 191.1682 | 454.3301 | 191.1682
686.824 | 254.2433 | 4.5984 | 50.9676 | 0 | 10.6483 | 90.6538 | 0 | 0% | 411.1114 | 156.8681 | 411.1114 | 156.8681
686.856 | 239.2752 | 4.3361 | 48.566 | 0 | 3.349 | 86.3595 | 0 | 0% | 381.8858 | 142.6106 | 381.8858 | 142.6106
686.888 | 219.4011 | 3.9904 | 45.3619 | 0 | 3.7229 | 80.6805 | 0 | 0% | 353.1568 | 133.7556 | 353.1568 | 133.7556
686.92 | 198.0142 | 3.6192 | 41.8951 | 0 | 8.1887 | 74.5578 | 0 | 0% | 326.2749 | 128.2607 | 326.2749 | 128.2607
686.952 | 178.835 | 3.2865 | 38.7576 | 0 | 16.0612 | 69.0312 | 0 | 0% | 305.9716 | 127.1365 | 305.9716 | 127.1365
686.984 | 164.2995 | 3.0347 | 36.3454 | 0 | 25.4083 | 64.8008 | 0 | 0% | 293.8886 | 129.5892 | 293.8886 | 129.5892
687.016 | 155.7347 | 2.8872 | 34.8931 | 0 | 32.1976 | 62.2871 | 0 | 0% | 287.9997 | 132.265 | 287.9997 | 132.265
687.048 | 153.8178 | 2.8567 | 34.5342 | 0 | 32.7604 | 61.7337 | 0 | 0% | 285.7029 | 131.8851 | 285.7029 | 131.8851
687.08 | 157.8581 | 2.9314 | 35.1636 | 0 | 27.2912 | 62.956 | 0 | 0% | 286.2004 | 128.3423 | 286.2004 | 128.3423
687.112 | 165.3215 | 3.0667 | 36.3602 | 0 | 21.0628 | 65.2004 | 0 | 0% | 291.0115 | 125.69 | 291.0115 | 125.69
687.144 | 173.1596 | 3.2089 | 37.6237 | 0 | 23.2731 | 67.5688 | 0 | 0% | 304.8342 | 131.6746 | 304.8342 | 131.6746
687.176 | 179.4218 | 3.3238 | 38.6477 | 0 | 45.4345 | 69.5061 | 0 | 0% | 336.3339 | 156.912 | 336.3339 | 156.912
687.208 | 183.2012 | 3.3951 | 39.294 | 0 | 96.8503 | 70.7544 | 0 | 0% | 393.4951 | 210.2938 | 393.4951 | 210.2938
687.24 | 184.2603 | 3.4179 | 39.5158 | 0 | 173.1647 | 71.2207 | 0 | 0% | 471.5795 | 287.3192 | 471.5795 | 287.3192
687.272 | 183.7961 | 3.413 | 39.4918 | 0 | 246.5971 | 71.2241 | 0 | 0% | 544.5221 | 360.7261 | 544.5221 | 360.7261
687.304 | 184.1359 | 3.4214 | 39.5946 | 0 | 277.518 | 71.4396 | 0 | 0% | 576.1093 | 391.9734 | 576.1093 | 391.9734
687.336 | 186.1471 | 3.4587 | 39.9666 | 0 | 246.5328 | 72.1301 | 0 | 0% | 548.2353 | 362.0882 | 548.2353 | 362.0882
687.368 | 188.0838 | 3.4943 | 40.3197 | 0 | 172.849 | 72.7824 | 0 | 0% | 477.5293 | 289.4454 | 477.5293 | 289.4454
687.4 | 188.2889 | 3.4991 | 40.3741 | 0 | 95.6439 | 72.898 | 0 | 0% | 400.7041 | 212.4152 | 400.7041 | 212.4152
687.432 | 187.8581 | 3.4925 | 40.3043 | 0 | 41.768 | 72.7951 | 0 | 0% | 346.218 | 158.3599 | 346.218 | 158.3599
687.464 | 189.2088 | 3.5174 | 40.5108 | 0 | 14.3955 | 73.1971 | 0 | 0% | 320.8295 | 131.6208 | 320.8295 | 131.6208
687.496 | 192.8291 | 3.5826 | 41.0842 | 0 | 3.9157 | 74.2646 | 0 | 0% | 315.6762 | 122.8471 | 315.6762 | 122.8471
687.528 | 196.8552 | 3.6548 | 41.7256 | 0 | 0.84059 | 75.4527 | 0 | 0% | 318.5289 | 121.6737 | 318.5289 | 121.6737
687.56 | 199.4607 | 3.7015 | 42.1333 | 0 | 0.14241 | 76.2112 | 0 | 0% | 321.6491 | 122.1884 | 321.6491 | 122.1884
687.592 | 200.4948 | 3.7196 | 42.2778 | 0 | 0.019042 | 76.4821 | 0 | 0% | 322.9934 | 122.4986 | 322.9934 | 122.4986
687.624 | 201.0163 | 3.7278 | 42.3356 | 0 | 0.0020095 | 76.5813 | 0 | 0% | 323.663 | 122.6467 | 323.663 | 122.6467
687.656 | 202.1414 | 3.7462 | 42.501 | 0 | 6.8974e-05 | 76.8595 | 0 | 0% | 325.2481 | 123.1068 | 325.2481 | 123.1068
687.688 | 204.3183 | 3.783 | 42.8575 | 0 | 0.00069303 | 77.4694 | 0 | 0% | 328.4289 | 124.1105 | 328.4289 | 124.1105
687.72 | 207.286 | 3.8337 | 43.3632 | 0 | 0.0052618 | 78.3387 | 0 | 0% | 332.8269 | 125.5409 | 332.8269 | 125.5409
687.752 | 210.411 | 3.8874 | 43.9103 | 0 | 0.031646 | 79.2783 | 0 | 0% | 337.5186 | 127.1076 | 337.5186 | 127.1076
687.784 | 212.813 | 3.9286 | 44.3514 | 0 | 0.15089 | 80.03 | 0 | 0% | 341.274 | 128.4609 | 341.274 | 128.4609
687.816 | 213.6993 | 3.9437 | 44.5514 | 0 | 0.57093 | 80.3572 | 0 | 0% | 343.1225 | 129.4232 | 343.1225 | 129.4232
687.848 | 213.3192 | 3.9371 | 44.5386 | 0 | 1.7161 | 80.3165 | 0 | 0% | 343.8275 | 130.5083 | 343.8275 | 130.5083
687.88 | 213.279 | 3.9369 | 44.562 | 0 | 4.1024 | 80.3587 | 0 | 0% | 346.239 | 132.9599 | 346.239 | 132.9599
687.912 | 215.4353 | 3.976 | 44.9194 | 0 | 7.8101 | 81.0206 | 0 | 0% | 353.1613 | 137.726 | 353.1613 | 137.726
687.944 | 220.4624 | 4.0662 | 45.7258 | 0 | 11.8596 | 82.5094 | 0 | 0% | 364.6235 | 144.1611 | 364.6235 | 144.1611
687.976 | 227.0572 | 4.1849 | 46.7786 | 0 | 14.4026 | 84.4608 | 0 | 0% | 376.884 | 149.8269 | 376.884 | 149.8269
688.008 | 232.3042 | 4.2807 | 47.613 | 0 | 14.103 | 86.0382 | 0 | 0% | 384.3391 | 152.0349 | 384.3391 | 152.0349
688.04 | 233.7239 | 4.3101 | 47.8326 | 0 | 11.5329 | 86.5282 | 0 | 0% | 383.9277 | 150.2038 | 383.9277 | 150.2038
688.072 | 231.6308 | 4.2787 | 47.4908 | 0 | 9.1282 | 86.0273 | 0 | 0% | 378.5557 | 146.9249 | 378.5557 | 146.9249
688.104 | 229.0378 | 4.2396 | 47.0736 | 0 | 10.0901 | 85.4114 | 0 | 0% | 375.8525 | 146.8146 | 375.8525 | 146.8146
688.136 | 229.0278 | 4.2471 | 47.0744 | 0 | 18.0605 | 85.5664 | 0 | 0% | 383.9762 | 154.9484 | 383.9762 | 154.9484
688.168 | 232.6299 | 4.319 | 47.6518 | 0 | 38.1962 | 86.7712 | 0 | 0% | 409.5681 | 176.9382 | 409.5681 | 176.9382
688.2 | 238.9297 | 4.4385 | 48.6521 | 0 | 76.9672 | 88.7382 | 0 | 0% | 457.7256 | 218.7959 | 457.7256 | 218.7959
688.232 | 246.1846 | 4.5741 | 49.7951 | 0 | 136.2878 | 90.9509 | 0 | 0% | 527.7926 | 281.608 | 527.7926 | 281.608
688.264 | 252.6686 | 4.6951 | 50.8112 | 0 | 203.7837 | 92.9126 | 0 | 0% | 604.8712 | 352.2026 | 604.8712 | 352.2026
688.296 | 257.2702 | 4.7814 | 51.5303 | 0 | 252.2588 | 94.3127 | 0 | 0% | 660.1534 | 402.8833 | 660.1534 | 402.8833
688.328 | 259.8081 | 4.8303 | 51.9264 | 0 | 257.6409 | 95.1093 | 0 | 0% | 669.315 | 409.5069 | 669.315 | 409.5069
688.36 | 260.7497 | 4.8505 | 52.0729 | 0 | 220.1363 | 95.4453 | 0 | 0% | 633.2546 | 372.5049 | 633.2546 | 372.5049
688.392 | 260.5564 | 4.8506 | 52.0406 | 0 | 163.1766 | 95.459 | 0 | 0% | 576.0831 | 315.5267 | 576.0831 | 315.5267
688.424 | 259.1892 | 4.83 | 51.8215 | 0 | 111.4927 | 95.1405 | 0 | 0% | 522.4739 | 263.2847 | 522.4739 | 263.2847
688.456 | 256.0848 | 4.7787 | 51.3254 | 0 | 74.7307 | 94.3233 | 0 | 0% | 481.2429 | 225.158 | 481.2429 | 225.158
688.488 | 250.7767 | 4.688 | 50.4775 | 0 | 50.0648 | 92.8641 | 0 | 0% | 448.8712 | 198.0944 | 448.8712 | 198.0944
688.52 | 243.996 | 4.5705 | 49.3938 | 0 | 32.4183 | 90.9668 | 0 | 0% | 421.3454 | 177.3494 | 421.3454 | 177.3494
688.552 | 238.1529 | 4.4692 | 48.4591 | 0 | 19.352 | 89.3271 | 0 | 0% | 399.7602 | 161.6073 | 399.7602 | 161.6073
688.584 | 235.9057 | 4.4312 | 48.0995 | 0 | 10.3015 | 88.7177 | 0 | 0% | 387.4556 | 151.5499 | 387.4556 | 151.5499
688.616 | 237.5659 | 4.4618 | 48.3687 | 0 | 4.9481 | 89.2275 | 0 | 0% | 384.5721 | 147.0061 | 384.5721 | 147.0061
688.648 | 240.2234 | 4.5083 | 48.8051 | 0 | 2.7836 | 90.002 | 0 | 0% | 386.3224 | 146.099 | 386.3224 | 146.099
688.68 | 240.0424 | 4.5018 | 48.7954 | 0 | 3.4365 | 89.9148 | 0 | 0% | 386.6908 | 146.6485 | 386.6908 | 146.6485
688.712 | 235.5074 | 4.4154 | 48.0922 | 0 | 6.7982 | 88.5198 | 0 | 0% | 383.3329 | 147.8255 | 383.3329 | 147.8255
688.744 | 228.3402 | 4.2806 | 46.9622 | 0 | 12.4102 | 86.322 | 0 | 0% | 378.3152 | 149.975 | 378.3152 | 149.975
688.776 | 221.5739 | 4.1527 | 45.8833 | 0 | 18.7307 | 84.2159 | 0 | 0% | 374.5565 | 152.9826 | 374.5565 | 152.9826
688.808 | 217.3888 | 4.0715 | 45.2041 | 0 | 23.5483 | 82.8554 | 0 | 0% | 373.068 | 155.6793 | 373.068 | 155.6793
688.84 | 216.9232 | 4.058 | 45.1166 | 0 | 25.4194 | 82.5999 | 0 | 0% | 374.1171 | 157.1939 | 374.1171 | 157.1939
688.872 | 220.8536 | 4.1244 | 45.7446 | 0 | 24.44 | 83.6758 | 0 | 0% | 378.8383 | 157.9847 | 378.8383 | 157.9847
688.904 | 228.5602 | 4.2596 | 46.9982 | 0 | 22.1126 | 85.9128 | 0 | 0% | 387.8434 | 159.2832 | 387.8434 | 159.2832
688.936 | 236.9964 | 4.4087 | 48.3853 | 0 | 22.5831 | 88.4031 | 0 | 0% | 400.7764 | 163.7801 | 400.7764 | 163.7801
688.968 | 241.8123 | 4.4932 | 49.1966 | 0 | 36.3133 | 89.8424 | 0 | 0% | 421.6579 | 179.8456 | 421.6579 | 179.8456
689 | 240.2012 | 4.4627 | 48.9722 | 0 | 82.146 | 89.3843 | 0 | 0% | 465.1665 | 224.9652 | 465.1665 | 224.9652
689.032 | 232.7391 | 4.3271 | 47.8005 | 0 | 178.5311 | 87.1865 | 0 | 0% | 550.5842 | 317.8451 | 550.5842 | 317.8451
689.064 | 222.8139 | 4.1468 | 46.225 | 0 | 319.4398 | 84.2407 | 0 | 0% | 676.8661 | 454.0523 | 676.8661 | 454.0523
689.096 | 214.3985 | 3.993 | 44.8852 | 0 | 454.7528 | 81.7154 | 0 | 0% | 799.7448 | 585.3464 | 799.7448 | 585.3464
689.128 | 210.1735 | 3.9134 | 44.2138 | 0 | 511.7077 | 80.4041 | 0 | 0% | 850.4124 | 640.2389 | 850.4124 | 640.2389
689.16 | 211.3401 | 3.9299 | 44.4063 | 0 | 454.5593 | 80.6681 | 0 | 0% | 794.9036 | 583.5636 | 794.9036 | 583.5636
689.192 | 218.0054 | 4.0445 | 45.4838 | 0 | 318.698 | 82.5512 | 0 | 0% | 668.7828 | 450.7774 | 668.7828 | 450.7774
689.224 | 228.6113 | 4.2299 | 47.1986 | 0 | 176.3473 | 85.6092 | 0 | 0% | 541.9963 | 313.385 | 541.9963 | 313.385
689.256 | 239.5103 | 4.4218 | 48.9627 | 0 | 77.0115 | 88.7808 | 0 | 0% | 458.6871 | 219.1768 | 458.6871 | 219.1768
689.288 | 246.3474 | 4.5431 | 50.0698 | 0 | 26.5426 | 90.7892 | 0 | 0% | 418.292 | 171.9446 | 418.292 | 171.9446
689.32 | 246.3064 | 4.5437 | 50.0613 | 0 | 7.2225 | 90.8035 | 0 | 0% | 398.9375 | 152.631 | 398.9375 | 152.631
689.352 | 239.4088 | 4.4238 | 48.9397 | 0 | 1.5713 | 88.8258 | 0 | 0% | 383.1695 | 143.7607 | 383.1695 | 143.7607
689.384 | 228.4122 | 4.2322 | 47.1528 | 0 | 0.39255 | 85.6625 | 0 | 0% | 365.8523 | 137.4401 | 365.8523 | 137.4401
689.416 | 217.4285 | 4.0414 | 45.368 | 0 | 0.66098 | 82.5158 | 0 | 0% | 350.0146 | 132.5861 | 350.0146 | 132.5861
689.448 | 209.9137 | 3.9125 | 44.1448 | 0 | 2.4 | 80.3926 | 0 | 0% | 340.7636 | 130.8498 | 340.7636 | 130.8498
689.48 | 207.6933 | 3.8775 | 43.7799 | 0 | 7.3036 | 79.8261 | 0 | 0% | 342.4805 | 134.7871 | 342.4805 | 134.7871
689.512 | 211.3781 | 3.9476 | 44.3758 | 0 | 17.7423 | 81.0013 | 0 | 0% | 358.445 | 147.067 | 358.445 | 147.067
689.544 | 220.3751 | 4.1122 | 45.8381 | 0 | 34.396 | 83.7483 | 0 | 0% | 388.4697 | 168.0946 | 388.4697 | 168.0946
689.576 | 232.1871 | 4.3268 | 47.7587 | 0 | 53.2749 | 87.3266 | 0 | 0% | 424.8741 | 192.687 | 424.8741 | 192.687
689.608 | 242.9599 | 4.5229 | 49.5077 | 0 | 65.9865 | 90.5922 | 0 | 0% | 453.5693 | 210.6093 | 453.5693 | 210.6093
689.64 | 249.419 | 4.642 | 50.5521 | 0 | 65.4008 | 92.5768 | 0 | 0% | 462.5907 | 213.1717 | 462.5907 | 213.1717
689.672 | 250.019 | 4.6566 | 50.6414 | 0 | 51.8834 | 92.8238 | 0 | 0% | 450.0241 | 200.0051 | 450.0241 | 200.0051
689.704 | 244.7064 | 4.5654 | 49.7659 | 0 | 32.9422 | 91.3121 | 0 | 0% | 423.2919 | 178.5855 | 423.2919 | 178.5855
689.736 | 234.7623 | 4.3912 | 48.1325 | 0 | 16.7323 | 88.4154 | 0 | 0% | 392.4336 | 157.6713 | 392.4336 | 157.6713
689.768 | 223.0153 | 4.1844 | 46.2031 | 0 | 6.7937 | 84.975 | 0 | 0% | 365.1715 | 142.1562 | 365.1715 | 142.1562
689.8 | 213.0771 | 4.01 | 44.57 | 0 | 2.2028 | 82.0723 | 0 | 0% | 345.9323 | 132.8551 | 345.9323 | 132.8551
689.832 | 207.6906 | 3.917 | 43.683 | 0 | 0.56975 | 80.5266 | 0 | 0% | 336.3869 | 128.6963 | 336.3869 | 128.6963
689.864 | 208.0362 | 3.9263 | 43.7347 | 0 | 0.11741 | 80.6871 | 0 | 0% | 336.5017 | 128.4655 | 336.5017 | 128.4655
689.896 | 214.1236 | 4.0381 | 44.7281 | 0 | 0.019257 | 82.5571 | 0 | 0% | 345.4662 | 131.3426 | 345.4662 | 131.3426
689.928 | 224.6302 | 4.2288 | 46.4498 | 0 | 0.0025112 | 85.7461 | 0 | 0% | 361.0574 | 136.4272 | 361.0574 | 136.4272
689.96 | 236.558 | 4.4444 | 48.4106 | 0 | 0.0043809 | 89.3568 | 0 | 0% | 378.7742 | 142.2162 | 378.7742 | 142.2162
689.992 | 246.3711 | 4.6212 | 50.0289 | 0 | 0.039264 | 92.3236 | 0 | 0% | 393.3841 | 147.0131 | 393.3841 | 147.0131
690.024 | 251.7708 | 4.7179 | 50.9249 | 0 | 0.29365 | 93.9519 | 0 | 0% | 401.6592 | 149.8884 | 401.6592 | 149.8884
690.056 | 252.0415 | 4.7217 | 50.9787 | 0 | 1.7332 | 94.0271 | 0 | 0% | 403.5023 | 151.4607 | 403.5023 | 151.4607
690.088 | 247.2963 | 4.6348 | 50.2078 | 0 | 8.0738 | 92.5857 | 0 | 0% | 402.7985 | 155.5021 | 402.7985 | 155.5021
690.12 | 238.4167 | 4.4734 | 48.7569 | 0 | 29.6825 | 89.8965 | 0 | 0% | 411.226 | 172.8093 | 411.226 | 172.8093
690.152 | 227.6615 | 4.2783 | 46.9982 | 0 | 86.1234 | 86.644 | 0 | 0% | 451.7054 | 224.0439 | 451.7054 | 224.0439
690.184 | 218.2553 | 4.1076 | 45.4622 | 0 | 197.2183 | 83.8022 | 0 | 0% | 548.8456 | 330.5903 | 548.8456 | 330.5903
690.216 | 212.8267 | 4.0087 | 44.5795 | 0 | 356.4502 | 82.1612 | 0 | 0% | 700.0263 | 487.1996 | 700.0263 | 487.1996
690.248 | 212.598 | 4.0037 | 44.5495 | 0 | 508.5601 | 82.086 | 0 | 0% | 851.7973 | 639.1993 | 851.7973 | 639.1993
690.28 | 217.7235 | 4.0952 | 45.3983 | 0 | 573.0553 | 83.6258 | 0 | 0% | 923.8981 | 706.1746 | 923.8981 | 706.1746
690.312 | 227.1642 | 4.2648 | 46.9579 | 0 | 510.8411 | 86.4742 | 0 | 0% | 875.7022 | 648.538 | 875.7022 | 648.538
690.344 | 238.2638 | 4.4647 | 48.7925 | 0 | 362.2709 | 89.8346 | 0 | 0% | 743.6265 | 505.3627 | 743.6265 | 505.3627
690.376 | 247.7682 | 4.6364 | 50.3649 | 0 | 208.2712 | 92.7249 | 0 | 0% | 603.7656 | 355.9974 | 603.7656 | 355.9974
690.408 | 253.6789 | 4.7441 | 51.3443 | 0 | 103.3127 | 94.5422 | 0 | 0% | 507.6221 | 253.9433 | 507.6221 | 253.9433
690.44 | 255.6963 | 4.7825 | 51.6808 | 0 | 52.5683 | 95.1982 | 0 | 0% | 459.9261 | 204.2298 | 459.9261 | 204.2298
690.472 | 254.0994 | 4.7564 | 51.4214 | 0 | 35.4773 | 94.7773 | 0 | 0% | 440.5318 | 186.4324 | 440.5318 | 186.4324
690.504 | 248.937 | 4.6665 | 50.5754 | 0 | 32.2664 | 93.2896 | 0 | 0% | 429.7349 | 180.7979 | 429.7349 | 180.7979
690.536 | 240.6191 | 4.5196 | 49.2116 | 0 | 31.69 | 90.8517 | 0 | 0% | 416.8921 | 176.273 | 416.8921 | 176.273
690.568 | 230.8986 | 4.3472 | 47.6188 | 0 | 28.6127 | 87.9875 | 0 | 0% | 399.4647 | 168.5661 | 399.4647 | 168.5661
690.6 | 222.5233 | 4.1986 | 46.2483 | 0 | 22.0314 | 85.5226 | 0 | 0% | 380.5242 | 158.0009 | 380.5242 | 158.0009
690.632 | 217.7137 | 4.1139 | 45.4636 | 0 | 13.9641 | 84.1239 | 0 | 0% | 365.3791 | 147.6654 | 365.3791 | 147.6654
690.664 | 217.4151 | 4.11 | 45.4187 | 0 | 7.1617 | 84.0737 | 0 | 0% | 358.1793 | 140.7642 | 358.1793 | 140.7642
690.696 | 221.6994 | 4.1885 | 46.1255 | 0 | 2.9465 | 85.3951 | 0 | 0% | 360.3549 | 138.6555 | 360.3549 | 138.6555
690.728 | 229.72 | 4.334 | 47.4462 | 0 | 0.96811 | 87.8363 | 0 | 0% | 370.3046 | 140.5846 | 370.3046 | 140.5846
690.76 | 239.2771 | 4.5068 | 49.0209 | 0 | 0.25335 | 90.7348 | 0 | 0% | 383.7929 | 144.5158 | 383.7929 | 144.5158
690.792 | 247.6284 | 4.6574 | 50.3993 | 0 | 0.052702 | 93.2616 | 0 | 0% | 395.9994 | 148.371 | 395.9994 | 148.371
690.824 | 253.1339 | 4.7561 | 51.3118 | 0 | 0.008707 | 94.9213 | 0 | 0% | 404.1319 | 150.998 | 404.1319 | 150.998
690.856 | 255.7438 | 4.8021 | 51.7502 | 0 | 0.0011408 | 95.7018 | 0 | 0% | 407.9991 | 152.2553 | 407.9991 | 152.2553
690.888 | 256.0165 | 4.8057 | 51.8068 | 0 | 0.00011113 | 95.7761 | 0 | 0% | 408.4053 | 152.3888 | 408.4053 | 152.3888
690.92 | 254.057 | 4.7689 | 51.5004 | 0 | 6.1657e-05 | 95.1806 | 0 | 0% | 405.5069 | 151.4499 | 405.5069 | 151.4499
690.952 | 249.4704 | 4.6846 | 50.7676 | 0 | 0.00058428 | 93.7999 | 0 | 0% | 398.723 | 149.2527 | 398.723 | 149.2527
690.984 | 242.3074 | 4.5538 | 49.6181 | 0 | 0.0043697 | 91.6513 | 0 | 0% | 388.1349 | 145.8275 | 388.1349 | 145.8275
691.016 | 233.9846 | 4.4022 | 48.2836 | 0 | 0.025835 | 89.1618 | 0 | 0% | 375.8581 | 141.8734 | 375.8581 | 141.8734
691.048 | 226.965 | 4.2743 | 47.1654 | 0 | 0.12056 | 87.0707 | 0 | 0% | 365.596 | 138.631 | 365.596 | 138.631
691.08 | 223.3899 | 4.2086 | 46.609 | 0 | 0.44479 | 86.0153 | 0 | 0% | 360.6676 | 137.2777 | 360.6676 | 137.2777
691.112 | 224.1797 | 4.2218 | 46.7574 | 0 | 1.2998 | 86.2611 | 0 | 0% | 362.7198 | 138.5401 | 362.7198 | 138.5401
691.144 | 229.0737 | 4.3093 | 47.5619 | 0 | 3.0245 | 87.723 | 0 | 0% | 371.6925 | 142.6188 | 371.6925 | 142.6188
691.176 | 236.7202 | 4.4469 | 48.8024 | 0 | 5.6628 | 90.0022 | 0 | 0% | 385.6345 | 148.9143 | 385.6345 | 148.9143
691.208 | 244.8508 | 4.5943 | 50.1148 | 0 | 8.822 | 92.4383 | 0 | 0% | 400.8202 | 155.9695 | 400.8202 | 155.9695
691.24 | 251.2715 | 4.7127 | 51.1478 | 0 | 12.6654 | 94.3948 | 0 | 0% | 414.1921 | 162.9206 | 414.1921 | 162.9206
691.272 | 255.0157 | 4.7849 | 51.7459 | 0 | 20.9845 | 95.5941 | 0 | 0% | 428.1251 | 173.1095 | 428.1251 | 173.1095
691.304 | 256.4006 | 4.8168 | 51.96 | 0 | 46.2053 | 96.132 | 0 | 0% | 455.5148 | 199.1142 | 455.5148 | 199.1142
691.336 | 256.0999 | 4.8203 | 51.8991 | 0 | 112.1137 | 96.2031 | 0 | 0% | 521.1361 | 265.0362 | 521.1361 | 265.0362
691.368 | 254.3035 | 4.7981 | 51.5953 | 0 | 242.8527 | 95.8542 | 0 | 0% | 649.4038 | 395.1003 | 649.4038 | 395.1003
691.4 | 250.6436 | 4.7429 | 50.9914 | 0 | 431.0976 | 94.965 | 0 | 0% | 832.4404 | 581.7968 | 832.4404 | 581.7968
691.432 | 244.8737 | 4.6494 | 50.0492 | 0 | 611.0844 | 93.4509 | 0 | 0% | 1004.1075 | 759.2338 | 1004.1075 | 759.2338
691.464 | 237.6921 | 4.5297 | 48.8804 | 0 | 686.3261 | 91.5072 | 0 | 0% | 1068.9355 | 831.2434 | 1068.9355 | 831.2434
691.496 | 230.8035 | 4.4142 | 47.7571 | 0 | 609.2063 | 89.6287 | 0 | 0% | 981.8098 | 751.0063 | 981.8098 | 751.0063
691.528 | 226.0758 | 4.3367 | 46.9781 | 0 | 426.9922 | 88.3642 | 0 | 0% | 792.7471 | 566.6713 | 792.7471 | 566.6713
691.56 | 224.7367 | 4.3197 | 46.7427 | 0 | 236.242 | 88.0846 | 0 | 0% | 600.1258 | 375.3891 | 600.1258 | 375.3891
691.592 | 227.1331 | 4.3698 | 47.1115 | 0 | 103.1629 | 88.9084 | 0 | 0% | 470.6857 | 243.5526 | 470.6857 | 243.5526
691.624 | 232.5627 | 4.4747 | 47.9756 | 0 | 35.5548 | 90.637 | 0 | 0% | 411.2047 | 178.6421 | 411.2047 | 178.6421
691.656 | 239.2403 | 4.6015 | 49.048 | 0 | 9.6711 | 92.7334 | 0 | 0% | 395.2943 | 156.054 | 395.2943 | 156.054
691.688 | 245.0978 | 4.7122 | 49.9936 | 0 | 2.0761 | 94.5667 | 0 | 0% | 396.4464 | 151.3486 | 396.4464 | 151.3486
691.72 | 248.9747 | 4.7853 | 50.6234 | 0 | 0.35174 | 95.7815 | 0 | 0% | 400.5166 | 151.5419 | 400.5166 | 151.5419
691.752 | 250.9623 | 4.8224 | 50.9508 | 0 | 0.047031 | 96.4059 | 0 | 0% | 403.1886 | 152.2262 | 403.1886 | 152.2262
691.784 | 251.7569 | 4.8367 | 51.0877 | 0 | 0.0049631 | 96.6531 | 0 | 0% | 404.3394 | 152.5825 | 404.3394 | 152.5825
691.816 | 251.9045 | 4.8381 | 51.1221 | 0 | 0 | 96.6899 | 0 | 0% | 404.5547 | 152.6502 | 404.5547 | 152.6502
691.848 | 251.474 | 4.8281 | 51.0654 | 0 | 8.6042e-13 | 96.5384 | 0 | 0% | 403.9059 | 152.4319 | 403.9059 | 152.4319
691.88 | 250.0821 | 4.7996 | 50.856 | 0 | 0 | 96.0855 | 0 | 0% | 401.8232 | 151.741 | 401.8232 | 151.741
691.912 | 247.2007 | 4.7431 | 50.409 | 0 | 8.8193e-13 | 95.1747 | 0 | 0% | 397.5274 | 150.3268 | 397.5274 | 150.3268
691.944 | 242.757 | 4.6574 | 49.7134 | 0 | 6.4532e-13 | 93.7857 | 0 | 0% | 390.9136 | 148.1566 | 390.9136 | 148.1566
691.976 | 237.6367 | 4.5587 | 48.9127 | 0 | 3.4417e-13 | 92.1854 | 0 | 0% | 383.2935 | 145.6569 | 383.2935 | 145.6569
692.008 | 233.4384 | 4.4763 | 48.2641 | 0 | 0.00012778 | 90.8551 | 0 | 0% | 377.034 | 143.5956 | 377.034 | 143.5956
692.04 | 231.577 | 4.4361 | 47.9933 | 0 | 0.0012108 | 90.2199 | 0 | 0% | 374.2276 | 142.6506 | 374.2276 | 142.6506
692.072 | 232.6432 | 4.4493 | 48.192 | 0 | 0.0090556 | 90.4551 | 0 | 0% | 375.7486 | 143.1054 | 375.7486 | 143.1054
692.104 | 236.3717 | 4.5109 | 48.8147 | 0 | 0.05345 | 91.4785 | 0 | 0% | 381.2293 | 144.8576 | 381.2293 | 144.8576
692.136 | 241.7562 | 4.6028 | 49.6992 | 0 | 0.24898 | 92.9905 | 0 | 0% | 389.2977 | 147.5415 | 389.2977 | 147.5415
692.168 | 247.2853 | 4.6976 | 50.6041 | 0 | 0.91536 | 94.5476 | 0 | 0% | 398.05 | 150.7647 | 398.05 | 150.7647
692.2 | 251.6084 | 4.7713 | 51.3135 | 0 | 2.6656 | 95.761 | 0 | 0% | 406.1198 | 154.5114 | 406.1198 | 154.5114
692.232 | 254.191 | 4.8152 | 51.7405 | 0 | 6.1738 | 96.4875 | 0 | 0% | 413.4079 | 159.2169 | 413.4079 | 159.2169
692.264 | 255.2957 | 4.8347 | 51.9253 | 0 | 11.6796 | 96.8187 | 0 | 0% | 420.554 | 165.2583 | 420.554 | 165.2583
692.296 | 255.4554 | 4.84 | 51.9519 | 0 | 19.7411 | 96.9186 | 0 | 0% | 428.9071 | 173.4517 | 428.9071 | 173.4517
692.328 | 255.035 | 4.8375 | 51.8791 | 0 | 36.5821 | 96.8911 | 0 | 0% | 445.2248 | 190.1898 | 445.2248 | 190.1898
692.36 | 254.0844 | 4.8273 | 51.7164 | 0 | 85.2949 | 96.7379 | 0 | 0% | 492.6609 | 238.5764 | 492.6609 | 238.5764
692.392 | 252.3644 | 4.8039 | 51.4282 | 0 | 212.9975 | 96.3688 | 0 | 0% | 617.9627 | 365.5983 | 617.9627 | 365.5983
692.424 | 249.5422 | 4.76 | 50.9641 | 0 | 468.7138 | 95.6648 | 0 | 0% | 869.645 | 620.1027 | 869.645 | 620.1027
692.456 | 245.6211 | 4.6948 | 50.3271 | 0 | 839.014 | 94.611 | 0 | 0% | 1234.2679 | 988.6469 | 1234.2679 | 988.6469
692.488 | 241.311 | 4.6207 | 49.6325 | 0 | 1194.8393 | 93.4113 | 0 | 0% | 1583.8147 | 1342.5038 | 1583.8147 | 1342.5038
692.52 | 237.7998 | 4.5592 | 49.0711 | 0 | 1347.2048 | 92.4201 | 0 | 0% | 1731.055 | 1493.2552 | 1731.055 | 1493.2552
692.552 | 236.0261 | 4.5277 | 48.7928 | 0 | 1203.5756 | 91.9224 | 0 | 0% | 1584.8445 | 1348.8185 | 1584.8445 | 1348.8185
692.584 | 236.2965 | 4.5325 | 48.8452 | 0 | 856.3238 | 92.0167 | 0 | 0% | 1238.0147 | 1001.7182 | 1238.0147 | 1001.7182
692.616 | 238.4741 | 4.5716 | 49.2045 | 0 | 491.6581 | 92.6708 | 0 | 0% | 876.5791 | 638.105 | 876.5791 | 638.105
692.648 | 242.0614 | 4.6366 | 49.7893 | 0 | 234.7765 | 93.7452 | 0 | 0% | 625.009 | 382.9476 | 625.009 | 382.9476
692.68 | 246.0949 | 4.7102 | 50.4442 | 0 | 98.7636 | 94.959 | 0 | 0% | 494.972 | 248.877 | 494.972 | 248.877
692.712 | 249.4682 | 4.7721 | 50.9921 | 0 | 39.4718 | 95.983 | 0 | 0% | 440.6872 | 191.219 | 440.6872 | 191.219
692.744 | 251.5622 | 4.8109 | 51.3343 | 0 | 15.8232 | 96.6282 | 0 | 0% | 420.1587 | 168.5965 | 420.1587 | 168.5965
692.776 | 252.4547 | 4.8273 | 51.4842 | 0 | 7.0727 | 96.9106 | 0 | 0% | 412.7495 | 160.2948 | 412.7495 | 160.2948
692.808 | 252.6115 | 4.8296 | 51.5172 | 0 | 5.4636 | 96.9625 | 0 | 0% | 411.3845 | 158.773 | 411.3845 | 158.773
692.84 | 252.5247 | 4.8265 | 51.5135 | 0 | 7.9687 | 96.9259 | 0 | 0% | 413.7593 | 161.2346 | 413.7593 | 161.2346
692.872 | 252.5106 | 4.8236 | 51.5248 | 0 | 12.5746 | 96.8921 | 0 | 0% | 418.3258 | 165.8152 | 418.3258 | 165.8152
692.904 | 252.5841 | 4.8211 | 51.554 | 0 | 17.2965 | 96.8645 | 0 | 0% | 423.1202 | 170.5361 | 423.1202 | 170.5361
692.936 | 252.4118 | 4.8131 | 51.5475 | 0 | 20.7087 | 96.7455 | 0 | 0% | 426.2265 | 173.8147 | 426.2265 | 173.8147
692.968 | 251.4708 | 4.7902 | 51.4202 | 0 | 22.6802 | 96.386 | 0 | 0% | 426.7473 | 175.2765 | 426.7473 | 175.2765
693 | 249.4341 | 4.7472 | 51.1178 | 0 | 23.7648 | 95.6998 | 0 | 0% | 424.7636 | 175.3295 | 424.7636 | 175.3295
693.032 | 246.5447 | 4.6893 | 50.677 | 0 | 23.8472 | 94.7723 | 0 | 0% | 420.5305 | 173.9858 | 420.5305 | 173.9858
693.064 | 243.6107 | 4.6319 | 50.225 | 0 | 22.0819 | 93.8556 | 0 | 0% | 414.4052 | 170.7944 | 414.4052 | 170.7944
693.096 | 241.5874 | 4.5933 | 49.9131 | 0 | 18.1824 | 93.2423 | 0 | 0% | 407.5185 | 165.9311 | 407.5185 | 165.9311
693.128 | 241.1388 | 4.5858 | 49.8466 | 0 | 13.0732 | 93.135 | 0 | 0% | 401.7794 | 160.6405 | 401.7794 | 160.6405
693.16 | 242.4088 | 4.6121 | 50.0483 | 0 | 8.1627 | 93.5763 | 0 | 0% | 398.8082 | 156.3994 | 398.8082 | 156.3994
693.192 | 244.9135 | 4.6631 | 50.4417 | 0 | 4.403 | 94.4172 | 0 | 0% | 398.8384 | 153.9249 | 398.8384 | 153.9249
693.224 | 247.6709 | 4.72 | 50.8718 | 0 | 2.028 | 95.3553 | 0 | 0% | 400.646 | 152.9752 | 400.646 | 152.9752
693.256 | 249.7306 | 4.7648 | 51.189 | 0 | 0.78411 | 96.0954 | 0 | 0% | 402.5638 | 152.8333 | 402.5638 | 152.8333
693.288 | 250.7268 | 4.7898 | 51.337 | 0 | 0.25003 | 96.5163 | 0 | 0% | 403.6199 | 152.8931 | 403.6199 | 152.8931
693.32 | 250.9318 | 4.7997 | 51.3608 | 0 | 0.064799 | 96.6897 | 0 | 0% | 403.8468 | 152.915 | 403.8468 | 152.915
693.352 | 250.8594 | 4.8033 | 51.344 | 0 | 0.013503 | 96.7623 | 0 | 0% | 403.7825 | 152.9231 | 403.7825 | 152.9231
693.384 | 250.8568 | 4.8069 | 51.3428 | 0 | 0.0022399 | 96.8336 | 0 | 0% | 403.8424 | 152.9856 | 403.8424 | 152.9856
693.416 | 250.9424 | 4.8107 | 51.3601 | 0 | 0.00029191 | 96.9079 | 0 | 0% | 404.0214 | 153.079 | 404.0214 | 153.079
693.448 | 250.8766 | 4.8104 | 51.3563 | 0 | 3.0804e-05 | 96.9151 | 0 | 0% | 403.9584 | 153.0818 | 403.9584 | 153.0818
693.48 | 250.3809 | 4.801 | 51.2856 | 0 | 0 | 96.7759 | 0 | 0% | 403.2433 | 152.8624 | 403.2433 | 152.8624
693.512 | 249.3781 | 4.7814 | 51.1345 | 0 | 0 | 96.4727 | 0 | 0% | 401.7667 | 152.3887 | 401.7667 | 152.3887
693.544 | 248.0775 | 4.756 | 50.9364 | 0 | 5.1625e-13 | 96.0736 | 0 | 0% | 399.8435 | 151.766 | 399.8435 | 151.766
693.576 | 246.8334 | 4.7314 | 50.7483 | 0 | 8.6042e-13 | 95.6881 | 0 | 0% | 398.0012 | 151.1679 | 398.0012 | 151.1679
693.608 | 245.9399 | 4.7131 | 50.6174 | 0 | 0 | 95.4047 | 0 | 0% | 396.6751 | 150.7352 | 396.6751 | 150.7352
693.64 | 245.5539 | 4.7039 | 50.5685 | 0 | 0.00011066 | 95.2676 | 0 | 0% | 396.0939 | 150.5401 | 396.0939 | 150.5401
693.672 | 245.7478 | 4.7047 | 50.6134 | 0 | 0.0010486 | 95.294 | 0 | 0% | 396.3609 | 150.6131 | 396.3609 | 150.6131
693.704 | 246.5681 | 4.7162 | 50.7603 | 0 | 0.0078776 | 95.4937 | 0 | 0% | 397.5462 | 150.978 | 397.5462 | 150.978
693.736 | 247.9959 | 4.7379 | 51.0075 | 0 | 0.046658 | 95.8589 | 0 | 0% | 399.6469 | 151.651 | 399.6469 | 151.651
693.768 | 249.8276 | 4.7661 | 51.3226 | 0 | 0.21846 | 96.3297 | 0 | 0% | 402.4646 | 152.6369 | 402.4646 | 152.6369
693.8 | 251.6411 | 4.7933 | 51.6376 | 0 | 0.80996 | 96.7825 | 0 | 0% | 405.6644 | 154.0233 | 405.6644 | 154.0233
693.832 | 252.9585 | 4.8108 | 51.8744 | 0 | 2.3878 | 97.0783 | 0 | 0% | 409.1099 | 156.1514 | 409.1099 | 156.1514
693.864 | 253.4885 | 4.8135 | 51.9851 | 0 | 5.6294 | 97.1352 | 0 | 0% | 413.0516 | 159.5631 | 413.0516 | 159.5631
693.896 | 253.2798 | 4.8027 | 51.9761 | 0 | 10.8132 | 96.9732 | 0 | 0% | 417.845 | 164.5652 | 417.845 | 164.5652
693.928 | 252.7226 | 4.7859 | 51.9094 | 0 | 17.8151 | 96.7148 | 0 | 0% | 423.9478 | 171.2252 | 423.9478 | 171.2252
693.96 | 252.3519 | 4.7734 | 51.8704 | 0 | 28.5133 | 96.5246 | 0 | 0% | 434.0335 | 181.6816 | 434.0335 | 181.6816
693.992 | 252.4897 | 4.7711 | 51.9106 | 0 | 52.267 | 96.5019 | 0 | 0% | 457.9404 | 205.4507 | 457.9404 | 205.4507
694.024 | 252.9821 | 4.7765 | 52.0057 | 0 | 109.6388 | 96.6022 | 0 | 0% | 516.0053 | 263.0233 | 516.0053 | 263.0233
694.056 | 253.2891 | 4.7795 | 52.069 | 0 | 222.7213 | 96.6643 | 0 | 0% | 629.5233 | 376.2341 | 629.5233 | 376.2341
694.088 | 252.875 | 4.7703 | 52.0145 | 0 | 386.2338 | 96.5271 | 0 | 0% | 792.4207 | 539.5457 | 792.4207 | 539.5457
694.12 | 251.6026 | 4.7463 | 51.8199 | 0 | 543.345 | 96.1485 | 0 | 0% | 947.6621 | 696.0596 | 947.6621 | 696.0596
694.152 | 249.86 | 4.7144 | 51.5475 | 0 | 610.1834 | 95.6428 | 0 | 0% | 1011.9481 | 762.0881 | 1011.9481 | 762.0881
694.184 | 248.3286 | 4.6871 | 51.307 | 0 | 545.6892 | 95.2123 | 0 | 0% | 945.2241 | 696.8956 | 945.2241 | 696.8956
694.216 | 247.5426 | 4.6743 | 51.184 | 0 | 391.2042 | 95.0171 | 0 | 0% | 789.6222 | 542.0796 | 789.6222 | 542.0796
694.248 | 247.5675 | 4.6774 | 51.1885 | 0 | 229.6456 | 95.0809 | 0 | 0% | 628.1599 | 380.5925 | 628.1599 | 380.5925
694.28 | 248.046 | 4.6903 | 51.2625 | 0 | 116.4705 | 95.3042 | 0 | 0% | 515.7735 | 267.7275 | 515.7735 | 267.7275
694.312 | 248.5186 | 4.705 | 51.331 | 0 | 57.4185 | 95.5561 | 0 | 0% | 457.5293 | 209.0106 | 457.5293 | 209.0106
694.344 | 248.7095 | 4.7164 | 51.3496 | 0 | 32.9475 | 95.755 | 0 | 0% | 433.478 | 184.7685 | 433.478 | 184.7685
694.376 | 248.6367 | 4.7245 | 51.3219 | 0 | 24.0994 | 95.9006 | 0 | 0% | 424.6831 | 176.0464 | 424.6831 | 176.0464
694.408 | 248.5382 | 4.7331 | 51.2879 | 0 | 19.8903 | 96.0538 | 0 | 0% | 420.5033 | 171.9651 | 420.5033 | 171.9651
694.44 | 248.5882 | 4.7447 | 51.2775 | 0 | 15.545 | 96.2553 | 0 | 0% | 416.4106 | 167.8224 | 416.4106 | 167.8224
694.472 | 248.64 | 4.756 | 51.2685 | 0 | 10.3598 | 96.4511 | 0 | 0% | 411.4754 | 162.8354 | 411.4754 | 162.8354
694.504 | 248.4031 | 4.7611 | 51.2152 | 0 | 5.6196 | 96.5458 | 0 | 0% | 406.5448 | 158.1417 | 406.5448 | 158.1417
694.536 | 247.9149 | 4.7602 | 51.1244 | 0 | 2.4354 | 96.5443 | 0 | 0% | 402.7793 | 154.8644 | 402.7793 | 154.8644
694.568 | 247.6408 | 4.7618 | 51.0718 | 0 | 0.83687 | 96.5822 | 0 | 0% | 400.8934 | 153.2526 | 400.8934 | 153.2526
694.6 | 247.9963 | 4.7733 | 51.1247 | 0 | 0.22737 | 96.7831 | 0 | 0% | 400.9048 | 152.9085 | 400.9048 | 152.9085
694.632 | 248.9047 | 4.7935 | 51.2707 | 0 | 0.048774 | 97.1259 | 0 | 0% | 402.1436 | 153.239 | 402.1436 | 153.239
694.664 | 249.9177 | 4.8145 | 51.4369 | 0 | 0.0082634 | 97.4797 | 0 | 0% | 403.657 | 153.7393 | 403.657 | 153.7393
694.696 | 250.6447 | 4.8291 | 51.5594 | 0 | 0.0011049 | 97.7309 | 0 | 0% | 404.7653 | 154.1205 | 404.7653 | 154.1205
694.728 | 250.9585 | 4.8352 | 51.617 | 0 | 0.0001166 | 97.8435 | 0 | 0% | 405.2543 | 154.2958 | 405.2543 | 154.2958
694.76 | 250.8813 | 4.8332 | 51.6129 | 0 | 0.0062487 | 97.824 | 0 | 0% | 405.1576 | 154.2763 | 405.1576 | 154.2763
694.792 | 250.4107 | 4.8229 | 51.547 | 0 | 0.065132 | 97.6704 | 0 | 0% | 404.5162 | 154.1054 | 404.5162 | 154.1054
694.824 | 249.4705 | 4.803 | 51.4075 | 0 | 0.49893 | 97.3588 | 0 | 0% | 403.5387 | 154.0682 | 403.5387 | 154.0682
694.856 | 248.0231 | 4.7728 | 51.1888 | 0 | 3.0333 | 96.8785 | 0 | 0% | 403.8966 | 155.8735 | 403.8966 | 155.8735
694.888 | 246.303 | 4.7368 | 50.929 | 0 | 14.6518 | 96.3027 | 0 | 0% | 412.9233 | 166.6203 | 412.9233 | 166.6203
694.92 | 244.9423 | 4.7069 | 50.7293 | 0 | 56.2967 | 95.8254 | 0 | 0% | 452.5006 | 207.5583 | 452.5006 | 207.5583
694.952 | 244.648 | 4.6962 | 50.7027 | 0 | 172.2796 | 95.6632 | 0 | 0% | 567.9897 | 323.3417 | 567.9897 | 323.3417
694.984 | 245.5643 | 4.7074 | 50.8716 | 0 | 420.43 | 95.8612 | 0 | 0% | 817.4345 | 571.8702 | 817.4345 | 571.8702
695.016 | 247.0791 | 4.7293 | 51.137 | 0 | 819.1836 | 96.2345 | 0 | 0% | 1218.3635 | 971.2844 | 1218.3635 | 971.2844
695.048 | 248.4352 | 4.7479 | 51.3772 | 0 | 1275.6945 | 96.5561 | 0 | 0% | 1676.8108 | 1428.3756 | 1676.8108 | 1428.3756
695.08 | 249.418 | 4.7596 | 51.5574 | 0 | 1589.0331 | 96.7653 | 0 | 0% | 1991.5335 | 1742.1155 | 1991.5335 | 1742.1155
695.112 | 250.301 | 4.77 | 51.7213 | 0 | 1583.9652 | 96.9511 | 0 | 0% | 1987.7087 | 1737.4076 | 1987.7087 | 1737.4076
695.144 | 251.278 | 4.7829 | 51.8994 | 0 | 1263.7372 | 97.1766 | 0 | 0% | 1668.8741 | 1417.5961 | 1668.8741 | 1417.5961
695.176 | 252.1835 | 4.7952 | 52.064 | 0 | 807.2 | 97.3932 | 0 | 0% | 1213.6359 | 961.4524 | 1213.6359 | 961.4524
695.208 | 252.7484 | 4.8019 | 52.1715 | 0 | 414.1639 | 97.5183 | 0 | 0% | 821.4041 | 568.6557 | 821.4041 | 568.6557
695.24 | 252.9492 | 4.8025 | 52.218 | 0 | 175.3043 | 97.5442 | 0 | 0% | 582.8182 | 329.869 | 582.8182 | 329.869
695.272 | 253.028 | 4.8016 | 52.243 | 0 | 71.8789 | 97.5453 | 0 | 0% | 479.4968 | 226.4688 | 479.4968 | 226.4688
695.304 | 253.2292 | 4.8039 | 52.286 | 0 | 45.7075 | 97.598 | 0 | 0% | 453.6246 | 200.3954 | 453.6246 | 200.3954
695.336 | 253.5828 | 4.8099 | 52.3519 | 0 | 48.7706 | 97.7122 | 0 | 0% | 457.2275 | 203.6448 | 457.2275 | 203.6448
695.368 | 253.9255 | 4.8166 | 52.4147 | 0 | 54.0095 | 97.8357 | 0 | 0% | 463.0019 | 209.0764 | 463.0019 | 209.0764
695.4 | 254.0565 | 4.8196 | 52.4421 | 0 | 51.0858 | 97.9009 | 0 | 0% | 460.3049 | 206.2484 | 460.3049 | 206.2484
695.432 | 253.8496 | 4.8162 | 52.4145 | 0 | 40.7326 | 97.8615 | 0 | 0% | 449.6745 | 195.8249 | 449.6745 | 195.8249
695.464 | 253.299 | 4.8059 | 52.3322 | 0 | 28.1365 | 97.7082 | 0 | 0% | 436.2818 | 182.9828 | 436.2818 | 182.9828
695.496 | 252.5673 | 4.7912 | 52.2226 | 0 | 17.3584 | 97.4853 | 0 | 0% | 424.4249 | 171.8575 | 424.4249 | 171.8575
695.528 | 251.9962 | 4.7785 | 52.142 | 0 | 9.8608 | 97.2941 | 0 | 0% | 416.0715 | 164.0754 | 416.0715 | 164.0754
695.56 | 251.9539 | 4.7747 | 52.1501 | 0 | 5.7765 | 97.2467 | 0 | 0% | 411.9019 | 159.948 | 411.9019 | 159.948
695.592 | 252.5572 | 4.782 | 52.2655 | 0 | 4.9912 | 97.3819 | 0 | 0% | 411.9776 | 159.4205 | 411.9776 | 159.4205
695.624 | 253.5302 | 4.7958 | 52.4419 | 0 | 7.355 | 97.6224 | 0 | 0% | 415.7452 | 162.2151 | 415.7452 | 162.2151
695.656 | 254.36 | 4.8071 | 52.5944 | 0 | 12.4708 | 97.8222 | 0 | 0% | 422.0545 | 167.6944 | 422.0545 | 167.6944
695.688 | 254.563 | 4.8075 | 52.643 | 0 | 19.2892 | 97.8454 | 0 | 0% | 429.1481 | 174.5852 | 429.1481 | 174.5852
695.72 | 253.836 | 4.7922 | 52.5375 | 0 | 25.9912 | 97.6099 | 0 | 0% | 434.7668 | 180.9308 | 434.7668 | 180.9308
695.752 | 252.162 | 4.7611 | 52.2749 | 0 | 30.6972 | 97.1156 | 0 | 0% | 437.0108 | 184.8488 | 437.0108 | 184.8488
695.784 | 249.9881 | 4.7225 | 51.9281 | 0 | 32.5825 | 96.4962 | 0 | 0% | 435.7173 | 185.7293 | 435.7173 | 185.7293
695.816 | 248.2381 | 4.6927 | 51.6473 | 0 | 32.2815 | 96.0238 | 0 | 0% | 432.8834 | 184.6453 | 432.8834 | 184.6453
695.848 | 247.8184 | 4.6881 | 51.5796 | 0 | 31.1487 | 95.9631 | 0 | 0% | 431.198 | 183.3795 | 431.198 | 183.3795
695.88 | 248.9058 | 4.7113 | 51.7546 | 0 | 30.0425 | 96.3597 | 0 | 0% | 431.7739 | 182.8682 | 431.7739 | 182.8682
695.912 | 250.8033 | 4.7492 | 52.0606 | 0 | 28.711 | 96.9978 | 0 | 0% | 433.3219 | 182.5186 | 433.3219 | 182.5186
695.944 | 252.5575 | 4.784 | 52.3447 | 0 | 26.4121 | 97.5846 | 0 | 0% | 433.6828 | 181.1254 | 433.6828 | 181.1254
695.976 | 253.6097 | 4.805 | 52.5176 | 0 | 23.1418 | 97.9464 | 0 | 0% | 432.0205 | 178.4108 | 432.0205 | 178.4108
696.008 | 253.8834 | 4.8108 | 52.5672 | 0 | 19.9187 | 98.0566 | 0 | 0% | 429.2367 | 175.3533 | 429.2367 | 175.3533
696.04 | 253.5215 | 4.8038 | 52.5165 | 0 | 17.6898 | 97.9586 | 0 | 0% | 426.4901 | 172.9686 | 426.4901 | 172.9686
696.072 | 252.7597 | 4.7888 | 52.4027 | 0 | 16.3659 | 97.7276 | 0 | 0% | 424.0446 | 171.285 | 424.0446 | 171.285
696.104 | 251.9754 | 4.7729 | 52.2861 | 0 | 15.279 | 97.4839 | 0 | 0% | 421.7974 | 169.8219 | 421.7974 | 169.8219
696.136 | 251.5888 | 4.7644 | 52.2338 | 0 | 14.2965 | 97.3606 | 0 | 0% | 420.2441 | 168.6553 | 420.2441 | 168.6553
696.168 | 251.7256 | 4.7658 | 52.2657 | 0 | 14.0127 | 97.3994 | 0 | 0% | 420.1692 | 168.4436 | 420.1692 | 168.4436
696.2 | 252.0237 | 4.7705 | 52.3228 | 0 | 14.8067 | 97.4921 | 0 | 0% | 421.4158 | 169.3921 | 421.4158 | 169.3921
696.232 | 251.93 | 4.7683 | 52.3157 | 0 | 16.0803 | 97.4709 | 0 | 0% | 422.5653 | 170.6353 | 422.5653 | 170.6353
696.264 | 251.2652 | 4.7558 | 52.2158 | 0 | 16.7047 | 97.281 | 0 | 0% | 422.2226 | 170.9574 | 422.2226 | 170.9574
696.296 | 250.477 | 4.7412 | 52.096 | 0 | 16.0764 | 97.0568 | 0 | 0% | 420.4473 | 169.9703 | 420.4473 | 169.9703
696.328 | 250.2779 | 4.7376 | 52.0718 | 0 | 14.4758 | 97.0125 | 0 | 0% | 418.5756 | 168.2977 | 418.5756 | 168.2977
696.36 | 250.9991 | 4.7509 | 52.1971 | 0 | 12.5861 | 97.2458 | 0 | 0% | 417.7789 | 166.7798 | 417.7789 | 166.7798
696.392 | 252.3213 | 4.775 | 52.4201 | 0 | 11.0695 | 97.6577 | 0 | 0% | 418.2436 | 165.9222 | 418.2436 | 165.9222
696.424 | 253.6261 | 4.7984 | 52.6407 | 0 | 10.4095 | 98.0595 | 0 | 0% | 419.5343 | 165.9082 | 419.5343 | 165.9082
696.456 | 254.5003 | 4.8138 | 52.7918 | 0 | 10.603 | 98.3273 | 0 | 0% | 421.0361 | 166.5357 | 421.0361 | 166.5357
696.488 | 254.8887 | 4.82 | 52.8639 | 0 | 11.0415 | 98.4462 | 0 | 0% | 422.0603 | 167.1716 | 422.0603 | 167.1716
696.52 | 254.9198 | 4.8197 | 52.8777 | 0 | 11.0625 | 98.4571 | 0 | 0% | 422.1368 | 167.2169 | 422.1368 | 167.2169
696.552 | 254.7253 | 4.8152 | 52.8545 | 0 | 10.5702 | 98.4 | 0 | 0% | 421.3653 | 166.64 | 421.3653 | 166.64
696.584 | 254.4092 | 4.8085 | 52.8115 | 0 | 10.0529 | 98.3056 | 0 | 0% | 420.3877 | 165.9785 | 420.3877 | 165.9785
696.616 | 254.101 | 4.8018 | 52.77 | 0 | 10.2375 | 98.2125 | 0 | 0% | 420.1228 | 166.0218 | 420.1228 | 166.0218
696.648 | 253.9583 | 4.7982 | 52.7559 | 0 | 11.6947 | 98.1691 | 0 | 0% | 421.3762 | 167.4179 | 421.3762 | 167.4179
696.68 | 254.0786 | 4.7995 | 52.7852 | 0 | 14.5646 | 98.2061 | 0 | 0% | 424.434 | 170.3554 | 424.434 | 170.3554
696.712 | 254.419 | 4.805 | 52.8509 | 0 | 18.9229 | 98.3119 | 0 | 0% | 429.3097 | 174.8906 | 429.3097 | 174.8906
696.744 | 254.8301 | 4.812 | 52.9281 | 0 | 25.3532 | 98.4422 | 0 | 0% | 436.3655 | 181.5354 | 436.3655 | 181.5354
696.776 | 255.165 | 4.8178 | 52.9921 | 0 | 33.9203 | 98.5539 | 0 | 0% | 445.4492 | 190.2842 | 445.4492 | 190.2842
696.808 | 255.3556 | 4.8214 | 53.0314 | 0 | 41.9309 | 98.6281 | 0 | 0% | 453.7674 | 198.4118 | 453.7674 | 198.4118
696.84 | 255.4118 | 4.8229 | 53.0473 | 0 | 44.3933 | 98.6684 | 0 | 0% | 456.3437 | 200.9319 | 456.3437 | 200.9319
696.872 | 255.3786 | 4.8231 | 53.0473 | 0 | 38.4669 | 98.6882 | 0 | 0% | 450.4041 | 195.0255 | 450.4041 | 195.0255
696.904 | 255.2982 | 4.8228 | 53.0387 | 0 | 26.7276 | 98.6992 | 0 | 0% | 438.5865 | 183.2883 | 438.5865 | 183.2883
696.936 | 255.1954 | 4.8224 | 53.0255 | 0 | 14.9387 | 98.7086 | 0 | 0% | 426.6906 | 171.4952 | 426.6906 | 171.4952
696.968 | 255.0813 | 4.8221 | 53.0098 | 0 | 7.7518 | 98.7198 | 0 | 0% | 419.3848 | 164.3035 | 419.3848 | 164.3035
697 | 254.9618 | 4.822 | 52.9926 | 0 | 8.4422 | 98.734 | 0 | 0% | 419.9525 | 164.9908 | 419.9525 | 164.9908
697.032 | 254.8412 | 4.822 | 52.975 | 0 | 23.5169 | 98.7497 | 0 | 0% | 434.9049 | 180.0637 | 434.9049 | 180.0637
697.064 | 254.7196 | 4.8219 | 52.9575 | 0 | 66.6199 | 98.7631 | 0 | 0% | 477.882 | 223.1624 | 477.882 | 223.1624
697.096 | 254.585 | 4.8212 | 52.9384 | 0 | 152.2788 | 98.7676 | 0 | 0% | 563.3909 | 308.8059 | 563.3909 | 308.8059
697.128 | 254.4053 | 4.8193 | 52.9123 | 0 | 275.1659 | 98.753 | 0 | 0% | 686.0559 | 431.6506 | 686.0559 | 431.6506
697.16 | 254.1352 | 4.8155 | 52.8716 | 0 | 392.4733 | 98.7069 | 0 | 0% | 803.0026 | 548.8674 | 803.0026 | 548.8674
697.192 | 253.7519 | 4.8095 | 52.8123 | 0 | 441.8451 | 98.6236 | 0 | 0% | 851.8424 | 598.0905 | 851.8424 | 598.0905
697.224 | 253.3037 | 4.8021 | 52.7426 | 0 | 392.746 | 98.5182 | 0 | 0% | 802.1126 | 548.8089 | 802.1126 | 548.8089
697.256 | 252.9185 | 4.7958 | 52.6836 | 0 | 276.0122 | 98.4311 | 0 | 0% | 684.8412 | 431.9227 | 684.8412 | 431.9227
697.288 | 252.7284 | 4.7933 | 52.6569 | 0 | 154.2603 | 98.4056 | 0 | 0% | 562.8446 | 310.1162 | 562.8446 | 310.1162
697.32 | 252.7633 | 4.7954 | 52.667 | 0 | 70.3061 | 98.4553 | 0 | 0% | 478.9871 | 226.2238 | 478.9871 | 226.2238
697.352 | 252.9266 | 4.8004 | 52.6972 | 0 | 28.9206 | 98.5539 | 0 | 0% | 437.8988 | 184.9722 | 437.8988 | 184.9722
697.384 | 253.0774 | 4.8059 | 52.7238 | 0 | 14.2809 | 98.6607 | 0 | 0% | 423.5487 | 170.4713 | 423.5487 | 170.4713
697.416 | 253.1227 | 4.8103 | 52.7311 | 0 | 10.817 | 98.748 | 0 | 0% | 420.2291 | 167.1064 | 420.2291 | 167.1064
697.448 | 253.0401 | 4.813 | 52.7154 | 0 | 10.1988 | 98.8081 | 0 | 0% | 419.5753 | 166.5352 | 419.5753 | 166.5352
697.48 | 252.8529 | 4.8142 | 52.6811 | 0 | 9.3128 | 98.8444 | 0 | 0% | 418.5055 | 165.6526 | 418.5055 | 165.6526
697.512 | 252.6044 | 4.8144 | 52.6362 | 0 | 7.4971 | 98.8641 | 0 | 0% | 416.4163 | 163.8119 | 416.4163 | 163.8119
697.544 | 252.3339 | 4.8141 | 52.5879 | 0 | 5.3495 | 98.8739 | 0 | 0% | 413.9593 | 161.6254 | 413.9593 | 161.6254
697.576 | 252.055 | 4.8134 | 52.5385 | 0 | 4.0298 | 98.8789 | 0 | 0% | 412.3155 | 160.2605 | 412.3155 | 160.2605
697.608 | 251.753 | 4.8127 | 52.4844 | 0 | 4.4478 | 98.883 | 0 | 0% | 412.3809 | 160.6279 | 412.3809 | 160.6279
697.64 | 251.4032 | 4.8122 | 52.4198 | 0 | 6.6823 | 98.891 | 0 | 0% | 414.2085 | 162.8053 | 414.2085 | 162.8053
697.672 | 250.987 | 4.8122 | 52.3406 | 0 | 9.9293 | 98.9066 | 0 | 0% | 416.9757 | 165.9887 | 416.9757 | 165.9887
697.704 | 250.4915 | 4.8125 | 52.244 | 0 | 13.0149 | 98.9279 | 0 | 0% | 419.4908 | 168.9993 | 419.4908 | 168.9993
697.736 | 249.9029 | 4.8127 | 52.1283 | 0 | 15.0655 | 98.947 | 0 | 0% | 420.8564 | 170.9535 | 420.8564 | 170.9535
697.768 | 249.2064 | 4.8121 | 51.9917 | 0 | 15.7814 | 98.9531 | 0 | 0% | 420.7447 | 171.5383 | 420.7447 | 171.5383
697.8 | 248.3894 | 4.81 | 51.8332 | 0 | 15.8349 | 98.9341 | 0 | 0% | 419.8016 | 171.4122 | 419.8016 | 171.4122
697.832 | 247.4511 | 4.8056 | 51.6542 | 0 | 19.1596 | 98.8783 | 0 | 0% | 421.9487 | 174.4976 | 421.9487 | 174.4976
697.864 | 246.4363 | 4.7989 | 51.4641 | 0 | 38.0469 | 98.7841 | 0 | 0% | 439.5304 | 193.0941 | 439.5304 | 193.0941
697.896 | 245.4762 | 4.7915 | 51.2871 | 0 | 97.9004 | 98.6778 | 0 | 0% | 498.133 | 252.6567 | 498.133 | 252.6567
697.928 | 244.7659 | 4.7865 | 51.1569 | 0 | 231.0095 | 98.6112 | 0 | 0% | 630.33 | 385.5641 | 630.33 | 385.5641
697.96 | 244.4435 | 4.7864 | 51.0969 | 0 | 447.4161 | 98.626 | 0 | 0% | 846.3689 | 601.9254 | 846.3689 | 601.9254
697.992 | 244.475 | 4.7909 | 51.101 | 0 | 696.1922 | 98.7148 | 0 | 0% | 1095.2739 | 850.7989 | 1095.2739 | 850.7989
698.024 | 244.6819 | 4.7967 | 51.1386 | 0 | 867.7285 | 98.8267 | 0 | 0% | 1267.1724 | 1022.4905 | 1267.1724 | 1022.4905
698.056 | 244.8913 | 4.801 | 51.18 | 0 | 866.6836 | 98.9132 | 0 | 0% | 1266.469 | 1021.5777 | 1266.469 | 1021.5777
698.088 | 245.0487 | 4.8029 | 51.2155 | 0 | 694.6881 | 98.9617 | 0 | 0% | 1094.7169 | 849.6682 | 1094.7169 | 849.6682
698.12 | 245.2022 | 4.8037 | 51.253 | 0 | 448.133 | 98.9895 | 0 | 0% | 848.3813 | 603.1792 | 848.3813 | 603.1792
698.152 | 245.4144 | 4.8042 | 51.3035 | 0 | 234.0206 | 99.0139 | 0 | 0% | 634.5566 | 389.1422 | 634.5566 | 389.1422
698.184 | 245.7002 | 4.8044 | 51.3702 | 0 | 100.1057 | 99.0334 | 0 | 0% | 501.0139 | 255.3137 | 501.0139 | 255.3137
698.216 | 246.0239 | 4.8033 | 51.4478 | 0 | 35.8617 | 99.0305 | 0 | 0% | 437.1672 | 191.1433 | 437.1672 | 191.1433
698.248 | 246.3405 | 4.7998 | 51.5291 | 0 | 11.2311 | 98.9886 | 0 | 0% | 412.8891 | 166.5486 | 412.8891 | 166.5486
698.28 | 246.6538 | 4.7941 | 51.6144 | 0 | 3.6131 | 98.9114 | 0 | 0% | 405.5869 | 158.933 | 405.5869 | 158.933
698.312 | 247.0524 | 4.7884 | 51.7177 | 0 | 2.3832 | 98.8331 | 0 | 0% | 404.7748 | 157.7224 | 404.7748 | 157.7224
698.344 | 247.6626 | 4.7856 | 51.8589 | 0 | 3.9779 | 98.8024 | 0 | 0% | 407.0873 | 159.4247 | 407.0873 | 159.4247
698.376 | 248.5315 | 4.7872 | 52.0443 | 0 | 7.3146 | 98.8453 | 0 | 0% | 411.523 | 162.9915 | 411.523 | 162.9915
698.408 | 249.5603 | 4.7922 | 52.2558 | 0 | 11.5636 | 98.9442 | 0 | 0% | 417.1161 | 167.5558 | 417.1161 | 167.5558
698.44 | 250.566 | 4.798 | 52.461 | 0 | 15.697 | 99.0555 | 0 | 0% | 422.5775 | 172.0115 | 422.5775 | 172.0115
698.472 | 251.3973 | 4.8024 | 52.6329 | 0 | 18.7977 | 99.1434 | 0 | 0% | 426.7737 | 175.3764 | 426.7737 | 175.3764
698.504 | 251.9909 | 4.8044 | 52.7602 | 0 | 20.1025 | 99.1933 | 0 | 0% | 428.8514 | 176.8605 | 428.8514 | 176.8605
698.536 | 252.3514 | 4.8042 | 52.8435 | 0 | 18.9223 | 99.2061 | 0 | 0% | 428.1276 | 175.7762 | 428.1276 | 175.7762
698.568 | 252.5107 | 4.8021 | 52.8887 | 0 | 15.2276 | 99.1876 | 0 | 0% | 424.6167 | 172.106 | 424.6167 | 172.106
698.6 | 252.5046 | 4.7986 | 52.9025 | 0 | 10.3025 | 99.1448 | 0 | 0% | 419.6529 | 167.1484 | 419.6529 | 167.1484
698.632 | 252.3722 | 4.7941 | 52.8918 | 0 | 6.2522 | 99.087 | 0 | 0% | 415.3974 | 163.0252 | 415.3974 | 163.0252
698.664 | 252.1551 | 4.7894 | 52.8642 | 0 | 4.8271 | 99.0248 | 0 | 0% | 413.6606 | 161.5055 | 413.6606 | 161.5055
698.696 | 251.8641 | 4.7844 | 52.8221 | 0 | 6.792 | 98.9583 | 0 | 0% | 415.221 | 163.3569 | 415.221 | 163.3569
698.728 | 251.4301 | 4.7777 | 52.7548 | 0 | 11.7278 | 98.8617 | 0 | 0% | 419.5522 | 168.122 | 419.5522 | 168.122
698.76 | 250.7416 | 4.7667 | 52.6448 | 0 | 17.7599 | 98.6955 | 0 | 0% | 424.6086 | 173.867 | 424.6086 | 173.867
698.792 | 249.8171 | 4.7517 | 52.4957 | 0 | 22.0333 | 98.4612 | 0 | 0% | 427.559 | 177.7419 | 427.559 | 177.7419
698.824 | 248.948 | 4.7377 | 52.3558 | 0 | 22.6466 | 98.2442 | 0 | 0% | 426.9324 | 177.9844 | 426.9324 | 177.9844
698.856 | 248.5519 | 4.7322 | 52.2942 | 0 | 20.3976 | 98.1687 | 0 | 0% | 424.1447 | 175.5928 | 424.1447 | 175.5928
698.888 | 248.7904 | 4.7379 | 52.3377 | 0 | 17.9495 | 98.2793 | 0 | 0% | 422.0949 | 173.3045 | 422.0949 | 173.3045
698.92 | 249.3709 | 4.7492 | 52.4388 | 0 | 17.0292 | 98.4829 | 0 | 0% | 422.0709 | 172.7 | 422.0709 | 172.7
698.952 | 249.7708 | 4.7564 | 52.5116 | 0 | 16.9601 | 98.6191 | 0 | 0% | 422.618 | 172.8472 | 422.618 | 172.8472
698.984 | 249.6163 | 4.7529 | 52.4948 | 0 | 16.1193 | 98.5772 | 0 | 0% | 421.5605 | 171.9442 | 421.5605 | 171.9442
699.016 | 248.8965 | 4.7389 | 52.3858 | 0 | 14.1427 | 98.3588 | 0 | 0% | 418.5227 | 169.6262 | 418.5227 | 169.6262
699.048 | 247.9774 | 4.7213 | 52.244 | 0 | 12.0674 | 98.081 | 0 | 0% | 415.0911 | 167.1137 | 415.0911 | 167.1137
699.08 | 247.4117 | 4.7105 | 52.1591 | 0 | 10.682 | 97.9172 | 0 | 0% | 412.8805 | 165.4688 | 412.8805 | 165.4688
699.112 | 247.5415 | 4.7129 | 52.1872 | 0 | 9.6335 | 97.9739 | 0 | 0% | 412.0491 | 164.5075 | 412.0491 | 164.5075
699.144 | 248.2126 | 4.7256 | 52.3032 | 0 | 8.3351 | 98.2019 | 0 | 0% | 411.7783 | 163.5657 | 411.7783 | 163.5657
699.176 | 248.9649 | 4.7398 | 52.4323 | 0 | 7.049 | 98.4549 | 0 | 0% | 411.6409 | 162.676 | 411.6409 | 162.676
699.208 | 249.4986 | 4.7496 | 52.5266 | 0 | 6.5861 | 98.6343 | 0 | 0% | 411.9952 | 162.4966 | 411.9952 | 162.4966
699.24 | 249.8636 | 4.7556 | 52.5953 | 0 | 7.2691 | 98.7505 | 0 | 0% | 413.2341 | 163.3706 | 413.2341 | 163.3706
699.272 | 250.2476 | 4.7611 | 52.67 | 0 | 8.6239 | 98.8584 | 0 | 0% | 415.161 | 164.9135 | 415.161 | 164.9135
699.304 | 250.7256 | 4.7675 | 52.7628 | 0 | 9.8911 | 98.9804 | 0 | 0% | 417.1275 | 166.4019 | 417.1275 | 166.4019
699.336 | 251.2315 | 4.7736 | 52.8625 | 0 | 10.4217 | 99.0967 | 0 | 0% | 418.386 | 167.1545 | 418.386 | 167.1545
699.368 | 251.6486 | 4.7772 | 52.9493 | 0 | 9.7436 | 99.1734 | 0 | 0% | 418.2922 | 166.6436 | 418.2922 | 166.6436
699.4 | 251.8554 | 4.7766 | 53.0021 | 0 | 7.795 | 99.1784 | 0 | 0% | 416.6075 | 164.752 | 416.6075 | 164.752
699.432 | 251.7332 | 4.7699 | 52.9999 | 0 | 5.1698 | 99.0825 | 0 | 0% | 413.7552 | 162.0221 | 413.7552 | 162.0221
699.464 | 251.2231 | 4.7565 | 52.932 | 0 | 2.7848 | 98.8753 | 0 | 0% | 410.5717 | 159.3486 | 410.5717 | 159.3486
699.496 | 250.4269 | 4.7386 | 52.8146 | 0 | 1.2265 | 98.5932 | 0 | 0% | 407.7997 | 157.3728 | 407.7997 | 157.3728
699.528 | 249.6406 | 4.7217 | 52.6968 | 0 | 0.54853 | 98.3283 | 0 | 0% | 405.9359 | 156.2953 | 405.9359 | 156.2953
699.56 | 249.2337 | 4.7126 | 52.6401 | 0 | 0.62471 | 98.1928 | 0 | 0% | 405.404 | 156.1703 | 405.404 | 156.1703
699.592 | 249.432 | 4.7153 | 52.6826 | 0 | 1.531 | 98.2541 | 0 | 0% | 406.615 | 157.1829 | 406.615 | 157.1829
699.624 | 250.1796 | 4.7287 | 52.8153 | 0 | 3.541 | 98.4936 | 0 | 0% | 409.7582 | 159.5786 | 409.7582 | 159.5786
699.656 | 251.1899 | 4.7476 | 52.9907 | 0 | 6.7493 | 98.8238 | 0 | 0% | 414.5014 | 163.3115 | 414.5014 | 163.3115
699.688 | 252.1256 | 4.7659 | 53.1525 | 0 | 10.8293 | 99.1436 | 0 | 0% | 420.0168 | 167.8912 | 420.0168 | 167.8912
699.72 | 252.756 | 4.7795 | 53.2611 | 0 | 15.5003 | 99.3872 | 0 | 0% | 425.6842 | 172.9282 | 425.6842 | 172.9282
699.752 | 253.0074 | 4.7877 | 53.303 | 0 | 21.2277 | 99.5389 | 0 | 0% | 431.8646 | 178.8572 | 431.8646 | 178.8572
699.784 | 252.9184 | 4.7914 | 53.2833 | 0 | 28.715 | 99.6168 | 0 | 0% | 439.3249 | 186.4065 | 439.3249 | 186.4065
699.816 | 252.5633 | 4.7922 | 53.2141 | 0 | 37.1486 | 99.6464 | 0 | 0% | 447.3646 | 194.8013 | 447.3646 | 194.8013
699.848 | 251.9979 | 4.7909 | 53.1052 | 0 | 43.5303 | 99.6413 | 0 | 0% | 453.0656 | 201.0677 | 453.0656 | 201.0677
699.88 | 251.2407 | 4.7874 | 52.9608 | 0 | 44.6273 | 99.5981 | 0 | 0% | 453.2144 | 201.9737 | 453.2144 | 201.9737
699.912 | 250.278 | 4.7805 | 52.7804 | 0 | 39.606 | 99.5002 | 0 | 0% | 446.9452 | 196.6672 | 446.9452 | 196.6672
699.944 | 249.0832 | 4.7691 | 52.5616 | 0 | 30.5594 | 99.3261 | 0 | 0% | 436.2994 | 187.2162 | 436.2994 | 187.2162
699.976 | 247.6569 | 4.7523 | 52.3065 | 0 | 20.9727 | 99.0639 | 0 | 0% | 424.7523 | 177.0954 | 424.7523 | 177.0954
700.008 | 246.0996 | 4.7316 | 52.0335 | 0 | 14.0254 | 98.7354 | 0 | 0% | 415.6254 | 169.5258 | 415.6254 | 169.5258
700.04 | 244.6863 | 4.7117 | 51.7889 | 0 | 11.5275 | 98.4225 | 0 | 0% | 411.1369 | 166.4507 | 411.1369 | 166.4507
700.072 | 243.8228 | 4.7005 | 51.6396 | 0 | 13.187 | 98.2557 | 0 | 0% | 411.6056 | 167.7828 | 411.6056 | 167.7828
700.104 | 243.7959 | 4.7039 | 51.6313 | 0 | 16.5378 | 98.3352 | 0 | 0% | 415.0041 | 171.2083 | 415.0041 | 171.2083
700.136 | 244.4979 | 4.7209 | 51.7442 | 0 | 18.4079 | 98.6412 | 0 | 0% | 418.0122 | 173.5142 | 418.0122 | 173.5142
700.168 | 245.4547 | 4.7432 | 51.8978 | 0 | 17.3904 | 99.0367 | 0 | 0% | 418.5228 | 173.0681 | 418.5228 | 173.0681
700.2 | 246.1663 | 4.7619 | 52.0082 | 0 | 14.8854 | 99.3715 | 0 | 0% | 417.1933 | 171.027 | 417.1933 | 171.027
700.232 | 246.4072 | 4.7728 | 52.0376 | 0 | 13.3498 | 99.5756 | 0 | 0% | 416.1429 | 169.7358 | 416.1429 | 169.7358
700.264 | 246.2365 | 4.7767 | 51.9965 | 0 | 13.8026 | 99.6636 | 0 | 0% | 416.4758 | 170.2394 | 416.4758 | 170.2394
700.296 | 245.8281 | 4.7764 | 51.9151 | 0 | 15.4588 | 99.6814 | 0 | 0% | 417.6598 | 171.8317 | 417.6598 | 171.8317
700.328 | 245.3392 | 4.7741 | 51.8213 | 0 | 17.3005 | 99.6653 | 0 | 0% | 418.9004 | 173.5612 | 418.9004 | 173.5612
700.36 | 244.8911 | 4.7712 | 51.7376 | 0 | 19.1969 | 99.6385 | 0 | 0% | 420.2353 | 175.3442 | 420.2353 | 175.3442
700.392 | 244.5915 | 4.7689 | 51.6839 | 0 | 22.1796 | 99.6227 | 0 | 0% | 422.8466 | 178.255 | 422.8466 | 178.255
700.424 | 244.5152 | 4.7683 | 51.6738 | 0 | 29.9174 | 99.6354 | 0 | 0% | 430.5102 | 185.995 | 430.5102 | 185.995
700.456 | 244.6463 | 4.7692 | 51.7047 | 0 | 50.8181 | 99.673 | 0 | 0% | 451.6113 | 206.9651 | 451.6113 | 206.9651
700.488 | 244.8473 | 4.7695 | 51.7522 | 0 | 94.7373 | 99.699 | 0 | 0% | 495.8053 | 250.958 | 495.8053 | 250.958
700.52 | 244.8934 | 4.7655 | 51.7767 | 0 | 160.4797 | 99.6541 | 0 | 0% | 561.5693 | 316.6759 | 561.5693 | 316.6759
700.552 | 244.5633 | 4.7539 | 51.7389 | 0 | 224.8091 | 99.4824 | 0 | 0% | 625.3476 | 380.7843 | 625.3476 | 380.7843
700.584 | 243.7669 | 4.7339 | 51.6218 | 0 | 252.5221 | 99.1692 | 0 | 0% | 651.814 | 408.0471 | 651.814 | 408.0471
700.616 | 242.6595 | 4.709 | 51.4506 | 0 | 226.0187 | 98.7735 | 0 | 0% | 623.6113 | 380.9518 | 623.6113 | 380.9518
700.648 | 241.6407 | 4.6869 | 51.2916 | 0 | 162.1058 | 98.4244 | 0 | 0% | 558.1494 | 316.5087 | 558.1494 | 316.5087
700.68 | 241.1625 | 4.6758 | 51.221 | 0 | 94.9868 | 98.2607 | 0 | 0% | 490.3067 | 249.1442 | 490.3067 | 249.1442
700.712 | 241.4456 | 4.6795 | 51.2764 | 0 | 47.4456 | 98.3437 | 0 | 0% | 443.1908 | 201.7452 | 443.1908 | 201.7452
700.744 | 242.3441 | 4.6945 | 51.4349 | 0 | 21.6523 | 98.6185 | 0 | 0% | 418.7443 | 176.4002 | 418.7443 | 176.4002
700.776 | 243.4891 | 4.7135 | 51.6362 | 0 | 9.6057 | 98.9609 | 0 | 0% | 408.4054 | 164.9163 | 408.4054 | 164.9163
700.808 | 244.56 | 4.7303 | 51.8276 | 0 | 4.1183 | 99.2651 | 0 | 0% | 404.5013 | 159.9413 | 404.5013 | 159.9413
700.84 | 245.4279 | 4.7423 | 51.9878 | 0 | 1.5957 | 99.4885 | 0 | 0% | 403.2422 | 157.8143 | 403.2422 | 157.8143
700.872 | 246.1066 | 4.7498 | 52.1188 | 0 | 0.52286 | 99.6369 | 0 | 0% | 403.1349 | 157.0283 | 403.1349 | 157.0283
700.904 | 246.642 | 4.754 | 52.2274 | 0 | 0.13936 | 99.7295 | 0 | 0% | 403.4922 | 156.8502 | 403.4922 | 156.8502
700.936 | 247.0603 | 4.7558 | 52.3166 | 0 | 0.029527 | 99.783 | 0 | 0% | 403.9453 | 156.885 | 403.9453 | 156.885
700.968 | 247.3737 | 4.7562 | 52.3869 | 0 | 0.0050026 | 99.8121 | 0 | 0% | 404.3339 | 156.9602 | 404.3339 | 156.9602
701 | 247.5874 | 4.7559 | 52.4377 | 0 | 0.0022745 | 99.829 | 0 | 0% | 404.6122 | 157.0249 | 404.6122 | 157.0249
701.032 | 247.6894 | 4.755 | 52.4661 | 0 | 0.016856 | 99.8371 | 0 | 0% | 404.7645 | 157.0751 | 404.7645 | 157.0751
701.064 | 247.6514 | 4.7532 | 52.4671 | 0 | 0.12867 | 99.8284 | 0 | 0% | 404.8287 | 157.1773 | 404.8287 | 157.1773
701.096 | 247.4615 | 4.7498 | 52.4392 | 0 | 0.78292 | 99.7936 | 0 | 0% | 405.2271 | 157.7656 | 405.2271 | 157.7656
701.128 | 247.1589 | 4.7451 | 52.3905 | 0 | 3.7855 | 99.7363 | 0 | 0% | 407.8163 | 160.6574 | 407.8163 | 160.6574
701.16 | 246.8112 | 4.7397 | 52.3338 | 0 | 14.5618 | 99.6688 | 0 | 0% | 418.1154 | 171.3042 | 418.1154 | 171.3042
701.192 | 246.4446 | 4.7339 | 52.2747 | 0 | 44.6217 | 99.5927 | 0 | 0% | 447.6676 | 201.223 | 447.6676 | 201.223
701.224 | 246.0296 | 4.7267 | 52.2089 | 0 | 109.0578 | 99.4935 | 0 | 0% | 511.5165 | 265.4869 | 511.5165 | 265.4869
701.256 | 245.5815 | 4.7183 | 52.1393 | 0 | 212.8438 | 99.3735 | 0 | 0% | 614.6563 | 369.0748 | 614.6563 | 369.0748
701.288 | 245.2591 | 4.7117 | 52.0921 | 0 | 332.0446 | 99.2847 | 0 | 0% | 733.3921 | 488.133 | 733.3921 | 488.133
701.32 | 245.272 | 4.7115 | 52.101 | 0 | 414.3698 | 99.3028 | 0 | 0% | 815.7571 | 570.485 | 815.7571 | 570.485
701.352 | 245.6454 | 4.7191 | 52.1676 | 0 | 413.8242 | 99.4538 | 0 | 0% | 815.8101 | 570.1647 | 815.8101 | 570.1647
701.384 | 246.127 | 4.7312 | 52.2462 | 0 | 330.7468 | 99.6807 | 0 | 0% | 733.532 | 487.4049 | 733.532 | 487.4049
701.416 | 246.3682 | 4.7424 | 52.2758 | 0 | 211.484 | 99.8925 | 0 | 0% | 614.7629 | 368.3946 | 614.7629 | 368.3946
701.448 | 246.1677 | 4.7494 | 52.2214 | 0 | 108.1089 | 100.0336 | 0 | 0% | 511.2811 | 265.1134 | 511.2811 | 265.1134
701.48 | 245.5424 | 4.7522 | 52.0868 | 0 | 44.1396 | 100.1026 | 0 | 0% | 446.6236 | 201.0812 | 446.6236 | 201.0812
701.512 | 244.6371 | 4.7522 | 51.8992 | 0 | 14.3773 | 100.1257 | 0 | 0% | 415.7915 | 171.1544 | 415.7915 | 171.1544
701.544 | 243.617 | 4.7511 | 51.6899 | 0 | 3.7313 | 100.1288 | 0 | 0% | 403.9181 | 160.3011 | 403.9181 | 160.3011
701.576 | 242.6087 | 4.7493 | 51.4846 | 0 | 0.77062 | 100.1216 | 0 | 0% | 399.7348 | 157.1261 | 399.7348 | 157.1261
701.608 | 241.676 | 4.7464 | 51.298 | 0 | 0.1265 | 100.0936 | 0 | 0% | 397.9405 | 156.2645 | 397.9405 | 156.2645
701.64 | 240.8149 | 4.7405 | 51.1331 | 0 | 0.016485 | 100.0169 | 0 | 0% | 396.7219 | 155.9069 | 396.7219 | 155.9069
701.672 | 239.9677 | 4.7298 | 50.9821 | 0 | 0.0015702 | 99.8581 | 0 | 0% | 395.5393 | 155.5715 | 395.5393 | 155.5715
701.704 | 239.0585 | 4.7129 | 50.8327 | 0 | 0 | 99.5942 | 0 | 0% | 394.1983 | 155.1398 | 394.1983 | 155.1398
701.736 | 238.0629 | 4.6903 | 50.6792 | 0 | 3.4417e-13 | 99.2333 | 0 | 0% | 392.6657 | 154.6028 | 392.6657 | 154.6028
701.768 | 237.1173 | 4.666 | 50.5415 | 0 | 0 | 98.843 | 0 | 0% | 391.1679 | 154.0506 | 391.1679 | 154.0506
701.8 | 236.5664 | 4.6481 | 50.4734 | 0 | 0 | 98.5597 | 0 | 0% | 390.2476 | 153.6812 | 390.2476 | 153.6812
701.832 | 236.7805 | 4.6448 | 50.5327 | 0 | 0 | 98.5261 | 0 | 0% | 390.4842 | 153.7036 | 390.4842 | 153.7036
701.864 | 237.8162 | 4.6584 | 50.7254 | 0 | 0 | 98.779 | 0 | 0% | 391.979 | 154.1628 | 391.979 | 154.1628
701.896 | 239.303 | 4.6822 | 50.989 | 0 | 0 | 99.2064 | 0 | 0% | 394.1806 | 154.8776 | 394.1806 | 154.8776
701.928 | 240.7344 | 4.7062 | 51.2404 | 0 | 0 | 99.6362 | 0 | 0% | 396.3173 | 155.5828 | 396.3173 | 155.5828
701.96 | 241.8215 | 4.7235 | 51.4349 | 0 | 6.2381e-13 | 99.9537 | 0 | 0% | 397.9335 | 156.1121 | 397.9335 | 156.1121
701.992 | 242.5536 | 4.7327 | 51.5736 | 0 | 4.9474e-13 | 100.131 | 0 | 0% | 398.9908 | 156.4373 | 398.9908 | 156.4373
702.024 | 243.0435 | 4.7348 | 51.6771 | 0 | 0 | 100.1903 | 0 | 0% | 399.6458 | 156.6023 | 399.6458 | 156.6023
702.056 | 243.413 | 4.7324 | 51.7654 | 0 | 4.4097e-13 | 100.1718 | 0 | 0% | 400.0826 | 156.6695 | 400.0826 | 156.6695
702.088 | 243.7745 | 4.7282 | 51.8559 | 0 | 0 | 100.1231 | 0 | 0% | 400.4817 | 156.7072 | 400.4817 | 156.7072
702.12 | 244.2104 | 4.7247 | 51.9608 | 0 | 2.5813e-13 | 100.0864 | 0 | 0% | 400.9823 | 156.7719 | 400.9823 | 156.7719
702.152 | 244.7193 | 4.7229 | 52.0777 | 0 | 0 | 100.0779 | 0 | 0% | 401.5977 | 156.8784 | 401.5977 | 156.8784
702.184 | 245.2045 | 4.7221 | 52.1873 | 0 | 0 | 100.0865 | 0 | 0% | 402.2004 | 156.9959 | 402.2004 | 156.9959
702.216 | 245.5507 | 4.7214 | 52.2671 | 0 | 0 | 100.0977 | 0 | 0% | 402.637 | 157.0863 | 402.637 | 157.0863
702.248 | 245.7136 | 4.721 | 52.3074 | 0 | 0 | 100.1142 | 0 | 0% | 402.8563 | 157.1427 | 402.8563 | 157.1427
702.28 | 245.7221 | 4.7217 | 52.3128 | 0 | 0 | 100.1478 | 0 | 0% | 402.9044 | 157.1822 | 402.9044 | 157.1822
702.312 | 245.6087 | 4.7232 | 52.2905 | 0 | 0 | 100.1952 | 0 | 0% | 402.8175 | 157.2088 | 402.8175 | 157.2088
702.344 | 245.3588 | 4.7239 | 52.2409 | 0 | 0 | 100.2303 | 0 | 0% | 402.5539 | 157.1951 | 402.5539 | 157.1951
702.376 | 244.9228 | 4.7219 | 52.1581 | 0 | 0 | 100.2178 | 0 | 0% | 402.0206 | 157.0978 | 402.0206 | 157.0978
702.408 | 244.2537 | 4.7154 | 52.0361 | 0 | 0 | 100.1302 | 0 | 0% | 401.1354 | 156.8817 | 401.1354 | 156.8817
702.44 | 243.3472 | 4.7041 | 51.8754 | 0 | 6.8834e-13 | 99.9587 | 0 | 0% | 399.8853 | 156.5381 | 399.8853 | 156.5381
702.472 | 242.3025 | 4.6894 | 51.6934 | 0 | 0 | 99.7309 | 0 | 0% | 398.4162 | 156.1138 | 398.4162 | 156.1138
702.504 | 241.3775 | 4.6762 | 51.5336 | 0 | 0 | 99.5286 | 0 | 0% | 397.1159 | 155.7384 | 397.1159 | 155.7384
702.536 | 240.9002 | 4.6709 | 51.4499 | 0 | 9.4647e-13 | 99.4598 | 0 | 0% | 396.4808 | 155.5806 | 396.4808 | 155.5806
702.568 | 241.0134 | 4.6763 | 51.4655 | 0 | 8.6042e-13 | 99.5752 | 0 | 0% | 396.7305 | 155.7171 | 396.7305 | 155.7171
702.6 | 241.5256 | 4.6892 | 51.5479 | 0 | 9.0344e-13 | 99.8166 | 0 | 0% | 397.5793 | 156.0536 | 397.5793 | 156.0536
702.632 | 242.0861 | 4.7026 | 51.639 | 0 | 6.4532e-13 | 100.0693 | 0 | 0% | 398.497 | 156.4109 | 398.497 | 156.4109
702.664 | 242.4758 | 4.7123 | 51.7032 | 0 | 2.1511e-13 | 100.2564 | 0 | 0% | 399.1477 | 156.6719 | 399.1477 | 156.6719
702.696 | 242.6765 | 4.7172 | 51.7389 | 0 | 0 | 100.363 | 0 | 0% | 399.4956 | 156.8191 | 399.4956 | 156.8191
702.728 | 242.727 | 4.7175 | 51.7537 | 0 | 0 | 100.3915 | 0 | 0% | 399.5897 | 156.8626 | 399.5897 | 156.8626
702.76 | 242.61 | 4.7125 | 51.7453 | 0 | 0 | 100.3275 | 0 | 0% | 399.3953 | 156.7853 | 399.3953 | 156.7853
702.792 | 242.2711 | 4.7007 | 51.7052 | 0 | 0 | 100.1491 | 0 | 0% | 398.8261 | 156.5551 | 398.8261 | 156.5551
702.824 | 241.693 | 4.6821 | 51.6307 | 0 | 7.7204e-05 | 99.8535 | 0 | 0% | 397.8594 | 156.1664 | 397.8594 | 156.1664
702.856 | 240.9579 | 4.6588 | 51.5347 | 0 | 0.0008088 | 99.4781 | 0 | 0% | 396.6303 | 155.6724 | 396.6303 | 155.6724
702.888 | 240.2902 | 4.6361 | 51.4529 | 0 | 0.0062031 | 99.1105 | 0 | 0% | 395.4958 | 155.2056 | 395.4958 | 155.2056
702.92 | 240.0396 | 4.6212 | 51.4415 | 0 | 0.037766 | 98.8782 | 0 | 0% | 395.0183 | 154.9787 | 395.0183 | 154.9787
702.952 | 240.5225 | 4.6208 | 51.5513 | 0 | 0.18273 | 98.8942 | 0 | 0% | 395.7716 | 155.2491 | 395.7716 | 155.2491
702.984 | 241.7657 | 4.6359 | 51.7852 | 0 | 0.70351 | 99.1748 | 0 | 0% | 398.0651 | 156.2994 | 398.0651 | 156.2994
703.016 | 243.4058 | 4.6599 | 52.0813 | 0 | 2.1578 | 99.6087 | 0 | 0% | 401.9136 | 158.5077 | 401.9136 | 158.5077
703.048 | 244.918 | 4.6833 | 52.3516 | 0 | 5.2793 | 100.0306 | 0 | 0% | 407.2628 | 162.3448 | 407.2628 | 162.3448
703.08 | 245.9718 | 4.6996 | 52.5412 | 0 | 10.3154 | 100.333 | 0 | 0% | 413.8609 | 167.8891 | 413.8609 | 167.8891
703.112 | 246.5623 | 4.7085 | 52.6503 | 0 | 16.1124 | 100.5076 | 0 | 0% | 420.5411 | 173.9788 | 420.5411 | 173.9788
703.144 | 246.8633 | 4.7126 | 52.7097 | 0 | 20.1333 | 100.6004 | 0 | 0% | 425.0192 | 178.1559 | 425.0192 | 178.1559
703.176 | 247.0358 | 4.7144 | 52.7473 | 0 | 20.1333 | 100.6543 | 0 | 0% | 425.285 | 178.2492 | 425.285 | 178.2492
703.208 | 247.1615 | 4.7152 | 52.7773 | 0 | 16.1124 | 100.6908 | 0 | 0% | 421.4571 | 174.2957 | 421.4571 | 174.2957
703.24 | 247.2699 | 4.7156 | 52.8047 | 0 | 10.3154 | 100.7199 | 0 | 0% | 415.8255 | 168.5556 | 415.8255 | 168.5556
703.272 | 247.3705 | 4.7159 | 52.8307 | 0 | 5.2793 | 100.7479 | 0 | 0% | 410.9442 | 163.5737 | 410.9442 | 163.5737
703.304 | 247.4615 | 4.7163 | 52.8545 | 0 | 2.1578 | 100.7767 | 0 | 0% | 407.9667 | 160.5053 | 407.9667 | 160.5053
703.336 | 247.5367 | 4.7165 | 52.8752 | 0 | 0.70351 | 100.8037 | 0 | 0% | 406.6356 | 159.0989 | 406.6356 | 159.0989
703.368 | 247.5986 | 4.7165 | 52.8936 | 0 | 0.18273 | 100.8258 | 0 | 0% | 406.2172 | 158.6186 | 406.2172 | 158.6186
703.4 | 247.6631 | 4.7162 | 52.913 | 0 | 0.037766 | 100.844 | 0 | 0% | 406.174 | 158.511 | 406.174 | 158.511
703.432 | 247.7496 | 4.7159 | 52.9372 | 0 | 0.0062031 | 100.8616 | 0 | 0% | 406.2705 | 158.521 | 406.2705 | 158.521
703.464 | 247.8657 | 4.7157 | 52.9676 | 0 | 0.0008088 | 100.8808 | 0 | 0% | 406.4306 | 158.5649 | 406.4306 | 158.5649
703.496 | 248.0008 | 4.7156 | 53.0019 | 0 | 7.7204e-05 | 100.9004 | 0 | 0% | 406.6188 | 158.6179 | 406.6188 | 158.6179
703.528 | 248.129 | 4.7153 | 53.0347 | 0 | 0 | 100.9181 | 0 | 0% | 406.7971 | 158.6681 | 406.7971 | 158.6681
703.56 | 248.2131 | 4.7148 | 53.0583 | 0 | 4.3021e-13 | 100.9322 | 0 | 0% | 406.9184 | 158.7053 | 406.9184 | 158.7053
703.592 | 248.2086 | 4.7141 | 53.0628 | 0 | 6.023e-13 | 100.9432 | 0 | 0% | 406.9288 | 158.7202 | 406.9288 | 158.7202
703.624 | 248.0734 | 4.7133 | 53.0391 | 0 | 8.6042e-13 | 100.952 | 0 | 0% | 406.7777 | 158.7044 | 406.7777 | 158.7044
703.656 | 247.7818 | 4.7124 | 52.9817 | 0 | 3.4417e-13 | 100.9588 | 0 | 0% | 406.4346 | 158.6528 | 406.4346 | 158.6528
703.688 | 247.336 | 4.7113 | 52.8912 | 0 | 6.8834e-13 | 100.963 | 0 | 0% | 405.9014 | 158.5654 | 405.9014 | 158.5654
703.72 | 246.7647 | 4.7099 | 52.7743 | 0 | 0 | 100.9619 | 0 | 0% | 405.2108 | 158.4461 | 405.2108 | 158.4461
703.752 | 246.1051 | 4.7078 | 52.6401 | 0 | 0 | 100.9478 | 0 | 0% | 404.4008 | 158.2957 | 404.4008 | 158.2957
703.784 | 245.3761 | 4.7038 | 52.4952 | 0 | 0 | 100.903 | 0 | 0% | 403.4781 | 158.102 | 403.4781 | 158.102
703.816 | 244.5698 | 4.6966 | 52.3416 | 0 | 1.3767e-12 | 100.8004 | 0 | 0% | 402.4083 | 157.8385 | 402.4083 | 157.8385
703.848 | 243.6976 | 4.685 | 52.184 | 0 | 0 | 100.624 | 0 | 0% | 401.1906 | 157.493 | 401.1906 | 157.493
703.88 | 242.8848 | 4.6709 | 52.0451 | 0 | 6.8834e-13 | 100.4046 | 0 | 0% | 400.0054 | 157.1206 | 400.0054 | 157.1206
703.912 | 242.3947 | 4.6595 | 51.969 | 0 | 0 | 100.2308 | 0 | 0% | 399.2541 | 156.8594 | 399.2541 | 156.8594
703.944 | 242.4687 | 4.6562 | 51.9948 | 0 | 3.4417e-13 | 100.1952 | 0 | 0% | 399.3149 | 156.8461 | 399.3149 | 156.8461
703.976 | 243.0785 | 4.6614 | 52.1148 | 0 | 0 | 100.3082 | 0 | 0% | 400.1629 | 157.0843 | 400.1629 | 157.0843
704.008 | 243.8613 | 4.6696 | 52.2647 | 0 | 0.0011697 | 100.4716 | 0 | 0% | 401.2683 | 157.407 | 401.2683 | 157.407
704.04 | 244.3367 | 4.6726 | 52.3613 | 0 | 0.011085 | 100.5459 | 0 | 0% | 401.9275 | 157.5909 | 401.9275 | 157.5909
704.072 | 244.2186 | 4.6657 | 52.3547 | 0 | 0.082901 | 100.4493 | 0 | 0% | 401.7712 | 157.5526 | 401.7712 | 157.5526
704.104 | 243.6047 | 4.6509 | 52.2613 | 0 | 0.48932 | 100.2167 | 0 | 0% | 401.2229 | 157.6182 | 401.2229 | 157.6182
704.136 | 242.9495 | 4.6364 | 52.1586 | 0 | 2.2794 | 99.9883 | 0 | 0% | 402.0122 | 159.0627 | 402.0122 | 159.0627
704.168 | 242.7907 | 4.6314 | 52.1393 | 0 | 8.3798 | 99.9233 | 0 | 0% | 407.8645 | 165.0738 | 407.8645 | 165.0738
704.2 | 243.3646 | 4.6392 | 52.2453 | 0 | 24.3137 | 100.0815 | 0 | 0% | 424.6443 | 181.2797 | 424.6443 | 181.2797
704.232 | 244.4459 | 4.6551 | 52.44 | 0 | 55.6755 | 100.3789 | 0 | 0% | 457.5954 | 213.1495 | 457.5954 | 213.1495
704.264 | 245.5832 | 4.6705 | 52.6477 | 0 | 100.6175 | 100.6676 | 0 | 0% | 504.1865 | 258.6032 | 504.1865 | 258.6032
704.296 | 246.4661 | 4.6798 | 52.8155 | 0 | 143.509 | 100.8519 | 0 | 0% | 548.3223 | 301.8562 | 548.3223 | 301.8562
704.328 | 247.0696 | 4.6831 | 52.9382 | 0 | 161.5404 | 100.9318 | 0 | 0% | 567.163 | 320.0935 | 567.163 | 320.0935
704.36 | 247.5348 | 4.6836 | 53.0384 | 0 | 143.509 | 100.9625 | 0 | 0% | 549.7282 | 302.1934 | 549.7282 | 302.1934
704.392 | 247.9819 | 4.684 | 53.135 | 0 | 100.6179 | 100.9936 | 0 | 0% | 507.4124 | 259.4305 | 507.4124 | 259.4305
704.424 | 248.4192 | 4.6854 | 53.2279 | 0 | 55.6786 | 101.0391 | 0 | 0% | 463.0501 | 214.6309 | 463.0501 | 214.6309
704.456 | 248.778 | 4.6867 | 53.3039 | 0 | 24.3329 | 101.0851 | 0 | 0% | 432.1865 | 183.4086 | 432.1865 | 183.4086
704.488 | 248.9997 | 4.6871 | 53.3526 | 0 | 8.4746 | 101.1148 | 0 | 0% | 416.6288 | 167.6292 | 416.6288 | 167.6292
704.52 | 249.0863 | 4.6864 | 53.3749 | 0 | 2.6564 | 101.1245 | 0 | 0% | 410.9284 | 161.8422 | 410.9284 | 161.8422
704.552 | 249.0857 | 4.6849 | 53.3801 | 0 | 1.703 | 101.1219 | 0 | 0% | 409.9756 | 160.8899 | 409.9756 | 160.8899
704.584 | 249.0522 | 4.6833 | 53.3785 | 0 | 3.2755 | 101.1175 | 0 | 0% | 411.507 | 162.4548 | 411.507 | 162.4548
704.616 | 249.0252 | 4.6821 | 53.3774 | 0 | 6.9619 | 101.1198 | 0 | 0% | 415.1664 | 166.1412 | 415.1664 | 166.1412
704.648 | 249.0289 | 4.6817 | 53.3814 | 0 | 12.7604 | 101.1353 | 0 | 0% | 420.9877 | 171.9589 | 420.9877 | 171.9589
704.68 | 249.0682 | 4.6821 | 53.3912 | 0 | 20.262 | 101.1655 | 0 | 0% | 428.569 | 179.5008 | 428.569 | 179.5008
704.712 | 249.1161 | 4.6829 | 53.4023 | 0 | 28.7635 | 101.2012 | 0 | 0% | 437.166 | 188.0499 | 437.166 | 188.0499
704.744 | 249.1174 | 4.6829 | 53.4051 | 0 | 37.8512 | 101.2233 | 0 | 0% | 446.2799 | 197.1625 | 446.2799 | 197.1625
704.776 | 249.0203 | 4.6809 | 53.3911 | 0 | 47.9413 | 101.2119 | 0 | 0% | 456.2456 | 207.2252 | 456.2456 | 207.2252
704.808 | 248.8231 | 4.6767 | 53.3605 | 0 | 60.9877 | 101.1621 | 0 | 0% | 469.0101 | 220.187 | 469.0101 | 220.187
704.84 | 248.6003 | 4.6714 | 53.3266 | 0 | 81.2171 | 101.0935 | 0 | 0% | 488.909 | 240.3087 | 488.909 | 240.3087
704.872 | 248.472 | 4.6672 | 53.3105 | 0 | 113.7049 | 101.0432 | 0 | 0% | 521.1979 | 272.7258 | 521.1979 | 272.7258
704.904 | 248.5218 | 4.6656 | 53.3264 | 0 | 159.1024 | 101.0394 | 0 | 0% | 566.6556 | 318.1339 | 566.6556 | 318.1339
704.936 | 248.7326 | 4.6666 | 53.371 | 0 | 208.2434 | 101.0811 | 0 | 0% | 616.0947 | 367.3621 | 616.0947 | 367.3621
704.968 | 249.0069 | 4.6687 | 53.4266 | 0 | 243.9069 | 101.1436 | 0 | 0% | 652.1527 | 403.1459 | 652.1527 | 403.1459
705 | 249.2398 | 4.6703 | 53.4741 | 0 | 251.0566 | 101.2018 | 0 | 0% | 659.6426 | 410.4028 | 659.6426 | 410.4028
705.032 | 249.3706 | 4.671 | 53.5016 | 0 | 227.1408 | 101.2451 | 0 | 0% | 635.9291 | 386.5585 | 635.9291 | 386.5585
705.064 | 249.3799 | 4.6706 | 53.5049 | 0 | 183.3755 | 101.2751 | 0 | 0% | 592.206 | 342.8261 | 592.206 | 342.8261
705.096 | 249.2597 | 4.6695 | 53.4821 | 0 | 136.6525 | 101.2921 | 0 | 0% | 545.3558 | 296.0961 | 545.3558 | 296.0961
705.128 | 248.9839 | 4.6669 | 53.4291 | 0 | 99.4438 | 101.2854 | 0 | 0% | 507.809 | 258.8251 | 507.809 | 258.8251
705.16 | 248.5026 | 4.6615 | 53.3384 | 0 | 75.5987 | 101.2315 | 0 | 0% | 483.3327 | 234.8301 | 483.3327 | 234.8301
705.192 | 247.7874 | 4.6524 | 53.2063 | 0 | 63.2936 | 101.1121 | 0 | 0% | 470.0518 | 222.2645 | 470.0518 | 222.2645
705.224 | 246.9182 | 4.6406 | 53.0477 | 0 | 59.2869 | 100.9446 | 0 | 0% | 464.838 | 217.9199 | 464.838 | 217.9199
705.256 | 246.1135 | 4.6296 | 52.9009 | 0 | 59.9608 | 100.793 | 0 | 0% | 464.3978 | 218.2843 | 464.3978 | 218.2843
705.288 | 245.6021 | 4.6236 | 52.805 | 0 | 61.147 | 100.7278 | 0 | 0% | 464.9056 | 219.3035 | 464.9056 | 219.3035
705.32 | 245.4103 | 4.6231 | 52.7645 | 0 | 59.6543 | 100.7588 | 0 | 0% | 463.211 | 217.8007 | 463.211 | 217.8007
705.352 | 245.3086 | 4.6242 | 52.7394 | 0 | 54.9929 | 100.8166 | 0 | 0% | 458.4817 | 213.1731 | 458.4817 | 213.1731
705.384 | 245.0245 | 4.6222 | 52.6827 | 0 | 48.7238 | 100.8202 | 0 | 0% | 451.8733 | 206.8488 | 451.8733 | 206.8488
705.416 | 244.517 | 4.6165 | 52.5869 | 0 | 42.5894 | 100.7611 | 0 | 0% | 445.0709 | 200.554 | 445.0709 | 200.554
705.448 | 244.0164 | 4.6116 | 52.4913 | 0 | 38.0193 | 100.7145 | 0 | 0% | 439.8532 | 195.8368 | 439.8532 | 195.8368
705.48 | 243.792 | 4.6122 | 52.4419 | 0 | 36.2544 | 100.7642 | 0 | 0% | 437.8647 | 194.0727 | 437.8647 | 194.0727
705.512 | 243.8987 | 4.619 | 52.4486 | 0 | 37.2065 | 100.9225 | 0 | 0% | 439.0954 | 195.1967 | 439.0954 | 195.1967
705.544 | 244.1593 | 4.6284 | 52.482 | 0 | 38.7541 | 101.1252 | 0 | 0% | 441.149 | 196.9897 | 441.149 | 196.9897
705.576 | 244.3561 | 4.6358 | 52.5063 | 0 | 38.4888 | 101.294 | 0 | 0% | 441.2809 | 196.9249 | 441.2809 | 196.9249
705.608 | 244.4049 | 4.6392 | 52.5081 | 0 | 35.7435 | 101.3938 | 0 | 0% | 438.6895 | 194.2845 | 438.6895 | 194.2845
705.64 | 244.366 | 4.6395 | 52.4986 | 0 | 31.5047 | 101.4382 | 0 | 0% | 434.4471 | 190.081 | 434.4471 | 190.081
705.672 | 244.3434 | 4.6385 | 52.4959 | 0 | 27.3684 | 101.4599 | 0 | 0% | 430.3061 | 185.9627 | 430.3061 | 185.9627
705.704 | 244.3849 | 4.6373 | 52.5074 | 0 | 24.727 | 101.4787 | 0 | 0% | 427.7353 | 183.3504 | 427.7353 | 183.3504
705.736 | 244.4477 | 4.6357 | 52.5246 | 0 | 23.7554 | 101.4896 | 0 | 0% | 426.853 | 182.4053 | 426.853 | 182.4053
705.768 | 244.4336 | 4.6324 | 52.5292 | 0 | 23.044 | 101.4718 | 0 | 0% | 426.1109 | 181.6773 | 426.1109 | 181.6773
705.8 | 244.2598 | 4.6266 | 52.5054 | 0 | 20.9883 | 101.4093 | 0 | 0% | 423.7894 | 179.5296 | 423.7894 | 179.5296
705.832 | 243.9297 | 4.6188 | 52.4528 | 0 | 17.3276 | 101.3115 | 0 | 0% | 419.6404 | 175.7107 | 419.6404 | 175.7107
705.864 | 243.5599 | 4.6113 | 52.391 | 0 | 12.923 | 101.2198 | 0 | 0% | 414.705 | 171.1451 | 414.705 | 171.1451
705.896 | 243.3105 | 4.607 | 52.3475 | 0 | 8.6783 | 101.1829 | 0 | 0% | 410.1262 | 166.8156 | 410.1262 | 166.8156
705.928 | 243.2551 | 4.6066 | 52.336 | 0 | 5.1627 | 101.216 | 0 | 0% | 406.5765 | 163.3214 | 406.5765 | 163.3214
705.96 | 243.3332 | 4.6084 | 52.3477 | 0 | 2.7713 | 101.2883 | 0 | 0% | 404.3489 | 161.0157 | 404.3489 | 161.0157
705.992 | 243.4498 | 4.6102 | 52.3676 | 0 | 1.7995 | 101.3591 | 0 | 0% | 403.5863 | 160.1365 | 403.5863 | 160.1365
706.024 | 243.5855 | 4.6112 | 52.3938 | 0 | 2.5015 | 101.4168 | 0 | 0% | 404.5089 | 160.9234 | 404.5089 | 160.9234
706.056 | 243.7781 | 4.6121 | 52.4329 | 0 | 5.1028 | 101.4721 | 0 | 0% | 407.398 | 163.6198 | 407.398 | 163.6198
706.088 | 244.0311 | 4.613 | 52.4852 | 0 | 9.4544 | 101.5276 | 0 | 0% | 412.1113 | 168.0802 | 412.1113 | 168.0802
706.12 | 244.2841 | 4.6131 | 52.5397 | 0 | 14.6533 | 101.5677 | 0 | 0% | 417.6578 | 173.3737 | 417.6578 | 173.3737
706.152 | 244.4653 | 4.6113 | 52.5828 | 0 | 19.4456 | 101.5757 | 0 | 0% | 422.6807 | 178.2154 | 422.6807 | 178.2154
706.184 | 244.5513 | 4.6077 | 52.6094 | 0 | 23.1358 | 101.552 | 0 | 0% | 426.4563 | 181.905 | 426.4563 | 181.905
706.216 | 244.5782 | 4.6034 | 52.625 | 0 | 25.6159 | 101.5156 | 0 | 0% | 428.9381 | 184.3599 | 428.9381 | 184.3599
706.248 | 244.6082 | 4.5997 | 52.6399 | 0 | 26.5804 | 101.4905 | 0 | 0% | 429.9186 | 185.3104 | 429.9186 | 185.3104
706.28 | 244.6855 | 4.5974 | 52.6617 | 0 | 25.7834 | 101.4899 | 0 | 0% | 429.2178 | 184.5324 | 429.2178 | 184.5324
706.312 | 244.8256 | 4.5965 | 52.6938 | 0 | 24.3738 | 101.5136 | 0 | 0% | 428.0033 | 183.1777 | 428.0033 | 183.1777
706.344 | 245.031 | 4.5966 | 52.7376 | 0 | 24.7835 | 101.5554 | 0 | 0% | 428.7042 | 183.6731 | 428.7042 | 183.6731
706.376 | 245.2883 | 4.5972 | 52.7915 | 0 | 28.4638 | 101.6053 | 0 | 0% | 432.746 | 187.4577 | 432.746 | 187.4577
706.408 | 245.551 | 4.5972 | 52.8478 | 0 | 34.2831 | 101.6455 | 0 | 0% | 438.9246 | 193.3736 | 438.9246 | 193.3736
706.44 | 245.758 | 4.5956 | 52.8958 | 0 | 39.7233 | 101.6575 | 0 | 0% | 444.6303 | 198.8722 | 444.6303 | 198.8722
706.472 | 245.8861 | 4.5923 | 52.9309 | 0 | 43.2513 | 101.638 | 0 | 0% | 448.2986 | 202.4125 | 448.2986 | 202.4125
706.504 | 245.9718 | 4.5883 | 52.9585 | 0 | 44.8369 | 101.6073 | 0 | 0% | 449.9628 | 203.991 | 449.9628 | 203.991
706.536 | 246.0637 | 4.5853 | 52.9851 | 0 | 44.2736 | 101.5939 | 0 | 0% | 449.5016 | 203.4379 | 449.5016 | 203.4379
706.568 | 246.1444 | 4.5839 | 53.0056 | 0 | 40.2542 | 101.6086 | 0 | 0% | 445.5967 | 199.4523 | 445.5967 | 199.4523
706.6 | 246.1099 | 4.5831 | 52.9998 | 0 | 32.2472 | 101.6342 | 0 | 0% | 437.5743 | 191.4644 | 437.5743 | 191.4644
706.632 | 245.8379 | 4.5812 | 52.9454 | 0 | 22.724 | 101.6412 | 0 | 0% | 427.7297 | 181.8918 | 427.7297 | 181.8918
706.664 | 245.2749 | 4.5774 | 52.8334 | 0 | 16.3137 | 101.6118 | 0 | 0% | 420.6111 | 175.3362 | 420.6111 | 175.3362
706.696 | 244.4727 | 4.5718 | 52.6739 | 0 | 16.6566 | 101.5528 | 0 | 0% | 419.9278 | 175.4551 | 419.9278 | 175.4551
706.728 | 243.5736 | 4.5663 | 52.4934 | 0 | 24.1108 | 101.495 | 0 | 0% | 426.2391 | 182.6655 | 426.2391 | 182.6655
706.76 | 242.7541 | 4.5631 | 52.3244 | 0 | 35.8201 | 101.4776 | 0 | 0% | 436.9393 | 194.1852 | 436.9393 | 194.1852
706.792 | 242.1349 | 4.5633 | 52.1902 | 0 | 47.8297 | 101.5205 | 0 | 0% | 448.2386 | 206.1037 | 448.2386 | 206.1037
706.824 | 241.7239 | 4.5659 | 52.0949 | 0 | 57.4304 | 101.6069 | 0 | 0% | 457.4219 | 215.6981 | 457.4219 | 215.6981
706.856 | 241.453 | 4.5689 | 52.0289 | 0 | 63.2581 | 101.7007 | 0 | 0% | 463.0096 | 221.5566 | 463.0096 | 221.5566
706.888 | 241.2531 | 4.5709 | 51.9807 | 0 | 63.7865 | 101.7765 | 0 | 0% | 463.3678 | 222.1147 | 463.3678 | 222.1147
706.92 | 241.081 | 4.5716 | 51.9417 | 0 | 57.6186 | 101.8294 | 0 | 0% | 457.0423 | 215.9613 | 457.0423 | 215.9613
706.952 | 240.9085 | 4.5713 | 51.9051 | 0 | 45.7509 | 101.8643 | 0 | 0% | 445.0001 | 204.0916 | 445.0001 | 204.0916
706.984 | 240.7216 | 4.5704 | 51.8668 | 0 | 32.3735 | 101.888 | 0 | 0% | 431.4203 | 190.6986 | 431.4203 | 190.6986
707.016 | 240.5277 | 4.5693 | 51.8275 | 0 | 22.9336 | 101.9081 | 0 | 0% | 421.766 | 181.2384 | 421.766 | 181.2384
707.048 | 240.3485 | 4.5683 | 51.791 | 0 | 21.3492 | 101.9314 | 0 | 0% | 419.9884 | 179.6399 | 419.9884 | 179.6399
707.08 | 240.2064 | 4.5677 | 51.7618 | 0 | 28.0575 | 101.9609 | 0 | 0% | 426.5544 | 186.3479 | 426.5544 | 186.3479
707.112 | 240.1223 | 4.5673 | 51.7449 | 0 | 39.7797 | 101.9929 | 0 | 0% | 438.2071 | 198.0848 | 438.2071 | 198.0848
707.144 | 240.1271 | 4.5666 | 51.7477 | 0 | 51.547 | 102.0198 | 0 | 0% | 450.0082 | 209.8811 | 450.0082 | 209.8811
707.176 | 240.2696 | 4.5652 | 51.7814 | 0 | 59.4739 | 102.036 | 0 | 0% | 458.1261 | 217.8565 | 458.1261 | 217.8565
707.208 | 240.6023 | 4.5633 | 51.8574 | 0 | 61.4435 | 102.0417 | 0 | 0% | 460.5082 | 219.9059 | 460.5082 | 219.9059
707.24 | 241.1493 | 4.561 | 51.9804 | 0 | 56.2567 | 102.0405 | 0 | 0% | 455.9879 | 214.8385 | 455.9879 | 214.8385
707.272 | 241.8812 | 4.5583 | 52.1441 | 0 | 44.3581 | 102.0323 | 0 | 0% | 444.974 | 203.0928 | 444.974 | 203.0928
707.304 | 242.7233 | 4.5549 | 52.333 | 0 | 29.2481 | 102.0129 | 0 | 0% | 430.8723 | 188.149 | 430.8723 | 188.149
707.336 | 243.5959 | 4.551 | 52.53 | 0 | 16.0727 | 101.9816 | 0 | 0% | 418.7311 | 175.1352 | 418.7311 | 175.1352
707.368 | 244.451 | 4.5469 | 52.7233 | 0 | 8.4431 | 101.9495 | 0 | 0% | 412.1138 | 167.6628 | 412.1138 | 167.6628
707.4 | 245.2706 | 4.5439 | 52.9068 | 0 | 7.3859 | 101.9348 | 0 | 0% | 412.042 | 166.7714 | 412.042 | 166.7714
707.432 | 246.0341 | 4.5423 | 53.075 | 0 | 12.4668 | 101.9472 | 0 | 0% | 418.0655 | 172.0314 | 418.0655 | 172.0314
707.464 | 246.7038 | 4.5418 | 53.2206 | 0 | 22.2284 | 101.9792 | 0 | 0% | 428.6738 | 181.97 | 428.6738 | 181.97
707.496 | 247.2492 | 4.5416 | 53.3388 | 0 | 33.659 | 102.0159 | 0 | 0% | 440.8044 | 193.5553 | 440.8044 | 193.5553
707.528 | 247.6753 | 4.5412 | 53.4317 | 0 | 43.1054 | 102.0486 | 0 | 0% | 450.8023 | 203.127 | 450.8023 | 203.127
707.56 | 248.01 | 4.5405 | 53.5057 | 0 | 48.6318 | 102.076 | 0 | 0% | 456.764 | 208.754 | 456.764 | 208.754
707.592 | 248.269 | 4.5393 | 53.5645 | 0 | 50.4194 | 102.0942 | 0 | 0% | 458.8864 | 210.6174 | 458.8864 | 210.6174
707.624 | 248.4513 | 4.5372 | 53.6086 | 0 | 48.5186 | 102.0965 | 0 | 0% | 457.2122 | 208.7609 | 457.2122 | 208.7609
707.656 | 248.5704 | 4.5342 | 53.641 | 0 | 42.036 | 102.0836 | 0 | 0% | 450.8653 | 202.2949 | 450.8653 | 202.2949
707.688 | 248.6707 | 4.5312 | 53.6693 | 0 | 31.3627 | 102.0697 | 0 | 0% | 440.3036 | 191.6329 | 440.3036 | 191.6329
707.72 | 248.7983 | 4.5291 | 53.7015 | 0 | 19.5138 | 102.0725 | 0 | 0% | 428.6151 | 179.8169 | 428.6151 | 179.8169
707.752 | 248.9609 | 4.5283 | 53.7383 | 0 | 10.1872 | 102.0986 | 0 | 0% | 419.5134 | 170.5525 | 419.5134 | 170.5525
707.784 | 249.1216 | 4.5283 | 53.773 | 0 | 5.3971 | 102.1394 | 0 | 0% | 414.9596 | 165.838 | 414.9596 | 165.838
707.816 | 249.2224 | 4.5282 | 53.7952 | 0 | 5.4494 | 102.1775 | 0 | 0% | 415.1728 | 165.9503 | 415.1728 | 165.9503
707.848 | 249.2061 | 4.5269 | 53.7948 | 0 | 10.0901 | 102.1935 | 0 | 0% | 419.8114 | 170.6053 | 419.8114 | 170.6053
707.88 | 249.0304 | 4.5234 | 53.7649 | 0 | 18.5859 | 102.1713 | 0 | 0% | 428.0759 | 179.0455 | 428.0759 | 179.0455
707.912 | 248.6899 | 4.5176 | 53.7048 | 0 | 29.0004 | 102.106 | 0 | 0% | 438.0186 | 189.3287 | 438.0186 | 189.3287
707.944 | 248.2378 | 4.5101 | 53.6243 | 0 | 38.5389 | 102.0119 | 0 | 0% | 446.923 | 198.6853 | 446.923 | 198.6853
707.976 | 247.7773 | 4.5028 | 53.5418 | 0 | 44.9095 | 101.9202 | 0 | 0% | 452.6516 | 204.8743 | 452.6516 | 204.8743
708.008 | 247.4085 | 4.4974 | 53.4746 | 0 | 46.7105 | 101.8626 | 0 | 0% | 453.9536 | 206.5451 | 453.9536 | 206.5451
708.04 | 247.1714 | 4.4946 | 53.4298 | 0 | 42.983 | 101.8526 | 0 | 0% | 449.9314 | 202.76 | 449.9314 | 202.76
708.072 | 247.0366 | 4.4941 | 53.4018 | 0 | 33.9947 | 101.8832 | 0 | 0% | 440.8104 | 193.7737 | 440.8104 | 193.7737
708.104 | 246.9452 | 4.495 | 53.3799 | 0 | 22.3923 | 101.9394 | 0 | 0% | 429.1517 | 182.2065 | 429.1517 | 182.2065
708.136 | 246.8504 | 4.4967 | 53.3553 | 0 | 12.014 | 102.0113 | 0 | 0% | 418.7276 | 171.8772 | 418.7276 | 171.8772
708.168 | 246.7177 | 4.499 | 53.3214 | 0 | 5.2639 | 102.0932 | 0 | 0% | 411.8951 | 165.1774 | 411.8951 | 165.1774
708.2 | 246.4993 | 4.5012 | 53.269 | 0 | 2.3108 | 102.1751 | 0 | 0% | 408.7555 | 162.2562 | 408.7555 | 162.2562
708.232 | 246.1377 | 4.5027 | 53.1876 | 0 | 2.6935 | 102.2428 | 0 | 0% | 408.7643 | 162.6266 | 408.7643 | 162.6266
708.264 | 245.608 | 4.5031 | 53.0724 | 0 | 7.3322 | 102.2901 | 0 | 0% | 412.8057 | 167.1977 | 412.8057 | 167.1977
708.296 | 244.9391 | 4.5028 | 52.9286 | 0 | 19.1502 | 102.3249 | 0 | 0% | 423.8457 | 178.9065 | 423.8457 | 178.9065
708.328 | 244.1826 | 4.5023 | 52.7662 | 0 | 41.2682 | 102.3575 | 0 | 0% | 445.0768 | 200.8942 | 445.0768 | 200.8942
708.36 | 243.3724 | 4.5018 | 52.5924 | 0 | 72.8776 | 102.3879 | 0 | 0% | 475.732 | 232.3596 | 475.732 | 232.3596
708.392 | 242.5298 | 4.5008 | 52.4124 | 0 | 105.8229 | 102.4105 | 0 | 0% | 507.6765 | 265.1467 | 507.6765 | 265.1467
708.424 | 241.6905 | 4.4994 | 52.2341 | 0 | 126.737 | 102.426 | 0 | 0% | 527.587 | 285.8965 | 527.587 | 285.8965
708.456 | 240.9069 | 4.4981 | 52.0678 | 0 | 125.3981 | 102.4423 | 0 | 0% | 525.3132 | 284.4063 | 525.3132 | 284.4063
708.488 | 240.2209 | 4.4971 | 51.9217 | 0 | 102.5077 | 102.466 | 0 | 0% | 501.6134 | 261.3925 | 501.6134 | 261.3925
708.52 | 239.6429 | 4.4965 | 51.7984 | 0 | 69.1246 | 102.4949 | 0 | 0% | 467.5573 | 227.9144 | 467.5573 | 227.9144
708.552 | 239.1581 | 4.4956 | 51.6956 | 0 | 38.3551 | 102.5203 | 0 | 0% | 436.2247 | 197.0667 | 436.2247 | 197.0667
708.584 | 238.746 | 4.4942 | 51.6098 | 0 | 17.5099 | 102.5348 | 0 | 0% | 414.8948 | 176.1487 | 414.8948 | 176.1487
708.616 | 238.3981 | 4.4921 | 51.5392 | 0 | 6.7873 | 102.5373 | 0 | 0% | 403.7539 | 165.3559 | 403.7539 | 165.3559
708.648 | 238.1198 | 4.4896 | 51.4844 | 0 | 2.9209 | 102.5329 | 0 | 0% | 399.5475 | 161.4277 | 399.5475 | 161.4277
708.68 | 237.9211 | 4.4871 | 51.4469 | 0 | 2.8226 | 102.5279 | 0 | 0% | 399.2057 | 161.2846 | 399.2057 | 161.2846
708.712 | 237.8009 | 4.4847 | 51.4262 | 0 | 4.7654 | 102.525 | 0 | 0% | 401.0023 | 163.2013 | 401.0023 | 163.2013
708.744 | 237.7435 | 4.4823 | 51.4189 | 0 | 7.9429 | 102.5225 | 0 | 0% | 404.1102 | 166.3667 | 404.1102 | 166.3667
708.776 | 237.734 | 4.48 | 51.4221 | 0 | 11.9366 | 102.52 | 0 | 0% | 408.0927 | 170.3587 | 408.0927 | 170.3587
708.808 | 237.7688 | 4.4779 | 51.4343 | 0 | 16.5185 | 102.5222 | 0 | 0% | 412.7216 | 174.9528 | 412.7216 | 174.9528
708.84 | 237.8365 | 4.4761 | 51.453 | 0 | 21.6415 | 102.5305 | 0 | 0% | 417.9376 | 180.1011 | 417.9376 | 180.1011
708.872 | 237.8894 | 4.474 | 51.4694 | 0 | 27.9473 | 102.5331 | 0 | 0% | 424.3131 | 186.4237 | 424.3131 | 186.4237
708.904 | 237.8506 | 4.4704 | 51.4695 | 0 | 37.6853 | 102.5072 | 0 | 0% | 433.9829 | 196.1322 | 433.9829 | 196.1322
708.936 | 237.6755 | 4.4645 | 51.4451 | 0 | 54.2667 | 102.4403 | 0 | 0% | 450.292 | 212.6166 | 450.292 | 212.6166
708.968 | 237.4166 | 4.4575 | 51.4051 | 0 | 79.1962 | 102.352 | 0 | 0% | 474.8274 | 237.4107 | 474.8274 | 237.4107
709 | 237.2132 | 4.4518 | 51.3737 | 0 | 108.5973 | 102.2897 | 0 | 0% | 503.9257 | 266.7125 | 503.9257 | 266.7125
709.032 | 237.1877 | 4.4498 | 51.3724 | 0 | 133.2897 | 102.2939 | 0 | 0% | 528.5935 | 291.4059 | 528.5935 | 291.4059
709.064 | 237.3436 | 4.4514 | 51.4021 | 0 | 143.5108 | 102.3643 | 0 | 0% | 539.0724 | 301.7287 | 539.0724 | 301.7287
709.096 | 237.5742 | 4.4546 | 51.4444 | 0 | 135.1128 | 102.4638 | 0 | 0% | 531.0498 | 293.4756 | 531.0498 | 293.4756
709.128 | 237.7615 | 4.4572 | 51.4788 | 0 | 112.4785 | 102.5522 | 0 | 0% | 508.7281 | 270.9667 | 508.7281 | 270.9667
709.16 | 237.8526 | 4.4582 | 51.496 | 0 | 85.3694 | 102.6116 | 0 | 0% | 481.7879 | 243.9353 | 481.7879 | 243.9353
709.192 | 237.8545 | 4.4577 | 51.4973 | 0 | 62.0541 | 102.6441 | 0 | 0% | 458.5076 | 220.6532 | 458.5076 | 220.6532
709.224 | 237.7959 | 4.4562 | 51.4878 | 0 | 45.2888 | 102.6577 | 0 | 0% | 441.6865 | 203.8906 | 441.6865 | 203.8906
709.256 | 237.7129 | 4.4542 | 51.4741 | 0 | 34.2478 | 102.6621 | 0 | 0% | 430.5513 | 192.8384 | 430.5513 | 192.8384
709.288 | 237.6512 | 4.4524 | 51.4649 | 0 | 28.0218 | 102.6687 | 0 | 0% | 424.259 | 186.6078 | 424.259 | 186.6078
709.32 | 237.6566 | 4.4511 | 51.4688 | 0 | 26.0642 | 102.6871 | 0 | 0% | 422.3279 | 184.6713 | 422.3279 | 184.6713
709.352 | 237.7513 | 4.4506 | 51.4906 | 0 | 26.8832 | 102.718 | 0 | 0% | 423.2937 | 185.5425 | 423.2937 | 185.5425
709.384 | 237.9209 | 4.4501 | 51.5284 | 0 | 28.1501 | 102.7511 | 0 | 0% | 424.8007 | 186.8798 | 424.8007 | 186.8798
709.416 | 238.1301 | 4.4491 | 51.5761 | 0 | 28.0565 | 102.7728 | 0 | 0% | 424.9845 | 186.8545 | 424.9845 | 186.8545
709.448 | 238.3493 | 4.4471 | 51.6281 | 0 | 25.8982 | 102.7762 | 0 | 0% | 423.0989 | 184.7496 | 423.0989 | 184.7496
709.48 | 238.5703 | 4.4442 | 51.6822 | 0 | 21.6741 | 102.7648 | 0 | 0% | 419.1356 | 180.5653 | 419.1356 | 180.5653
709.512 | 238.7987 | 4.4411 | 51.7386 | 0 | 15.9436 | 102.7481 | 0 | 0% | 413.6701 | 174.8714 | 413.6701 | 174.8714
709.544 | 239.0378 | 4.4381 | 51.7969 | 0 | 9.9605 | 102.7349 | 0 | 0% | 407.9682 | 168.9304 | 407.9682 | 168.9304
709.576 | 239.2807 | 4.4357 | 51.855 | 0 | 5.1386 | 102.7303 | 0 | 0% | 403.4403 | 164.1597 | 403.4403 | 164.1597
709.608 | 239.5114 | 4.4337 | 51.9094 | 0 | 2.1491 | 102.7356 | 0 | 0% | 400.7391 | 161.2278 | 400.7391 | 161.2278
709.64 | 239.7086 | 4.4322 | 51.9556 | 0 | 0.72384 | 102.7478 | 0 | 0% | 399.568 | 159.8594 | 399.568 | 159.8594
709.672 | 239.8544 | 4.4307 | 51.9905 | 0 | 0.21451 | 102.7617 | 0 | 0% | 399.2519 | 159.3974 | 399.2519 | 159.3974
709.704 | 239.947 | 4.4291 | 52.0141 | 0 | 0.14486 | 102.774 | 0 | 0% | 399.3091 | 159.3621 | 399.3091 | 159.3621
709.736 | 240.0047 | 4.4275 | 52.0301 | 0 | 0.39099 | 102.786 | 0 | 0% | 399.6393 | 159.6346 | 399.6393 | 159.6346
709.768 | 240.053 | 4.4261 | 52.0438 | 0 | 1.1231 | 102.8008 | 0 | 0% | 400.4468 | 160.3938 | 400.4468 | 160.3938
709.8 | 240.1096 | 4.4249 | 52.0589 | 0 | 2.6049 | 102.8193 | 0 | 0% | 402.0176 | 161.9079 | 402.0176 | 161.9079
709.832 | 240.1794 | 4.4237 | 52.0767 | 0 | 4.8364 | 102.8386 | 0 | 0% | 404.3549 | 164.1755 | 404.3549 | 164.1755
709.864 | 240.2603 | 4.4223 | 52.0974 | 0 | 7.2725 | 102.8545 | 0 | 0% | 406.9071 | 166.6468 | 406.9071 | 166.6468
709.896 | 240.3524 | 4.4207 | 52.1212 | 0 | 9.0436 | 102.8649 | 0 | 0% | 408.8027 | 168.4503 | 408.8027 | 168.4503
709.928 | 240.4607 | 4.4189 | 52.149 | 0 | 9.5839 | 102.8709 | 0 | 0% | 409.4833 | 169.0226 | 409.4833 | 169.0226
709.96 | 240.589 | 4.4171 | 52.1814 | 0 | 8.9327 | 102.8748 | 0 | 0% | 408.9949 | 168.4059 | 408.9949 | 168.4059
709.992 | 240.7289 | 4.4152 | 52.2166 | 0 | 7.4504 | 102.8758 | 0 | 0% | 407.687 | 166.9581 | 407.687 | 166.9581
710.024 | 240.8632 | 4.4132 | 52.2515 | 0 | 5.5579 | 102.8701 | 0 | 0% | 405.9558 | 165.0926 | 405.9558 | 165.0926
710.056 | 240.9832 | 4.4109 | 52.284 | 0 | 3.8143 | 102.8575 | 0 | 0% | 404.35 | 163.3668 | 404.35 | 163.3668
710.088 | 241.0991 | 4.4088 | 52.3156 | 0 | 2.9204 | 102.8454 | 0 | 0% | 403.5893 | 162.4902 | 403.5893 | 162.4902
710.12 | 241.2252 | 4.4073 | 52.3483 | 0 | 3.4044 | 102.8425 | 0 | 0% | 404.2277 | 163.0025 | 404.2277 | 163.0025
710.152 | 241.3616 | 4.4064 | 52.3818 | 0 | 5.2492 | 102.8516 | 0 | 0% | 406.2506 | 164.889 | 406.2506 | 164.889
710.184 | 241.496 | 4.406 | 52.414 | 0 | 7.7987 | 102.8688 | 0 | 0% | 408.9834 | 167.4874 | 408.9834 | 167.4874
710.216 | 241.621 | 4.4058 | 52.4437 | 0 | 10.1112 | 102.8894 | 0 | 0% | 411.4711 | 169.8501 | 411.4711 | 169.8501
710.248 | 241.7394 | 4.4056 | 52.4718 | 0 | 11.4949 | 102.9119 | 0 | 0% | 413.0236 | 171.2842 | 413.0236 | 171.2842
710.28 | 241.8524 | 4.4055 | 52.4987 | 0 | 11.657 | 102.9347 | 0 | 0% | 413.3484 | 171.496 | 413.3484 | 171.496
710.312 | 241.9493 | 4.4052 | 52.5225 | 0 | 10.5049 | 102.954 | 0 | 0% | 412.3358 | 170.3866 | 412.3358 | 170.3866
710.344 | 242.0154 | 4.4045 | 52.5405 | 0 | 8.2101 | 102.9655 | 0 | 0% | 410.1361 | 168.1207 | 410.1361 | 168.1207
710.376 | 242.0529 | 4.4035 | 52.5531 | 0 | 5.4653 | 102.9711 | 0 | 0% | 407.4459 | 165.3929 | 407.4459 | 165.3929
710.408 | 242.0839 | 4.4026 | 52.5639 | 0 | 3.2986 | 102.9792 | 0 | 0% | 405.3282 | 163.2443 | 405.3282 | 163.2443
710.44 | 242.1268 | 4.4022 | 52.5761 | 0 | 2.5366 | 102.9976 | 0 | 0% | 404.6392 | 162.5125 | 404.6392 | 162.5125
710.472 | 242.1741 | 4.4024 | 52.5881 | 0 | 3.4858 | 103.0255 | 0 | 0% | 405.6759 | 163.5018 | 405.6759 | 163.5018
710.504 | 242.1975 | 4.4027 | 52.5947 | 0 | 5.8692 | 103.0555 | 0 | 0% | 408.1195 | 165.922 | 408.1195 | 165.922
710.536 | 242.1727 | 4.4027 | 52.5913 | 0 | 8.8444 | 103.081 | 0 | 0% | 411.0922 | 168.9195 | 411.0922 | 168.9195
710.568 | 242.0957 | 4.4025 | 52.5772 | 0 | 11.3299 | 103.1012 | 0 | 0% | 413.5066 | 171.4108 | 413.5066 | 171.4108
710.6 | 241.9776 | 4.402 | 52.5546 | 0 | 12.5874 | 103.1183 | 0 | 0% | 414.6401 | 172.6624 | 414.6401 | 172.6624
710.632 | 241.8281 | 4.4015 | 52.5255 | 0 | 12.4268 | 103.1324 | 0 | 0% | 414.3144 | 172.4863 | 414.3144 | 172.4863
710.664 | 241.643 | 4.4004 | 52.4897 | 0 | 10.9312 | 103.1382 | 0 | 0% | 412.6025 | 170.9595 | 412.6025 | 170.9595
710.696 | 241.4082 | 4.3985 | 52.4452 | 0 | 8.3805 | 103.1268 | 0 | 0% | 409.7592 | 168.351 | 409.7592 | 168.351
710.728 | 241.1196 | 4.3954 | 52.3916 | 0 | 5.4435 | 103.0937 | 0 | 0% | 406.4438 | 165.3242 | 406.4438 | 165.3242
710.76 | 240.8067 | 4.3916 | 52.3345 | 0 | 3.0173 | 103.0466 | 0 | 0% | 403.5966 | 162.7899 | 403.5966 | 162.7899
710.792 | 240.5359 | 4.3882 | 52.2855 | 0 | 1.773 | 103.008 | 0 | 0% | 401.9905 | 161.4547 | 401.9905 | 161.4547
710.824 | 240.3759 | 4.3867 | 52.2564 | 0 | 2.0225 | 103.0038 | 0 | 0% | 402.0453 | 161.6694 | 402.0453 | 161.6694
710.856 | 240.3412 | 4.3875 | 52.2491 | 0 | 3.8707 | 103.0438 | 0 | 0% | 403.8922 | 163.551 | 403.8922 | 163.551
710.888 | 240.3698 | 4.3898 | 52.252 | 0 | 7.1224 | 103.1129 | 0 | 0% | 407.2468 | 166.877 | 407.2468 | 166.877
710.92 | 240.3656 | 4.3922 | 52.2475 | 0 | 11.02 | 103.1838 | 0 | 0% | 411.2091 | 170.8435 | 411.2091 | 170.8435
710.952 | 240.2589 | 4.3937 | 52.223 | 0 | 14.4429 | 103.2362 | 0 | 0% | 414.5546 | 174.2958 | 414.5546 | 174.2958
710.984 | 240.0269 | 4.3938 | 52.1744 | 0 | 16.5213 | 103.2628 | 0 | 0% | 416.3793 | 176.3523 | 416.3793 | 176.3523
711.016 | 239.6803 | 4.3926 | 52.1038 | 0 | 16.8478 | 103.2647 | 0 | 0% | 416.2892 | 176.6089 | 416.2892 | 176.6089
711.048 | 239.2522 | 4.3904 | 52.0177 | 0 | 15.2484 | 103.2485 | 0 | 0% | 414.1572 | 174.9049 | 414.1572 | 174.9049
711.08 | 238.8004 | 4.388 | 51.9269 | 0 | 11.9235 | 103.2278 | 0 | 0% | 410.2665 | 171.4661 | 410.2665 | 171.4661
711.112 | 238.3918 | 4.3862 | 51.844 | 0 | 7.8011 | 103.2196 | 0 | 0% | 405.6428 | 167.251 | 405.6428 | 167.251
711.144 | 238.0667 | 4.3856 | 51.7767 | 0 | 4.1694 | 103.2331 | 0 | 0% | 401.6314 | 163.5648 | 401.6314 | 163.5648
711.176 | 237.8153 | 4.3858 | 51.7235 | 0 | 1.8172 | 103.2622 | 0 | 0% | 399.0041 | 161.1887 | 399.0041 | 161.1887
711.208 | 237.5949 | 4.3861 | 51.677 | 0 | 0.75637 | 103.292 | 0 | 0% | 397.7063 | 160.1114 | 397.7063 | 160.1114
711.24 | 237.3635 | 4.3857 | 51.6294 | 0 | 0.70503 | 103.3103 | 0 | 0% | 397.3939 | 160.0304 | 397.3939 | 160.0304
711.272 | 237.1019 | 4.3846 | 51.5769 | 0 | 1.6112 | 103.3138 | 0 | 0% | 397.9884 | 160.8865 | 397.9884 | 160.8865
711.304 | 236.8162 | 4.3829 | 51.5203 | 0 | 3.6585 | 103.3081 | 0 | 0% | 399.686 | 162.8698 | 399.686 | 162.8698
711.336 | 236.5349 | 4.3814 | 51.4643 | 0 | 6.7634 | 103.3048 | 0 | 0% | 402.4489 | 165.914 | 402.4489 | 165.914
711.368 | 236.2974 | 4.3807 | 51.4163 | 0 | 10.115 | 103.3159 | 0 | 0% | 405.5252 | 169.2278 | 405.5252 | 169.2278
711.4 | 236.1322 | 4.381 | 51.3817 | 0 | 12.4608 | 103.3466 | 0 | 0% | 407.7023 | 171.5701 | 407.7023 | 171.5701
711.432 | 236.0388 | 4.382 | 51.3613 | 0 | 13.0127 | 103.3901 | 0 | 0% | 408.1848 | 172.1461 | 408.1848 | 172.1461
711.464 | 235.992 | 4.3828 | 51.3513 | 0 | 11.8945 | 103.4313 | 0 | 0% | 407.0519 | 171.0599 | 407.0519 | 171.0599
711.496 | 235.968 | 4.3829 | 51.348 | 0 | 9.7008 | 103.4573 | 0 | 0% | 404.857 | 168.889 | 404.857 | 168.889
711.528 | 235.968 | 4.382 | 51.3519 | 0 | 7.0073 | 103.4664 | 0 | 0% | 402.1756 | 166.2077 | 402.1756 | 166.2077
711.56 | 236.0177 | 4.3808 | 51.3675 | 0 | 4.358 | 103.4674 | 0 | 0% | 399.5913 | 163.5736 | 399.5913 | 163.5736
711.592 | 236.1425 | 4.3796 | 51.3992 | 0 | 2.261 | 103.4709 | 0 | 0% | 397.6533 | 161.5108 | 397.6533 | 161.5108
711.624 | 236.3387 | 4.3788 | 51.4459 | 0 | 0.95912 | 103.4799 | 0 | 0% | 396.6023 | 160.2637 | 396.6023 | 160.2637
711.656 | 236.5705 | 4.3778 | 51.5005 | 0 | 0.34961 | 103.4875 | 0 | 0% | 396.2859 | 159.7154 | 396.2859 | 159.7154
711.688 | 236.7983 | 4.3765 | 51.5551 | 0 | 0.20887 | 103.4866 | 0 | 0% | 396.4253 | 159.6271 | 396.4253 | 159.6271
711.72 | 237.0117 | 4.3748 | 51.6073 | 0 | 0.46729 | 103.4802 | 0 | 0% | 396.9414 | 159.9297 | 396.9414 | 159.9297
711.752 | 237.233 | 4.3735 | 51.6604 | 0 | 1.3143 | 103.4811 | 0 | 0% | 398.0623 | 160.8293 | 398.0623 | 160.8293
711.784 | 237.4852 | 4.3732 | 51.7182 | 0 | 3.0468 | 103.4995 | 0 | 0% | 400.1228 | 162.6376 | 400.1228 | 162.6376
711.816 | 237.7618 | 4.3736 | 51.7795 | 0 | 5.6672 | 103.5329 | 0 | 0% | 403.1151 | 165.3533 | 403.1151 | 165.3533
711.848 | 238.0244 | 4.3741 | 51.8378 | 0 | 8.5523 | 103.5672 | 0 | 0% | 406.3558 | 168.3314 | 406.3558 | 168.3314
711.88 | 238.2198 | 4.3737 | 51.8833 | 0 | 10.7016 | 103.5853 | 0 | 0% | 408.7638 | 170.544 | 408.7638 | 170.544
711.912 | 238.296 | 4.3718 | 51.9063 | 0 | 11.4494 | 103.5744 | 0 | 0% | 409.598 | 171.302 | 409.598 | 171.302
711.944 | 238.2206 | 4.3683 | 51.9 | 0 | 10.7978 | 103.5324 | 0 | 0% | 408.8191 | 170.5985 | 408.8191 | 170.5985
711.976 | 238.0071 | 4.3639 | 51.8655 | 0 | 9.0932 | 103.4739 | 0 | 0% | 406.8037 | 168.7966 | 406.8037 | 168.7966
712.008 | 237.7198 | 4.3602 | 51.8135 | 0 | 6.7414 | 103.4283 | 0 | 0% | 404.0631 | 166.3433 | 404.0631 | 166.3433
712.04 | 237.4307 | 4.3585 | 51.7563 | 0 | 4.2658 | 103.4212 | 0 | 0% | 401.2324 | 163.8018 | 401.2324 | 163.8018
712.072 | 237.1624 | 4.3589 | 51.6989 | 0 | 2.2351 | 103.4539 | 0 | 0% | 398.9091 | 161.7467 | 398.9091 | 161.7467
712.104 | 236.8878 | 4.3603 | 51.6378 | 0 | 0.94946 | 103.5053 | 0 | 0% | 397.3406 | 160.4527 | 397.3406 | 160.4527
712.136 | 236.5876 | 4.3616 | 51.5712 | 0 | 0.32478 | 103.5551 | 0 | 0% | 396.4002 | 159.8127 | 396.4002 | 159.8127
712.168 | 236.2882 | 4.3626 | 51.5057 | 0 | 0.10018 | 103.5993 | 0 | 0% | 395.8559 | 159.5677 | 395.8559 | 159.5677
712.2 | 236.0376 | 4.3635 | 51.451 | 0 | 0.079648 | 103.6425 | 0 | 0% | 395.5743 | 159.5367 | 395.5743 | 159.5367
712.232 | 235.8605 | 4.3644 | 51.4127 | 0 | 0.22903 | 103.6838 | 0 | 0% | 395.5503 | 159.6899 | 395.5503 | 159.6899
712.264 | 235.7452 | 4.3647 | 51.389 | 0 | 0.66526 | 103.7149 | 0 | 0% | 395.879 | 160.1338 | 395.879 | 160.1338
712.296 | 235.6618 | 4.3641 | 51.3742 | 0 | 1.5665 | 103.7283 | 0 | 0% | 396.6948 | 161.033 | 396.6948 | 161.033
712.328 | 235.5815 | 4.3625 | 51.3622 | 0 | 2.9926 | 103.7235 | 0 | 0% | 398.0222 | 162.4407 | 398.0222 | 162.4407
712.36 | 235.4861 | 4.3603 | 51.3483 | 0 | 4.7376 | 103.7062 | 0 | 0% | 399.6385 | 164.1524 | 399.6385 | 164.1524
712.392 | 235.3748 | 4.3579 | 51.3312 | 0 | 6.4076 | 103.6862 | 0 | 0% | 401.1576 | 165.7829 | 401.1576 | 165.7829
712.424 | 235.268 | 4.356 | 51.3142 | 0 | 7.6345 | 103.6747 | 0 | 0% | 402.2474 | 166.9794 | 402.2474 | 166.9794
712.456 | 235.2013 | 4.355 | 51.3039 | 0 | 8.1229 | 103.6808 | 0 | 0% | 402.6639 | 167.4626 | 402.6639 | 167.4626
712.488 | 235.2048 | 4.3549 | 51.3069 | 0 | 7.6129 | 103.7049 | 0 | 0% | 402.1844 | 166.9796 | 402.1844 | 166.9796
712.52 | 235.2909 | 4.3553 | 51.327 | 0 | 6.0947 | 103.7373 | 0 | 0% | 400.8052 | 165.5142 | 400.8052 | 165.5142
712.552 | 235.4627 | 4.3555 | 51.3661 | 0 | 4.0428 | 103.7665 | 0 | 0% | 398.9936 | 163.5309 | 398.9936 | 163.5309
712.584 | 235.7245 | 4.3553 | 51.4257 | 0 | 2.1752 | 103.7881 | 0 | 0% | 397.4688 | 161.7443 | 397.4688 | 161.7443
712.616 | 236.0755 | 4.3549 | 51.5053 | 0 | 0.94266 | 103.8047 | 0 | 0% | 396.683 | 160.6075 | 396.683 | 160.6075
712.648 | 236.4957 | 4.3543 | 51.6003 | 0 | 0.36047 | 103.8191 | 0 | 0% | 396.6299 | 160.1342 | 396.6299 | 160.1342
712.68 | 236.9475 | 4.3537 | 51.7024 | 0 | 0.28312 | 103.8323 | 0 | 0% | 397.119 | 160.1715 | 397.119 | 160.1715
712.712 | 237.387 | 4.353 | 51.8019 | 0 | 0.79768 | 103.8448 | 0 | 0% | 398.1844 | 160.7973 | 398.1844 | 160.7973
712.744 | 237.7706 | 4.3524 | 51.889 | 0 | 2.5435 | 103.8582 | 0 | 0% | 400.4137 | 162.6431 | 400.4137 | 162.6431
712.776 | 238.0525 | 4.3519 | 51.9538 | 0 | 6.9066 | 103.874 | 0 | 0% | 405.1388 | 167.0863 | 405.1388 | 167.0863
712.808 | 238.1861 | 4.3514 | 51.9861 | 0 | 15.8707 | 103.8903 | 0 | 0% | 414.2846 | 176.0985 | 414.2846 | 176.0985
712.84 | 238.13 | 4.3506 | 51.9777 | 0 | 31.0955 | 103.9009 | 0 | 0% | 429.4547 | 191.3247 | 429.4547 | 191.3247
712.872 | 237.8605 | 4.3491 | 51.9244 | 0 | 51.9812 | 103.8968 | 0 | 0% | 450.012 | 212.1515 | 450.012 | 212.1515
712.904 | 237.3848 | 4.3465 | 51.8284 | 0 | 73.6939 | 103.8715 | 0 | 0% | 471.1252 | 233.7404 | 471.1252 | 233.7404
712.936 | 236.751 | 4.3428 | 51.7002 | 0 | 87.9034 | 103.8272 | 0 | 0% | 484.5246 | 247.7736 | 484.5246 | 247.7736
712.968 | 236.0436 | 4.3389 | 51.5564 | 0 | 87.9214 | 103.7777 | 0 | 0% | 483.6381 | 247.5945 | 483.6381 | 247.5945
713 | 235.3553 | 4.3357 | 51.4153 | 0 | 74.4883 | 103.7419 | 0 | 0% | 469.3364 | 233.9812 | 469.3364 | 233.9812
713.032 | 234.7469 | 4.3339 | 51.2886 | 0 | 55.5893 | 103.7315 | 0 | 0% | 449.6901 | 214.9432 | 449.6901 | 214.9432
713.064 | 234.2299 | 4.3332 | 51.1791 | 0 | 39.7512 | 103.7446 | 0 | 0% | 433.2379 | 199.008 | 433.2379 | 199.008
713.096 | 233.7848 | 4.3333 | 51.0837 | 0 | 29.938 | 103.7708 | 0 | 0% | 422.9105 | 189.1258 | 422.9105 | 189.1258
713.128 | 233.3914 | 4.3335 | 50.9992 | 0 | 23.7928 | 103.8007 | 0 | 0% | 416.3176 | 182.9262 | 416.3176 | 182.9262
713.16 | 233.0402 | 4.3337 | 50.924 | 0 | 18.2888 | 103.8294 | 0 | 0% | 410.4161 | 177.3759 | 410.4161 | 177.3759
713.192 | 232.7274 | 4.3337 | 50.8577 | 0 | 13.0439 | 103.8548 | 0 | 0% | 404.8175 | 172.0902 | 404.8175 | 172.0902
713.224 | 232.4504 | 4.3335 | 50.7997 | 0 | 9.7043 | 103.8757 | 0 | 0% | 401.1636 | 168.7132 | 401.1636 | 168.7132
713.256 | 232.2134 | 4.333 | 50.751 | 0 | 9.5842 | 103.8919 | 0 | 0% | 400.7737 | 168.5603 | 400.7737 | 168.5603
713.288 | 232.0344 | 4.3325 | 50.7152 | 0 | 12.7832 | 103.9067 | 0 | 0% | 403.7721 | 171.7377 | 403.7721 | 171.7377
713.32 | 231.9422 | 4.3321 | 50.6979 | 0 | 19.4126 | 103.9249 | 0 | 0% | 410.3097 | 178.3675 | 410.3097 | 178.3675
713.352 | 231.9638 | 4.3321 | 50.7048 | 0 | 30.6254 | 103.9492 | 0 | 0% | 421.5752 | 189.6115 | 421.5752 | 189.6115
713.384 | 232.1149 | 4.3323 | 50.7394 | 0 | 46.9494 | 103.9786 | 0 | 0% | 438.1146 | 205.9996 | 438.1146 | 205.9996
713.416 | 232.3966 | 4.3326 | 50.8024 | 0 | 65.3362 | 104.0096 | 0 | 0% | 456.8775 | 224.4809 | 456.8775 | 224.4809
713.448 | 232.792 | 4.3327 | 50.8908 | 0 | 79.6718 | 104.0373 | 0 | 0% | 471.7246 | 238.9325 | 471.7246 | 238.9325
713.48 | 233.266 | 4.3323 | 50.9974 | 0 | 85.2391 | 104.0554 | 0 | 0% | 477.8902 | 244.6242 | 477.8902 | 244.6242
713.512 | 233.7741 | 4.3312 | 51.1133 | 0 | 81.3091 | 104.0584 | 0 | 0% | 474.5861 | 240.812 | 474.5861 | 240.812
713.544 | 234.286 | 4.3293 | 51.2317 | 0 | 69.4424 | 104.0469 | 0 | 0% | 463.3362 | 229.0502 | 463.3362 | 229.0502
713.576 | 234.8067 | 4.3272 | 51.3523 | 0 | 52.0809 | 104.0326 | 0 | 0% | 446.5998 | 211.7931 | 446.5998 | 211.7931
713.608 | 235.3639 | 4.326 | 51.4791 | 0 | 33.2074 | 104.0341 | 0 | 0% | 428.4106 | 193.0466 | 428.4106 | 193.0466
713.64 | 235.964 | 4.3261 | 51.6121 | 0 | 17.4757 | 104.0616 | 0 | 0% | 413.4395 | 177.4755 | 413.4395 | 177.4755
713.672 | 236.5647 | 4.3272 | 51.7431 | 0 | 7.4387 | 104.1076 | 0 | 0% | 404.1813 | 167.6166 | 404.1813 | 167.6166
713.704 | 237.101 | 4.3283 | 51.8598 | 0 | 2.5311 | 104.1551 | 0 | 0% | 399.9752 | 162.8742 | 399.9752 | 162.8742
713.736 | 237.5267 | 4.3288 | 51.9538 | 0 | 0.6841 | 104.1907 | 0 | 0% | 398.6841 | 161.1574 | 398.6841 | 161.1574
713.768 | 237.825 | 4.3285 | 52.022 | 0 | 0.1464 | 104.2086 | 0 | 0% | 398.5304 | 160.7054 | 398.5304 | 160.7054
713.8 | 237.9877 | 4.3269 | 52.0633 | 0 | 0.024727 | 104.2038 | 0 | 0% | 398.6063 | 160.6186 | 398.6063 | 160.6186
713.832 | 238.0016 | 4.3238 | 52.0756 | 0 | 0.0033063 | 104.169 | 0 | 0% | 398.5733 | 160.5717 | 398.5733 | 160.5717
713.864 | 237.8683 | 4.319 | 52.0595 | 0 | 0.0003489 | 104.1027 | 0 | 0% | 398.3499 | 160.4816 | 398.3499 | 160.4816
713.896 | 237.6407 | 4.3135 | 52.0246 | 0 | 0 | 104.0212 | 0 | 0% | 397.9999 | 160.3593 | 397.9999 | 160.3593
713.928 | 237.4286 | 4.309 | 51.9906 | 0 | 0 | 103.9605 | 0 | 0% | 397.6887 | 160.2601 | 397.6887 | 160.2601
713.96 | 237.3412 | 4.3075 | 51.9771 | 0 | 0 | 103.956 | 0 | 0% | 397.5817 | 160.2405 | 397.5817 | 160.2405
713.992 | 237.408 | 4.3092 | 51.9897 | 0 | 6.6293e-05 | 104.0144 | 0 | 0% | 397.7214 | 160.3134 | 397.7214 | 160.3134
714.024 | 237.5607 | 4.3128 | 52.0169 | 0 | 0.0006282 | 104.1086 | 0 | 0% | 397.9996 | 160.4389 | 397.9996 | 160.4389
714.056 | 237.692 | 4.3161 | 52.04 | 0 | 0.0047826 | 104.1977 | 0 | 0% | 398.2506 | 160.5586 | 398.2506 | 160.5586
714.088 | 237.7261 | 4.3176 | 52.046 | 0 | 0.028699 | 104.2527 | 0 | 0% | 398.3711 | 160.645 | 398.3711 | 160.645
714.12 | 237.6444 | 4.317 | 52.0315 | 0 | 0.1369 | 104.266 | 0 | 0% | 398.3958 | 160.7514 | 398.3958 | 160.7514
714.152 | 237.4754 | 4.3147 | 52.0017 | 0 | 0.52366 | 104.2476 | 0 | 0% | 398.5631 | 161.0877 | 398.5631 | 161.0877
714.184 | 237.2769 | 4.3119 | 51.9667 | 0 | 1.6244 | 104.2185 | 0 | 0% | 399.3984 | 162.1215 | 399.3984 | 162.1215
714.216 | 237.1138 | 4.3096 | 51.9381 | 0 | 4.1584 | 104.2006 | 0 | 0% | 401.7205 | 164.6067 | 401.7205 | 164.6067
714.248 | 237.0275 | 4.3086 | 51.9236 | 0 | 9.0021 | 104.2061 | 0 | 0% | 406.4679 | 169.4404 | 406.4679 | 169.4404
714.28 | 237.015 | 4.3086 | 51.9229 | 0 | 16.953 | 104.2314 | 0 | 0% | 414.4309 | 177.4159 | 414.4309 | 177.4159
714.312 | 237.0378 | 4.3089 | 51.9293 | 0 | 28.4284 | 104.2621 | 0 | 0% | 425.9665 | 188.9288 | 425.9665 | 188.9288
714.344 | 237.0463 | 4.3086 | 51.9338 | 0 | 42.8397 | 104.2827 | 0 | 0% | 440.4112 | 203.3649 | 440.4112 | 203.3649
714.376 | 236.9992 | 4.3073 | 51.9287 | 0 | 57.7946 | 104.2827 | 0 | 0% | 455.3126 | 218.3134 | 455.3126 | 218.3134
714.408 | 236.8762 | 4.3048 | 51.9098 | 0 | 69.5664 | 104.2596 | 0 | 0% | 466.9169 | 230.0407 | 466.9169 | 230.0407
714.44 | 236.6904 | 4.3016 | 51.879 | 0 | 75.7167 | 104.2226 | 0 | 0% | 472.8102 | 236.1198 | 472.8102 | 236.1198
714.472 | 236.4906 | 4.2988 | 51.8441 | 0 | 77.4046 | 104.1936 | 0 | 0% | 474.2317 | 237.7411 | 474.2317 | 237.7411
714.504 | 236.3294 | 4.2977 | 51.8135 | 0 | 77.8629 | 104.1983 | 0 | 0% | 474.5018 | 238.1724 | 474.5018 | 238.1724
714.536 | 236.2031 | 4.2989 | 51.7852 | 0 | 78.438 | 104.2455 | 0 | 0% | 474.9707 | 238.7675 | 474.9707 | 238.7675
714.568 | 236.0243 | 4.3012 | 51.7423 | 0 | 77.7924 | 104.3169 | 0 | 0% | 474.1771 | 238.1528 | 474.1771 | 238.1528
714.6 | 235.6712 | 4.3032 | 51.6619 | 0 | 75.1923 | 104.3807 | 0 | 0% | 471.2094 | 235.5382 | 471.2094 | 235.5382
714.632 | 235.0709 | 4.3037 | 51.5308 | 0 | 71.9583 | 104.416 | 0 | 0% | 467.2797 | 232.2087 | 467.2797 | 232.2087
714.664 | 234.2361 | 4.3027 | 51.3517 | 0 | 68.7326 | 104.4227 | 0 | 0% | 463.0458 | 228.8097 | 463.0458 | 228.8097
714.696 | 233.2388 | 4.3009 | 51.1388 | 0 | 64.1761 | 104.4131 | 0 | 0% | 457.2677 | 224.0289 | 457.2677 | 224.0289
714.728 | 232.1635 | 4.2989 | 50.9095 | 0 | 57.8896 | 104.399 | 0 | 0% | 449.6605 | 217.4969 | 449.6605 | 217.4969
714.76 | 231.0816 | 4.2969 | 50.6787 | 0 | 52.2732 | 104.3849 | 0 | 0% | 442.7154 | 211.6337 | 442.7154 | 211.6337
714.792 | 230.0462 | 4.2947 | 50.4587 | 0 | 49.9484 | 104.3682 | 0 | 0% | 439.1161 | 209.0699 | 439.1161 | 209.0699
714.824 | 229.0887 | 4.2918 | 50.2576 | 0 | 50.749 | 104.338 | 0 | 0% | 438.7251 | 209.6364 | 438.7251 | 209.6364
714.856 | 228.2168 | 4.2875 | 50.079 | 0 | 52.1584 | 104.2792 | 0 | 0% | 439.021 | 210.8042 | 439.021 | 210.8042
714.888 | 227.4401 | 4.2816 | 49.9255 | 0 | 51.9141 | 104.1883 | 0 | 0% | 437.7495 | 210.3095 | 437.7495 | 210.3095
714.92 | 226.8175 | 4.2756 | 49.8059 | 0 | 49.7469 | 104.0951 | 0 | 0% | 434.741 | 207.9235 | 434.741 | 207.9235
714.952 | 226.4483 | 4.2725 | 49.7348 | 0 | 46.9507 | 104.0573 | 0 | 0% | 431.4635 | 205.0152 | 431.4635 | 205.0152
714.984 | 226.3715 | 4.2743 | 49.716 | 0 | 44.7976 | 104.1133 | 0 | 0% | 429.2727 | 202.9012 | 429.2727 | 202.9012
715.016 | 226.4863 | 4.2799 | 49.7301 | 0 | 43.679 | 104.2417 | 0 | 0% | 428.417 | 201.9308 | 428.417 | 201.9308
715.048 | 226.6125 | 4.286 | 49.746 | 0 | 43.2662 | 104.3758 | 0 | 0% | 428.2865 | 201.674 | 428.2865 | 201.674
715.08 | 226.6337 | 4.2895 | 49.7454 | 0 | 42.8538 | 104.4558 | 0 | 0% | 427.9781 | 201.3444 | 427.9781 | 201.3444
715.112 | 226.5697 | 4.2892 | 49.735 | 0 | 41.702 | 104.4619 | 0 | 0% | 426.7578 | 200.1881 | 426.7578 | 200.1881
715.144 | 226.5328 | 4.2859 | 49.738 | 0 | 39.2624 | 104.4071 | 0 | 0% | 424.2263 | 197.6934 | 424.2263 | 197.6934
715.176 | 226.6396 | 4.2806 | 49.7773 | 0 | 35.2695 | 104.3156 | 0 | 0% | 420.2827 | 193.643 | 420.2827 | 193.643
715.208 | 226.9601 | 4.2747 | 49.8655 | 0 | 30.2363 | 104.2099 | 0 | 0% | 415.5465 | 188.5865 | 415.5465 | 188.5865
715.24 | 227.5302 | 4.2694 | 50.0074 | 0 | 25.6614 | 104.1168 | 0 | 0% | 411.5852 | 184.055 | 411.5852 | 184.055
715.272 | 228.3782 | 4.2667 | 50.2043 | 0 | 22.7795 | 104.0734 | 0 | 0% | 409.7021 | 181.3239 | 409.7021 | 181.3239
715.304 | 229.4929 | 4.2681 | 50.4497 | 0 | 21.2584 | 104.1117 | 0 | 0% | 409.5809 | 180.088 | 409.5809 | 180.088
715.336 | 230.7565 | 4.2736 | 50.718 | 0 | 19.791 | 104.2285 | 0 | 0% | 409.7676 | 179.0111 | 409.7676 | 179.0111
715.368 | 231.946 | 4.2808 | 50.9658 | 0 | 17.4928 | 104.3798 | 0 | 0% | 409.0652 | 177.1192 | 409.0652 | 177.1192
715.4 | 232.8409 | 4.287 | 51.1514 | 0 | 14.242 | 104.5106 | 0 | 0% | 407.0318 | 174.1909 | 407.0318 | 174.1909
715.432 | 233.3391 | 4.2905 | 51.2562 | 0 | 10.3554 | 104.5893 | 0 | 0% | 403.8304 | 170.4913 | 403.8304 | 170.4913
715.464 | 233.4875 | 4.2914 | 51.2903 | 0 | 6.4798 | 104.6171 | 0 | 0% | 400.166 | 166.6785 | 400.166 | 166.6785
715.496 | 233.4285 | 4.2908 | 51.2823 | 0 | 3.3744 | 104.6164 | 0 | 0% | 396.9926 | 163.564 | 396.9926 | 163.564
715.528 | 233.3217 | 4.2902 | 51.2641 | 0 | 1.4295 | 104.6147 | 0 | 0% | 394.9202 | 161.5985 | 394.9202 | 161.5985
715.56 | 233.2798 | 4.2905 | 51.2582 | 0 | 0.49343 | 104.63 | 0 | 0% | 393.9519 | 160.672 | 393.9519 | 160.672
715.592 | 233.3365 | 4.2916 | 51.272 | 0 | 0.18276 | 104.6626 | 0 | 0% | 393.7455 | 160.409 | 393.7455 | 160.409
715.624 | 233.4541 | 4.2929 | 51.299 | 0 | 0.27002 | 104.6967 | 0 | 0% | 394.0128 | 160.5586 | 394.0128 | 160.5586
715.656 | 233.5651 | 4.2932 | 51.3266 | 0 | 0.89459 | 104.7129 | 0 | 0% | 394.7924 | 161.2273 | 394.7924 | 161.2273
715.688 | 233.614 | 4.2921 | 51.3437 | 0 | 2.5827 | 104.7015 | 0 | 0% | 396.5341 | 162.9201 | 396.5341 | 162.9201
715.72 | 233.5717 | 4.2897 | 51.3438 | 0 | 5.9137 | 104.6655 | 0 | 0% | 399.7844 | 166.2127 | 399.7844 | 166.2127
715.752 | 233.4299 | 4.2865 | 51.3241 | 0 | 10.6946 | 104.6136 | 0 | 0% | 404.3487 | 170.9188 | 404.3487 | 170.9188
715.784 | 233.2081 | 4.2832 | 51.2874 | 0 | 15.2972 | 104.5586 | 0 | 0% | 408.6345 | 175.4264 | 408.6345 | 175.4264
715.816 | 232.9727 | 4.2808 | 51.2457 | 0 | 17.4228 | 104.5212 | 0 | 0% | 410.4432 | 177.4706 | 410.4432 | 177.4706
715.848 | 232.8179 | 4.2804 | 51.2168 | 0 | 16.2276 | 104.5237 | 0 | 0% | 409.0664 | 176.2485 | 409.0664 | 176.2485
715.88 | 232.7975 | 4.2822 | 51.2119 | 0 | 13.5599 | 104.5692 | 0 | 0% | 406.4208 | 173.6232 | 406.4208 | 173.6232
715.912 | 232.8804 | 4.2848 | 51.2277 | 0 | 12.545 | 104.6304 | 0 | 0% | 405.5683 | 172.6879 | 405.5683 | 172.6879
715.944 | 232.9818 | 4.2861 | 51.2508 | 0 | 14.7986 | 104.6656 | 0 | 0% | 407.9828 | 175.001 | 407.9828 | 175.001
715.976 | 233.0276 | 4.2845 | 51.269 | 0 | 19.1663 | 104.644 | 0 | 0% | 412.3913 | 179.3637 | 412.3913 | 179.3637
716.008 | 232.9984 | 4.2798 | 51.2784 | 0 | 23.3188 | 104.5623 | 0 | 0% | 416.4376 | 183.4392 | 416.4376 | 183.4392
716.04 | 232.9522 | 4.2735 | 51.2878 | 0 | 26.4043 | 104.4506 | 0 | 0% | 419.3685 | 186.4163 | 419.3685 | 186.4163
716.072 | 233.01 | 4.2687 | 51.3166 | 0 | 29.4018 | 104.3654 | 0 | 0% | 422.3625 | 189.3525 | 422.3625 | 189.3525
716.104 | 233.274 | 4.2678 | 51.3805 | 0 | 32.6265 | 104.3584 | 0 | 0% | 425.9072 | 192.6332 | 425.9072 | 192.6332
716.136 | 233.7312 | 4.2715 | 51.4754 | 0 | 34.139 | 104.4418 | 0 | 0% | 428.0589 | 194.3277 | 428.0589 | 194.3277
716.168 | 234.2372 | 4.2782 | 51.574 | 0 | 31.7529 | 104.5824 | 0 | 0% | 426.4246 | 192.1874 | 426.4246 | 192.1874
716.2 | 234.5924 | 4.285 | 51.639 | 0 | 26.0468 | 104.7264 | 0 | 0% | 421.2896 | 186.6972 | 421.2896 | 186.6972
716.232 | 234.6337 | 4.2898 | 51.6402 | 0 | 20.5763 | 104.8294 | 0 | 0% | 415.9693 | 181.3356 | 415.9693 | 181.3356
716.264 | 234.2762 | 4.2912 | 51.5618 | 0 | 19.3244 | 104.8674 | 0 | 0% | 414.3209 | 180.0447 | 414.3209 | 180.0447
716.296 | 233.5109 | 4.289 | 51.4024 | 0 | 23.9312 | 104.8348 | 0 | 0% | 417.9683 | 184.4574 | 417.9683 | 184.4574
716.328 | 232.4064 | 4.2839 | 51.1752 | 0 | 32.7126 | 104.7458 | 0 | 0% | 425.3238 | 192.9175 | 425.3238 | 192.9175
716.36 | 231.117 | 4.278 | 50.9093 | 0 | 42.0856 | 104.6395 | 0 | 0% | 433.0294 | 201.9124 | 433.0294 | 201.9124
716.392 | 229.8443 | 4.2738 | 50.6426 | 0 | 48.8795 | 104.5675 | 0 | 0% | 438.2076 | 208.3633 | 438.2076 | 208.3633
716.424 | 228.7349 | 4.2728 | 50.404 | 0 | 51.0413 | 104.5577 | 0 | 0% | 439.0107 | 210.2758 | 439.0107 | 210.2758
716.456 | 227.8038 | 4.2738 | 50.1997 | 0 | 47.1829 | 104.5888 | 0 | 0% | 434.049 | 206.2452 | 434.049 | 206.2452
716.488 | 226.9623 | 4.2741 | 50.0173 | 0 | 37.4539 | 104.6032 | 0 | 0% | 423.3107 | 196.3485 | 423.3107 | 196.3485
716.52 | 226.1239 | 4.2708 | 49.8443 | 0 | 24.8153 | 104.5499 | 0 | 0% | 409.6042 | 183.4803 | 409.6042 | 183.4803
716.552 | 225.3033 | 4.2639 | 49.6843 | 0 | 13.7717 | 104.4244 | 0 | 0% | 397.4477 | 172.1444 | 397.4477 | 172.1444
716.584 | 224.6441 | 4.2561 | 49.5621 | 0 | 7.6258 | 104.2807 | 0 | 0% | 390.3687 | 165.7247 | 390.3687 | 165.7247
716.616 | 224.3379 | 4.2514 | 49.51 | 0 | 7.6101 | 104.1991 | 0 | 0% | 389.9085 | 165.5706 | 389.9085 | 165.5706
716.648 | 224.4697 | 4.2522 | 49.5408 | 0 | 13.7894 | 104.2249 | 0 | 0% | 396.2769 | 171.8072 | 396.2769 | 171.8072
716.68 | 224.9208 | 4.2568 | 49.6324 | 0 | 25.1675 | 104.3264 | 0 | 0% | 408.3039 | 183.383 | 408.3039 | 183.383
716.712 | 225.445 | 4.261 | 49.7413 | 0 | 38.9103 | 104.4183 | 0 | 0% | 422.7759 | 197.3309 | 422.7759 | 197.3309
716.744 | 225.8479 | 4.2609 | 49.8342 | 0 | 51.0085 | 104.426 | 0 | 0% | 435.3775 | 209.5296 | 435.3775 | 209.5296
716.776 | 226.0754 | 4.255 | 49.9032 | 0 | 58.3756 | 104.3212 | 0 | 0% | 442.9306 | 216.8551 | 442.9306 | 216.8551
716.808 | 226.121 | 4.243 | 49.9489 | 0 | 59.5599 | 104.0945 | 0 | 0% | 443.9672 | 217.8462 | 443.9672 | 217.8462
716.84 | 225.889 | 4.2231 | 49.9556 | 0 | 53.9311 | 103.7113 | 0 | 0% | 437.7101 | 211.8211 | 437.7101 | 211.8211
716.872 | 225.238 | 4.193 | 49.8985 | 0 | 42.1992 | 103.1285 | 0 | 0% | 424.6572 | 199.4192 | 424.6572 | 199.4192
716.904 | 224.2397 | 4.1549 | 49.7882 | 0 | 27.7015 | 102.384 | 0 | 0% | 408.2682 | 184.0285 | 408.2682 | 184.0285
716.936 | 223.4031 | 4.1185 | 49.7095 | 0 | 15.2049 | 101.6732 | 0 | 0% | 394.1093 | 170.7061 | 394.1093 | 170.7061
716.968 | 223.5283 | 4.0991 | 49.7967 | 0 | 8.0546 | 101.2956 | 0 | 0% | 386.7743 | 163.246 | 386.7743 | 163.246
717 | 225.1458 | 4.1068 | 50.1376 | 0 | 7.2518 | 101.4571 | 0 | 0% | 388.0991 | 162.9533 | 388.0991 | 162.9533
717.032 | 227.9876 | 4.1381 | 50.683 | 0 | 12.5265 | 102.0844 | 0 | 0% | 397.4196 | 169.432 | 397.4196 | 169.432
717.064 | 231.0509 | 4.1759 | 51.2583 | 0 | 22.734 | 102.8444 | 0 | 0% | 412.0635 | 181.0127 | 412.0635 | 181.0127
717.096 | 233.2314 | 4.2015 | 51.673 | 0 | 35.2479 | 103.362 | 0 | 0% | 427.7158 | 194.4843 | 427.7158 | 194.4843
717.128 | 233.9319 | 4.2044 | 51.8243 | 0 | 46.4799 | 103.43 | 0 | 0% | 439.8705 | 205.9385 | 439.8705 | 205.9385
717.16 | 233.2575 | 4.186 | 51.7314 | 0 | 53.6224 | 103.0778 | 0 | 0% | 445.8751 | 212.6176 | 445.8751 | 212.6176
717.192 | 231.9043 | 4.1579 | 51.5153 | 0 | 55.1859 | 102.5346 | 0 | 0% | 445.298 | 213.3937 | 445.298 | 213.3937
717.224 | 230.8516 | 4.1368 | 51.346 | 0 | 50.3369 | 102.1261 | 0 | 0% | 438.7974 | 207.9459 | 438.7974 | 207.9459
717.256 | 230.8513 | 4.135 | 51.3544 | 0 | 39.5741 | 102.1021 | 0 | 0% | 428.0169 | 197.1656 | 428.0169 | 197.1656
717.288 | 231.9345 | 4.1531 | 51.5464 | 0 | 25.9845 | 102.4683 | 0 | 0% | 416.0868 | 184.1524 | 416.0868 | 184.1524
717.32 | 233.3456 | 4.1777 | 51.7924 | 0 | 13.9647 | 102.965 | 0 | 0% | 406.2454 | 172.8998 | 406.2454 | 172.8998
717.352 | 234.0068 | 4.1904 | 51.9064 | 0 | 6.3166 | 103.2236 | 0 | 0% | 399.6438 | 165.637 | 399.6438 | 165.637
717.384 | 233.1376 | 4.1776 | 51.7538 | 0 | 3.3455 | 102.9782 | 0 | 0% | 395.3928 | 162.2552 | 395.3928 | 162.2552
717.416 | 230.6299 | 4.1376 | 51.3158 | 0 | 4.3658 | 102.1922 | 0 | 0% | 392.6413 | 162.0114 | 392.6413 | 162.0114
717.448 | 227.0694 | 4.0806 | 50.6931 | 0 | 8.9332 | 101.0659 | 0 | 0% | 391.8421 | 164.7727 | 391.8421 | 164.7727
717.48 | 223.4769 | 4.0239 | 50.062 | 0 | 16.2742 | 99.9483 | 0 | 0% | 393.7853 | 170.3084 | 393.7853 | 170.3084
717.512 | 220.923 | 3.9861 | 49.6076 | 0 | 24.2768 | 99.2049 | 0 | 0% | 397.9984 | 177.0754 | 397.9984 | 177.0754
717.544 | 220.1989 | 3.9805 | 49.4673 | 0 | 30.3575 | 99.1041 | 0 | 0% | 403.1082 | 182.9093 | 403.1082 | 182.9093
717.576 | 221.5589 | 4.0112 | 49.6858 | 0 | 33.8153 | 99.7277 | 0 | 0% | 408.7989 | 187.2401 | 408.7989 | 187.2401
717.608 | 224.527 | 4.0698 | 50.182 | 0 | 36.2319 | 100.9044 | 0 | 0% | 415.9152 | 191.3882 | 415.9152 | 191.3882
717.64 | 227.981 | 4.1365 | 50.7631 | 0 | 38.9123 | 102.2402 | 0 | 0% | 424.0331 | 196.0521 | 424.0331 | 196.0521
717.672 | 230.6423 | 4.1889 | 51.2088 | 0 | 41.4922 | 103.2897 | 0 | 0% | 430.8218 | 200.1795 | 430.8218 | 200.1795
717.704 | 231.6742 | 4.2123 | 51.3747 | 0 | 44.0937 | 103.7637 | 0 | 0% | 435.1186 | 203.4444 | 435.1186 | 203.4444
717.736 | 230.9709 | 4.205 | 51.242 | 0 | 48.7325 | 103.6297 | 0 | 0% | 438.7801 | 207.8092 | 438.7801 | 207.8092
717.768 | 228.98 | 4.1753 | 50.8866 | 0 | 56.4 | 103.0488 | 0 | 0% | 443.4907 | 214.5107 | 443.4907 | 214.5107
717.8 | 226.18 | 4.1318 | 50.3897 | 0 | 63.8898 | 102.1921 | 0 | 0% | 446.7834 | 220.6034 | 446.7834 | 220.6034
717.832 | 222.6788 | 4.0767 | 49.7684 | 0 | 65.6388 | 101.0999 | 0 | 0% | 443.2625 | 220.5838 | 443.2625 | 220.5838
717.864 | 218.5247 | 4.011 | 49.0306 | 0 | 58.861 | 99.7927 | 0 | 0% | 430.22 | 211.6953 | 430.22 | 211.6953
717.896 | 214.5186 | 3.949 | 48.3152 | 0 | 46.3605 | 98.5575 | 0 | 0% | 411.7009 | 197.1823 | 411.7009 | 197.1823
717.928 | 212.2734 | 3.9192 | 47.9019 | 0 | 34.5119 | 97.9667 | 0 | 0% | 396.573 | 184.2997 | 396.573 | 184.2997
717.96 | 212.9646 | 3.942 | 47.9952 | 0 | 28.4595 | 98.433 | 0 | 0% | 391.7942 | 178.8297 | 391.7942 | 178.8297
717.992 | 216.1413 | 4.009 | 48.5181 | 0 | 28.7682 | 99.7877 | 0 | 0% | 397.2243 | 181.083 | 397.2243 | 181.083
718.024 | 220.1097 | 4.0898 | 49.179 | 0 | 32.2617 | 101.4174 | 0 | 0% | 407.0576 | 186.9479 | 407.0576 | 186.9479
718.056 | 223.3671 | 4.1571 | 49.7198 | 0 | 35.3822 | 102.776 | 0 | 0% | 415.4023 | 192.0352 | 415.4023 | 192.0352
718.088 | 225.4471 | 4.2023 | 50.0614 | 0 | 36.2792 | 103.6876 | 0 | 0% | 419.6775 | 194.2304 | 419.6775 | 194.2304
718.12 | 226.6399 | 4.23 | 50.2548 | 0 | 34.9993 | 104.2494 | 0 | 0% | 420.3735 | 193.7336 | 420.3735 | 193.7336
718.152 | 227.3014 | 4.2465 | 50.3616 | 0 | 33.7779 | 104.5858 | 0 | 0% | 420.2732 | 192.9719 | 420.2732 | 192.9719
718.184 | 227.4107 | 4.2514 | 50.3772 | 0 | 36.7059 | 104.6894 | 0 | 0% | 423.4346 | 196.0239 | 423.4346 | 196.0239
718.216 | 226.5015 | 4.2365 | 50.2194 | 0 | 46.3622 | 104.3945 | 0 | 0% | 431.7141 | 205.2126 | 431.7141 | 205.2126
718.248 | 223.9689 | 4.1911 | 49.782 | 0 | 59.8353 | 103.4881 | 0 | 0% | 441.2654 | 217.2966 | 441.2654 | 217.2966
718.28 | 219.7833 | 4.1151 | 49.0592 | 0 | 69.9538 | 101.9674 | 0 | 0% | 444.8787 | 225.0954 | 444.8787 | 225.0954
718.312 | 215.1882 | 4.0311 | 48.267 | 0 | 71.4695 | 100.2894 | 0 | 0% | 439.2453 | 224.0571 | 439.2453 | 224.0571
718.344 | 212.3991 | 3.9792 | 47.7909 | 0 | 64.7948 | 99.2599 | 0 | 0% | 428.2239 | 215.8249 | 428.2239 | 215.8249
718.376 | 213.0318 | 3.9886 | 47.9112 | 0 | 53.8136 | 99.4627 | 0 | 0% | 418.2079 | 205.1761 | 418.2079 | 205.1761
718.408 | 216.6988 | 4.0522 | 48.5596 | 0 | 42.4639 | 100.7553 | 0 | 0% | 412.5298 | 195.831 | 412.5298 | 195.831
718.44 | 221.344 | 4.1332 | 49.3778 | 0 | 33.6346 | 102.394 | 0 | 0% | 410.8836 | 189.5396 | 410.8836 | 189.5396
718.472 | 224.7732 | 4.1923 | 49.9838 | 0 | 28.6767 | 103.5892 | 0 | 0% | 411.2151 | 186.4419 | 411.2151 | 186.4419
718.504 | 225.5915 | 4.2047 | 50.1335 | 0 | 26.853 | 103.8428 | 0 | 0% | 410.6254 | 185.0339 | 410.6254 | 185.0339
718.536 | 223.1213 | 4.1588 | 49.7063 | 0 | 26.147 | 102.9168 | 0 | 0% | 406.0502 | 182.9289 | 406.0502 | 182.9289
718.568 | 217.4501 | 4.0566 | 48.7142 | 0 | 24.7231 | 100.8498 | 0 | 0% | 395.7939 | 178.3438 | 395.7939 | 178.3438
718.6 | 210.1211 | 3.9262 | 47.4256 | 0 | 21.5266 | 98.2086 | 0 | 0% | 381.2081 | 171.0871 | 381.2081 | 171.0871
718.632 | 204.1824 | 3.8225 | 46.3752 | 0 | 16.4803 | 96.1086 | 0 | 0% | 366.969 | 162.7866 | 366.969 | 162.7866
718.664 | 202.3201 | 3.7937 | 46.0365 | 0 | 10.6582 | 95.5346 | 0 | 0% | 358.3432 | 156.0231 | 358.3432 | 156.0231
718.696 | 204.3779 | 3.8372 | 46.3848 | 0 | 5.6553 | 96.4341 | 0 | 0% | 356.6894 | 152.3115 | 356.6894 | 152.3115
718.728 | 207.2165 | 3.8964 | 46.8701 | 0 | 2.4184 | 97.6599 | 0 | 0% | 358.0612 | 150.8448 | 358.0612 | 150.8448
718.76 | 207.5038 | 3.911 | 46.9069 | 0 | 0.8291 | 97.9862 | 0 | 0% | 357.137 | 149.6332 | 357.137 | 149.6332
718.792 | 204.4891 | 3.8669 | 46.3632 | 0 | 0.25026 | 97.1248 | 0 | 0% | 352.0942 | 147.6052 | 352.0942 | 147.6052
718.824 | 199.9939 | 3.7965 | 45.5585 | 0 | 0.17457 | 95.7276 | 0 | 0% | 345.251 | 145.2572 | 345.251 | 145.2572
718.856 | 196.3317 | 3.741 | 44.8982 | 0 | 0.47564 | 94.6284 | 0 | 0% | 340.0749 | 143.7432 | 340.0749 | 143.7432
718.888 | 194.8651 | 3.7249 | 44.6199 | 0 | 1.3651 | 94.3173 | 0 | 0% | 338.8922 | 144.0271 | 338.8922 | 144.0271
718.92 | 196.1564 | 3.7583 | 44.8213 | 0 | 3.1577 | 94.9979 | 0 | 0% | 342.8915 | 146.7351 | 342.8915 | 146.7351
718.952 | 200.2721 | 3.8423 | 45.5157 | 0 | 5.8432 | 96.6938 | 0 | 0% | 352.1672 | 151.8951 | 352.1672 | 151.8951
718.984 | 206.388 | 3.9614 | 46.5632 | 0 | 8.7937 | 99.0962 | 0 | 0% | 364.8024 | 158.4144 | 364.8024 | 158.4144
719.016 | 212.7713 | 4.083 | 47.6649 | 0 | 11.1638 | 101.5541 | 0 | 0% | 377.2371 | 164.4658 | 377.2371 | 164.4658
719.048 | 217.8076 | 4.1771 | 48.5409 | 0 | 12.7265 | 103.4603 | 0 | 0% | 386.7125 | 168.9049 | 386.7125 | 168.9049
719.08 | 220.9704 | 4.234 | 49.099 | 0 | 13.9034 | 104.6179 | 0 | 0% | 392.8246 | 171.8542 | 392.8246 | 171.8542
719.112 | 222.6849 | 4.2621 | 49.4113 | 0 | 14.711 | 105.1928 | 0 | 0% | 396.2621 | 173.5772 | 396.2621 | 173.5772
719.144 | 223.5036 | 4.2722 | 49.5713 | 0 | 14.2596 | 105.4045 | 0 | 0% | 397.0113 | 173.5077 | 397.0113 | 173.5077
719.176 | 223.4909 | 4.2663 | 49.5875 | 0 | 11.8354 | 105.2903 | 0 | 0% | 394.4704 | 170.9795 | 394.4704 | 170.9795
719.208 | 222.1152 | 4.2349 | 49.3644 | 0 | 8.0514 | 104.6616 | 0 | 0% | 388.4275 | 166.3123 | 388.4275 | 166.3123
719.24 | 218.621 | 4.1647 | 48.7686 | 0 | 4.3938 | 103.2439 | 0 | 0% | 379.1921 | 160.571 | 379.1921 | 160.571
719.272 | 212.9017 | 4.054 | 47.7819 | 0 | 1.9057 | 101.0054 | 0 | 0% | 367.6487 | 154.747 | 367.6487 | 154.747
719.304 | 206.4021 | 3.9294 | 46.6597 | 0 | 0.65453 | 98.4914 | 0 | 0% | 356.1372 | 149.7351 | 356.1372 | 149.7351
719.336 | 201.8558 | 3.8411 | 45.8832 | 0 | 0.17933 | 96.721 | 0 | 0% | 348.4804 | 146.6246 | 348.4804 | 146.6246
719.368 | 201.4109 | 3.8281 | 45.8282 | 0 | 0.048604 | 96.4858 | 0 | 0% | 347.6016 | 146.1907 | 347.6016 | 146.1907
719.4 | 204.7586 | 3.8846 | 46.4371 | 0 | 0.055904 | 97.6607 | 0 | 0% | 352.797 | 148.0384 | 352.797 | 148.0384
719.432 | 209.2754 | 3.963 | 47.2463 | 0 | 0.18493 | 99.2685 | 0 | 0% | 359.9382 | 150.6627 | 359.9382 | 150.6627
719.464 | 212.0316 | 4.01 | 47.741 | 0 | 0.54729 | 100.2304 | 0 | 0% | 364.5603 | 152.5287 | 364.5603 | 152.5287
719.496 | 211.8368 | 4.0044 | 47.714 | 0 | 1.3141 | 100.119 | 0 | 0% | 364.9883 | 153.1515 | 364.9883 | 153.1515
719.528 | 209.8924 | 3.9682 | 47.3778 | 0 | 2.5996 | 99.3881 | 0 | 0% | 363.2261 | 153.3337 | 363.2261 | 153.3337
719.56 | 208.6645 | 3.9462 | 47.1662 | 0 | 4.3597 | 98.9488 | 0 | 0% | 363.0854 | 154.4208 | 363.0854 | 154.4208
719.592 | 209.7545 | 3.9669 | 47.3608 | 0 | 6.4003 | 99.383 | 0 | 0% | 366.8655 | 157.1111 | 366.8655 | 157.1111
719.624 | 212.6843 | 4.0211 | 47.8785 | 0 | 8.3838 | 100.4997 | 0 | 0% | 373.4673 | 160.783 | 373.4673 | 160.783
719.656 | 215.8041 | 4.078 | 48.4312 | 0 | 9.726 | 101.6717 | 0 | 0% | 379.711 | 163.9069 | 379.711 | 163.9069
719.688 | 218.0757 | 4.1179 | 48.8386 | 0 | 9.7131 | 102.4962 | 0 | 0% | 383.2414 | 165.1657 | 383.2414 | 165.1657
719.72 | 219.6725 | 4.1431 | 49.1323 | 0 | 8.0897 | 103.0192 | 0 | 0% | 384.0569 | 164.3844 | 384.0569 | 164.3844
719.752 | 221.189 | 4.1641 | 49.4179 | 0 | 5.4868 | 103.4503 | 0 | 0% | 383.7081 | 162.5191 | 383.7081 | 162.5191
719.784 | 222.7806 | 4.1836 | 49.7234 | 0 | 2.9914 | 103.8501 | 0 | 0% | 383.5291 | 160.7486 | 383.5291 | 160.7486
719.816 | 224.0553 | 4.1952 | 49.9803 | 0 | 1.33 | 104.0902 | 0 | 0% | 383.651 | 159.5957 | 383.651 | 159.5957
719.848 | 224.4998 | 4.1904 | 50.0973 | 0 | 0.61732 | 104.0048 | 0 | 0% | 383.4096 | 158.9098 | 383.4096 | 158.9098
719.88 | 223.9405 | 4.1673 | 50.0412 | 0 | 0.75905 | 103.5542 | 0 | 0% | 382.4623 | 158.5218 | 382.4623 | 158.5218
719.912 | 222.6992 | 4.1329 | 49.8644 | 0 | 1.8811 | 102.8771 | 0 | 0% | 381.4547 | 158.7555 | 381.4547 | 158.7555
719.944 | 221.3821 | 4.099 | 49.6692 | 0 | 4.2669 | 102.2098 | 0 | 0% | 381.627 | 160.2449 | 381.627 | 160.2449
719.976 | 220.586 | 4.0769 | 49.5575 | 0 | 7.7724 | 101.7765 | 0 | 0% | 383.7693 | 163.1833 | 383.7693 | 163.1833
720.008 | 220.7704 | 4.0748 | 49.609 | 0 | 11.3482 | 101.7408 | 0 | 0% | 387.5433 | 166.7728 | 387.5433 | 166.7728
720.04 | 222.1232 | 4.0955 | 49.8576 | 0 | 13.5834 | 102.1605 | 0 | 0% | 391.8201 | 169.697 | 391.8201 | 169.697
720.072 | 224.2403 | 4.1311 | 50.235 | 0 | 14.0751 | 102.8784 | 0 | 0% | 395.5599 | 171.3196 | 395.5599 | 171.3196
720.104 | 225.9632 | 4.1604 | 50.542 | 0 | 13.9545 | 103.4697 | 0 | 0% | 398.0898 | 172.1266 | 398.0898 | 172.1266
720.136 | 225.811 | 4.1566 | 50.5224 | 0 | 14.749 | 103.3974 | 0 | 0% | 398.6365 | 172.8255 | 398.6365 | 172.8255
720.168 | 222.8462 | 4.1029 | 50.0138 | 0 | 17.1391 | 102.3195 | 0 | 0% | 396.4215 | 173.5752 | 396.4215 | 173.5752
720.2 | 217.3728 | 4.0043 | 49.0679 | 0 | 21.0403 | 100.3357 | 0 | 0% | 391.821 | 174.4482 | 391.821 | 174.4482
720.232 | 210.9907 | 3.8891 | 47.9613 | 0 | 25.9655 | 98.0091 | 0 | 0% | 386.8157 | 175.825 | 386.8157 | 175.825
720.264 | 205.9783 | 3.7976 | 47.09 | 0 | 30.4838 | 96.1517 | 0 | 0% | 383.5013 | 177.523 | 383.5013 | 177.523
720.296 | 204.3622 | 3.7657 | 46.8099 | 0 | 32.1616 | 95.497 | 0 | 0% | 382.5964 | 178.2343 | 382.5964 | 178.2343
720.328 | 207.0204 | 3.8095 | 47.2795 | 0 | 29.4304 | 96.3773 | 0 | 0% | 383.9171 | 176.8968 | 383.9171 | 176.8968
720.36 | 213.1092 | 3.9145 | 48.3547 | 0 | 23.5242 | 98.5081 | 0 | 0% | 387.4107 | 174.3014 | 387.4107 | 174.3014
720.392 | 220.3466 | 4.0408 | 49.6343 | 0 | 17.7374 | 101.082 | 0 | 0% | 392.841 | 172.4944 | 392.841 | 172.4944
720.424 | 226.2724 | 4.1455 | 50.6824 | 0 | 14.562 | 103.2229 | 0 | 0% | 398.8852 | 172.6128 | 398.8852 | 172.6128
720.456 | 229.4325 | 4.2035 | 51.2396 | 0 | 13.7631 | 104.4167 | 0 | 0% | 403.0554 | 173.623 | 403.0554 | 173.623
720.488 | 229.4661 | 4.2091 | 51.2405 | 0 | 13.169 | 104.5434 | 0 | 0% | 402.628 | 173.1619 | 402.628 | 173.1619
720.52 | 226.5841 | 4.1659 | 50.7218 | 0 | 11.061 | 103.6843 | 0 | 0% | 396.2172 | 169.633 | 396.2172 | 169.633
720.552 | 221.5554 | 4.0877 | 49.8193 | 0 | 7.6103 | 102.1129 | 0 | 0% | 385.1855 | 163.6301 | 385.1855 | 163.6301
720.584 | 216.1233 | 4.0046 | 48.8393 | 0 | 4.1841 | 100.4447 | 0 | 0% | 373.5959 | 157.4727 | 373.5959 | 157.4727
720.616 | 212.6393 | 3.9579 | 48.1946 | 0 | 1.8231 | 99.5102 | 0 | 0% | 366.125 | 153.4858 | 366.125 | 153.4858
720.648 | 212.5104 | 3.9717 | 48.1325 | 0 | 0.62781 | 99.7985 | 0 | 0% | 365.041 | 152.5306 | 365.041 | 152.5306
720.68 | 214.8752 | 4.03 | 48.503 | 0 | 0.17088 | 100.9808 | 0 | 0% | 368.5599 | 153.6846 | 368.5599 | 153.6846
720.712 | 217.0782 | 4.0845 | 48.8415 | 0 | 0.038185 | 102.0779 | 0 | 0% | 372.1203 | 155.0421 | 372.1203 | 155.0421
720.744 | 216.6562 | 4.0905 | 48.7174 | 0 | 0.017743 | 102.1815 | 0 | 0% | 371.6632 | 155.007 | 371.6632 | 155.007
720.776 | 213.2162 | 4.0405 | 48.0644 | 0 | 0.068913 | 101.1449 | 0 | 0% | 366.535 | 153.3188 | 366.535 | 153.3188
720.808 | 208.8566 | 3.9727 | 47.2564 | 0 | 0.31723 | 99.7504 | 0 | 0% | 360.1533 | 151.2967 | 360.1533 | 151.2967
720.84 | 206.6801 | 3.9439 | 46.8444 | 0 | 1.166 | 99.1615 | 0 | 0% | 357.7958 | 151.1157 | 357.7958 | 151.1157
720.872 | 208.3294 | 3.9842 | 47.1191 | 0 | 3.383 | 99.9982 | 0 | 0% | 362.8138 | 154.4844 | 362.8138 | 154.4844
720.904 | 212.7727 | 4.0749 | 47.8945 | 0 | 7.7466 | 101.8731 | 0 | 0% | 374.3618 | 161.5891 | 374.3618 | 161.5891
720.936 | 217.5355 | 4.1707 | 48.7288 | 0 | 13.9998 | 103.8508 | 0 | 0% | 388.2856 | 170.7501 | 388.2856 | 170.7501
720.968 | 220.8071 | 4.2379 | 49.3001 | 0 | 19.9677 | 105.2401 | 0 | 0% | 399.5528 | 178.7457 | 399.5528 | 178.7457
721 | 222.2253 | 4.269 | 49.5466 | 0 | 22.4765 | 105.8901 | 0 | 0% | 404.4074 | 182.1822 | 404.4074 | 182.1822
721.032 | 222.2273 | 4.2711 | 49.5496 | 0 | 19.9677 | 105.949 | 0 | 0% | 401.9647 | 179.7373 | 401.9647 | 179.7373
721.064 | 221.3249 | 4.2529 | 49.403 | 0 | 13.9998 | 105.5949 | 0 | 0% | 394.5754 | 173.2505 | 394.5754 | 173.2505
721.096 | 220.0489 | 4.2236 | 49.2015 | 0 | 7.7466 | 105.019 | 0 | 0% | 386.2396 | 166.1907 | 386.2396 | 166.1907
721.128 | 219.143 | 4.1973 | 49.0743 | 0 | 3.383 | 104.5016 | 0 | 0% | 380.2991 | 161.1561 | 380.2991 | 161.1561
721.16 | 219.3401 | 4.1882 | 49.1472 | 0 | 1.166 | 104.3283 | 0 | 0% | 378.1696 | 158.8295 | 378.1696 | 158.8295
721.192 | 220.7963 | 4.2001 | 49.4444 | 0 | 0.31715 | 104.5774 | 0 | 0% | 379.3354 | 158.5391 | 379.3354 | 158.5391
721.224 | 222.9153 | 4.2233 | 49.8597 | 0 | 0.068083 | 105.0507 | 0 | 0% | 382.1171 | 159.2018 | 382.1171 | 159.2018
721.256 | 224.885 | 4.2438 | 50.2492 | 0 | 0.011535 | 105.4696 | 0 | 0% | 384.8591 | 159.9741 | 384.8591 | 159.9741
721.288 | 226.3273 | 4.2556 | 50.5443 | 0 | 0.0015423 | 105.7157 | 0 | 0% | 386.8444 | 160.5172 | 386.8444 | 160.5172
721.32 | 227.3852 | 4.2624 | 50.7671 | 0 | 0.00016276 | 105.8622 | 0 | 0% | 388.277 | 160.8919 | 388.277 | 160.8919
721.352 | 228.3311 | 4.2701 | 50.9627 | 0 | 0 | 106.0259 | 0 | 0% | 389.5899 | 161.2587 | 389.5899 | 161.2587
721.384 | 229.2491 | 4.2807 | 51.1448 | 0 | 0 | 106.2452 | 0 | 0% | 390.9198 | 161.6707 | 390.9198 | 161.6707
721.416 | 230.0505 | 4.2922 | 51.2989 | 0 | 0 | 106.4833 | 0 | 0% | 392.1249 | 162.0744 | 392.1249 | 162.0744
721.448 | 230.6354 | 4.3021 | 51.4092 | 0 | 0 | 106.6903 | 0 | 0% | 393.0371 | 162.4016 | 393.0371 | 162.4016
721.48 | 230.9716 | 4.3092 | 51.4717 | 0 | 0 | 106.8386 | 0 | 0% | 393.5911 | 162.6195 | 393.5911 | 162.6195
721.512 | 231.0836 | 4.313 | 51.4922 | 0 | 4.7323e-13 | 106.924 | 0 | 0% | 393.8128 | 162.7292 | 393.8128 | 162.7292
721.544 | 231.0274 | 4.3142 | 51.4815 | 0 | 0 | 106.9576 | 0 | 0% | 393.7808 | 162.7534 | 393.7808 | 162.7534
721.576 | 230.8712 | 4.3137 | 51.4526 | 0 | 0 | 106.9572 | 0 | 0% | 393.5947 | 162.7235 | 393.5947 | 162.7235
721.608 | 230.6746 | 4.3123 | 51.4169 | 0 | 2.8367e-13 | 106.938 | 0 | 0% | 393.3418 | 162.6672 | 393.3418 | 162.6672
721.64 | 230.4709 | 4.3102 | 51.3814 | 0 | 0 | 106.9054 | 0 | 0% | 393.0679 | 162.597 | 393.0679 | 162.597
721.672 | 230.2426 | 4.3068 | 51.3438 | 0 | 9.3974e-13 | 106.8474 | 0 | 0% | 392.7406 | 162.498 | 392.7406 | 162.498
721.704 | 229.8906 | 4.3002 | 51.2872 | 0 | 0 | 106.7255 | 0 | 0% | 392.2036 | 162.313 | 392.2036 | 162.313
721.736 | 229.2434 | 4.2875 | 51.1816 | 0 | 0 | 106.48 | 0 | 0% | 391.1925 | 161.9491 | 391.1925 | 161.9491
721.768 | 228.1846 | 4.2668 | 51.0058 | 0 | 9.4109e-14 | 106.0758 | 0 | 0% | 389.533 | 161.3484 | 389.533 | 161.3484
721.8 | 226.8732 | 4.2415 | 50.7865 | 0 | 8.5303e-13 | 105.5804 | 0 | 0% | 387.4815 | 160.6084 | 387.4815 | 160.6084
721.832 | 225.8153 | 4.2213 | 50.6106 | 0 | 0 | 105.1849 | 0 | 0% | 385.8321 | 160.0167 | 385.8321 | 160.0167
721.864 | 225.5472 | 4.216 | 50.5706 | 0 | 1.5797e-13 | 105.0874 | 0 | 0% | 385.4212 | 159.874 | 385.4212 | 159.874
721.896 | 226.1461 | 4.227 | 50.6796 | 0 | 4.6987e-13 | 105.3158 | 0 | 0% | 386.3684 | 160.2224 | 386.3684 | 160.2224
721.928 | 227.1476 | 4.2457 | 50.8565 | 0 | 0 | 105.7004 | 0 | 0% | 387.9502 | 160.8026 | 387.9502 | 160.8026
721.96 | 228.0066 | 4.2623 | 51.007 | 0 | 0 | 106.0423 | 0 | 0% | 389.3182 | 161.3117 | 389.3182 | 161.3117
721.992 | 228.5339 | 4.2735 | 51.0985 | 0 | 0.00011551 | 106.275 | 0 | 0% | 390.1809 | 161.647 | 390.1809 | 161.647
722.024 | 228.8539 | 4.2817 | 51.1523 | 0 | 0.0011566 | 106.449 | 0 | 0% | 390.7381 | 161.8842 | 390.7381 | 161.8842
722.056 | 229.0996 | 4.2899 | 51.1906 | 0 | 0.0087743 | 106.622 | 0 | 0% | 391.2109 | 162.1113 | 391.2109 | 162.1113
722.088 | 229.2674 | 4.2986 | 51.211 | 0 | 0.052717 | 106.8035 | 0 | 0% | 391.6333 | 162.3659 | 391.6333 | 162.3659
722.12 | 229.2836 | 4.3068 | 51.1994 | 0 | 0.25118 | 106.9756 | 0 | 0% | 392.0165 | 162.7329 | 392.0165 | 162.7329
722.152 | 229.0964 | 4.3137 | 51.146 | 0 | 0.94977 | 107.122 | 0 | 0% | 392.6277 | 163.5314 | 392.6277 | 163.5314
722.184 | 228.702 | 4.319 | 51.0504 | 0 | 2.8556 | 107.2363 | 0 | 0% | 394.1633 | 165.4613 | 394.1633 | 165.4613
722.216 | 228.1397 | 4.3227 | 50.9211 | 0 | 6.8474 | 107.3201 | 0 | 0% | 397.551 | 169.4113 | 397.551 | 169.4113
722.248 | 227.4788 | 4.3253 | 50.7726 | 0 | 13.1671 | 107.3803 | 0 | 0% | 403.1241 | 175.6454 | 403.1241 | 175.6454
722.28 | 226.7992 | 4.3271 | 50.6219 | 0 | 20.5292 | 107.425 | 0 | 0% | 409.7023 | 182.9031 | 409.7023 | 182.9031
722.312 | 226.1658 | 4.3282 | 50.483 | 0 | 26.5254 | 107.4566 | 0 | 0% | 414.9589 | 188.7931 | 414.9589 | 188.7931
722.344 | 225.6 | 4.3281 | 50.362 | 0 | 29.5321 | 107.4648 | 0 | 0% | 417.287 | 191.687 | 417.287 | 191.687
722.376 | 225.0399 | 4.3252 | 50.2494 | 0 | 29.8902 | 107.4148 | 0 | 0% | 416.9195 | 191.8796 | 416.9195 | 191.8796
722.408 | 224.3009 | 4.3157 | 50.1132 | 0 | 28.7095 | 107.2343 | 0 | 0% | 414.6736 | 190.3728 | 414.6736 | 190.3728
722.44 | 223.1025 | 4.2948 | 49.9039 | 0 | 26.3234 | 106.8234 | 0 | 0% | 410.448 | 187.3455 | 410.448 | 187.3455
722.472 | 221.2641 | 4.2596 | 49.5886 | 0 | 22.871 | 106.1259 | 0 | 0% | 404.1092 | 182.8451 | 404.1092 | 182.8451
722.504 | 219.0437 | 4.2158 | 49.2112 | 0 | 19.5108 | 105.2529 | 0 | 0% | 397.2344 | 178.1907 | 397.2344 | 178.1907
722.536 | 217.2859 | 4.1797 | 48.9177 | 0 | 17.663 | 104.5347 | 0 | 0% | 392.581 | 175.295 | 392.581 | 175.295
722.568 | 216.9779 | 4.1702 | 48.8792 | 0 | 17.4463 | 104.3502 | 0 | 0% | 391.8239 | 174.846 | 391.8239 | 174.846
722.6 | 218.4314 | 4.1931 | 49.1495 | 0 | 18.0475 | 104.8196 | 0 | 0% | 394.641 | 176.2097 | 394.641 | 176.2097
722.632 | 220.9707 | 4.2357 | 49.6108 | 0 | 19.3279 | 105.6866 | 0 | 0% | 399.8317 | 178.8609 | 399.8317 | 178.8609
722.664 | 223.5307 | 4.2778 | 50.0779 | 0 | 21.7218 | 106.5439 | 0 | 0% | 406.1521 | 182.6214 | 406.1521 | 182.6214
722.696 | 225.4618 | 4.3069 | 50.4387 | 0 | 24.3663 | 107.1385 | 0 | 0% | 411.7122 | 186.2504 | 411.7122 | 186.2504
722.728 | 226.7283 | 4.322 | 50.6879 | 0 | 24.7407 | 107.4507 | 0 | 0% | 413.9295 | 187.2012 | 413.9295 | 187.2012
722.76 | 227.5488 | 4.3271 | 50.8635 | 0 | 21.1041 | 107.5626 | 0 | 0% | 411.406 | 183.8572 | 411.406 | 183.8572
722.792 | 228.0103 | 4.3242 | 50.9798 | 0 | 14.5717 | 107.5143 | 0 | 0% | 405.4003 | 177.3901 | 405.4003 | 177.3901
722.824 | 227.9536 | 4.3111 | 51.0075 | 0 | 8.0368 | 107.2598 | 0 | 0% | 398.5689 | 170.6153 | 398.5689 | 170.6153
722.856 | 227.1544 | 4.2844 | 50.9053 | 0 | 3.6258 | 106.7322 | 0 | 0% | 392.7021 | 165.5477 | 392.7021 | 165.5477
722.888 | 225.7069 | 4.2466 | 50.6878 | 0 | 1.8324 | 105.9812 | 0 | 0% | 388.4549 | 162.748 | 388.4549 | 162.748
722.92 | 224.2865 | 4.2106 | 50.4715 | 0 | 2.6856 | 105.266 | 0 | 0% | 386.9203 | 162.6337 | 386.9203 | 162.6337
722.952 | 223.8534 | 4.1942 | 50.4231 | 0 | 7.1149 | 104.9446 | 0 | 0% | 390.5302 | 166.6768 | 390.5302 | 166.6768
722.984 | 224.8962 | 4.2063 | 50.6281 | 0 | 16.8831 | 105.1975 | 0 | 0% | 401.8112 | 176.915 | 401.8112 | 176.915
723.016 | 227.0093 | 4.2395 | 51.0161 | 0 | 32.6377 | 105.8749 | 0 | 0% | 420.7775 | 193.7681 | 420.7775 | 193.7681
723.048 | 229.2908 | 4.2772 | 51.4304 | 0 | 51.463 | 106.6427 | 0 | 0% | 443.104 | 213.8132 | 443.104 | 213.8132
723.08 | 231.053 | 4.3066 | 51.7516 | 0 | 66.8105 | 107.2427 | 0 | 0% | 461.1643 | 230.1113 | 461.1643 | 230.1113
723.112 | 232.1122 | 4.3239 | 51.948 | 0 | 72.0208 | 107.6004 | 0 | 0% | 468.0053 | 235.8931 | 468.0053 | 235.8931
723.144 | 232.6009 | 4.3313 | 52.0431 | 0 | 64.7553 | 107.7585 | 0 | 0% | 461.489 | 228.8882 | 461.489 | 228.8882
723.176 | 232.7042 | 4.332 | 52.0691 | 0 | 48.5033 | 107.782 | 0 | 0% | 445.3906 | 212.6865 | 445.3906 | 212.6865
723.208 | 232.5569 | 4.3285 | 52.0498 | 0 | 30.0873 | 107.7207 | 0 | 0% | 426.7432 | 194.1863 | 426.7432 | 194.1863
723.24 | 232.2455 | 4.3224 | 52.0002 | 0 | 15.3987 | 107.6084 | 0 | 0% | 411.5753 | 179.3298 | 411.5753 | 179.3298
723.272 | 231.7706 | 4.314 | 51.9207 | 0 | 6.7698 | 107.4486 | 0 | 0% | 402.2235 | 170.453 | 402.2235 | 170.453
723.304 | 230.925 | 4.2996 | 51.7745 | 0 | 3.5396 | 107.1691 | 0 | 0% | 397.7078 | 166.7828 | 397.7078 | 166.7828
723.336 | 229.2266 | 4.2709 | 51.4761 | 0 | 4.2827 | 106.5968 | 0 | 0% | 395.853 | 166.6264 | 395.853 | 166.6264
723.368 | 226.1274 | 4.2179 | 50.9279 | 0 | 8.4001 | 105.5322 | 0 | 0% | 395.2055 | 169.0782 | 395.2055 | 169.0782
723.4 | 221.5518 | 4.1395 | 50.1147 | 0 | 16.4507 | 103.9454 | 0 | 0% | 396.2021 | 174.6503 | 396.2021 | 174.6503
723.432 | 216.4256 | 4.0523 | 49.1988 | 0 | 29.5405 | 102.1709 | 0 | 0% | 401.3881 | 184.9625 | 401.3881 | 184.9625
723.464 | 212.5318 | 3.988 | 48.4959 | 0 | 47.626 | 100.8599 | 0 | 0% | 413.5018 | 200.9699 | 413.5018 | 200.9699
723.496 | 211.3056 | 3.9723 | 48.263 | 0 | 67.5053 | 100.5394 | 0 | 0% | 431.5856 | 220.28 | 431.5856 | 220.28
723.528 | 212.3464 | 3.9976 | 48.4332 | 0 | 83.2666 | 101.0601 | 0 | 0% | 449.1039 | 236.7575 | 449.1039 | 236.7575
723.56 | 213.3611 | 4.022 | 48.6033 | 0 | 89.8758 | 101.5707 | 0 | 0% | 457.433 | 244.0718 | 457.433 | 244.0718
723.592 | 212.1529 | 4.0055 | 48.384 | 0 | 85.893 | 101.2504 | 0 | 0% | 451.6857 | 239.5328 | 451.6857 | 239.5328
723.624 | 208.849 | 3.9503 | 47.7953 | 0 | 72.8439 | 100.1373 | 0 | 0% | 433.5758 | 224.7268 | 433.5758 | 224.7268
723.656 | 205.918 | 3.9011 | 47.2721 | 0 | 54.0685 | 99.142 | 0 | 0% | 410.3017 | 204.3837 | 410.3017 | 204.3837
723.688 | 205.7796 | 3.902 | 47.2422 | 0 | 34.5377 | 99.1667 | 0 | 0% | 390.6282 | 184.8486 | 390.6282 | 184.8486
723.72 | 208.5293 | 3.955 | 47.7235 | 0 | 19.3201 | 100.259 | 0 | 0% | 379.7869 | 171.2576 | 379.7869 | 171.2576
723.752 | 212.2372 | 4.0257 | 48.3752 | 0 | 10.8755 | 101.7159 | 0 | 0% | 377.2295 | 164.9924 | 377.2295 | 164.9924
723.784 | 215.234 | 4.0842 | 48.9009 | 0 | 8.367 | 102.9246 | 0 | 0% | 379.5106 | 164.2767 | 379.5106 | 164.2767
723.816 | 217.5083 | 4.1304 | 49.2967 | 0 | 9.7457 | 103.8784 | 0 | 0% | 384.5595 | 167.0512 | 384.5595 | 167.0512
723.848 | 219.8718 | 4.1787 | 49.7056 | 0 | 14.8742 | 104.8703 | 0 | 0% | 393.5006 | 173.6289 | 393.5006 | 173.6289
723.88 | 222.5233 | 4.2323 | 50.164 | 0 | 30.1311 | 105.9639 | 0 | 0% | 413.0146 | 190.4913 | 413.0146 | 190.4913
723.912 | 224.8775 | 4.2797 | 50.5712 | 0 | 76.6746 | 106.9326 | 0 | 0% | 463.3356 | 238.4581 | 463.3356 | 238.4581
723.944 | 226.3897 | 4.3106 | 50.8328 | 0 | 196.3913 | 107.5672 | 0 | 0% | 585.4917 | 359.102 | 585.4917 | 359.102
723.976 | 227.0629 | 4.3248 | 50.9504 | 0 | 433.4447 | 107.8645 | 0 | 0% | 823.6473 | 596.5844 | 823.6473 | 596.5844
724.008 | 227.2218 | 4.3282 | 50.9814 | 0 | 778.2917 | 107.9434 | 0 | 0% | 1168.7666 | 941.5448 | 1168.7666 | 941.5448
724.04 | 227.0707 | 4.3247 | 50.9615 | 0 | 1124.7202 | 107.8814 | 0 | 0% | 1514.9584 | 1287.8877 | 1514.9584 | 1287.8877
724.072 | 226.4943 | 4.3123 | 50.8691 | 0 | 1333.2572 | 107.6399 | 0 | 0% | 1722.5728 | 1496.0785 | 1722.5728 | 1496.0785
724.104 | 225.1056 | 4.2844 | 50.6336 | 0 | 1385.494 | 107.0822 | 0 | 0% | 1772.5998 | 1547.4941 | 1772.5998 | 1547.4941
724.136 | 222.3804 | 4.232 | 50.159 | 0 | 1442.7474 | 106.0207 | 0 | 0% | 1825.5395 | 1603.1591 | 1825.5395 | 1603.1591
724.168 | 217.9285 | 4.1487 | 49.3729 | 0 | 1682.809 | 104.3179 | 0 | 0% | 2058.577 | 1840.6485 | 2058.577 | 1840.6485
724.2 | 212.1029 | 4.0415 | 48.3371 | 0 | 2079.8805 | 102.1157 | 0 | 0% | 2446.4777 | 2234.3748 | 2446.4777 | 2234.3748
724.232 | 206.611 | 3.9419 | 47.3577 | 0 | 2404.0854 | 100.0666 | 0 | 0% | 2762.0626 | 2555.4516 | 2762.0626 | 2555.4516
724.264 | 204.0423 | 3.8973 | 46.899 | 0 | 2446.1983 | 99.1516 | 0 | 0% | 2800.1885 | 2596.1463 | 2800.1885 | 2596.1463
724.296 | 205.9897 | 3.9365 | 47.2459 | 0 | 2191.0239 | 99.967 | 0 | 0% | 2548.163 | 2342.1733 | 2548.163 | 2342.1733
724.328 | 211.5124 | 4.0419 | 48.229 | 0 | 1769.6835 | 102.146 | 0 | 0% | 2135.6128 | 1924.1004 | 2135.6128 | 1924.1004
724.36 | 217.7926 | 4.1615 | 49.3446 | 0 | 1317.2154 | 104.6139 | 0 | 0% | 1693.1278 | 1475.3352 | 1693.1278 | 1475.3352
724.392 | 222.1874 | 4.2463 | 50.1226 | 0 | 908.3138 | 106.3665 | 0 | 0% | 1291.2367 | 1069.0492 | 1291.2367 | 1069.0492
724.424 | 223.4104 | 4.2725 | 50.3362 | 0 | 576.0932 | 106.9153 | 0 | 0% | 961.0277 | 737.6173 | 961.0277 | 737.6173
724.456 | 221.3117 | 4.2371 | 49.9614 | 0 | 339.9673 | 106.2011 | 0 | 0% | 721.6786 | 500.3669 | 721.6786 | 500.3669
724.488 | 216.5831 | 4.1526 | 49.1224 | 0 | 218.4877 | 104.4825 | 0 | 0% | 592.8282 | 376.2451 | 592.8282 | 376.2451
724.52 | 211.0256 | 4.052 | 48.1391 | 0 | 246.2381 | 102.4372 | 0 | 0% | 611.8921 | 400.8665 | 611.8921 | 400.8665
724.552 | 207.3149 | 3.9848 | 47.4852 | 0 | 493.4211 | 101.0741 | 0 | 0% | 853.2801 | 645.9651 | 853.2801 | 645.9651
724.584 | 207.4253 | 3.9873 | 47.5092 | 0 | 1034.1868 | 101.1388 | 0 | 0% | 1394.2475 | 1186.8222 | 1394.2475 | 1186.8222
724.616 | 210.9856 | 4.053 | 48.1445 | 0 | 1822.4892 | 102.4951 | 0 | 0% | 2188.1674 | 1977.1818 | 2188.1674 | 1977.1818
724.648 | 215.5468 | 4.137 | 48.9572 | 0 | 2581.6301 | 104.2256 | 0 | 0% | 2954.4967 | 2738.9499 | 2954.4967 | 2738.9499
724.68 | 218.6255 | 4.1937 | 49.5084 | 0 | 2918.9359 | 105.4003 | 0 | 0% | 3296.6638 | 3078.0383 | 3296.6638 | 3078.0383
724.712 | 219.4466 | 4.2089 | 49.6609 | 0 | 2652.6885 | 105.7296 | 0 | 0% | 3031.7345 | 2812.2879 | 3031.7345 | 2812.2879
724.744 | 218.9841 | 4.2008 | 49.5858 | 0 | 1991.6589 | 105.5784 | 0 | 0% | 2370.0079 | 2151.0238 | 2370.0079 | 2151.0238
724.776 | 218.6842 | 4.1957 | 49.5378 | 0 | 1327.0384 | 105.4874 | 0 | 0% | 1704.9436 | 1486.2593 | 1704.9436 | 1486.2593
724.808 | 219.1742 | 4.2053 | 49.6276 | 0 | 890.7163 | 105.6906 | 0 | 0% | 1269.4139 | 1050.2398 | 1269.4139 | 1050.2398
724.84 | 220.0491 | 4.2219 | 49.7847 | 0 | 657.6622 | 106.0372 | 0 | 0% | 1037.7551 | 817.706 | 1037.7551 | 817.706
724.872 | 220.7223 | 4.2348 | 49.9064 | 0 | 501.8631 | 106.31 | 0 | 0% | 883.0365 | 662.3142 | 883.0365 | 662.3142
724.904 | 221.1959 | 4.2443 | 49.9928 | 0 | 353.9437 | 106.5128 | 0 | 0% | 735.8895 | 514.6936 | 735.8895 | 514.6936
724.936 | 221.8703 | 4.258 | 50.1139 | 0 | 220.5365 | 106.7977 | 0 | 0% | 603.5764 | 381.7061 | 603.5764 | 381.7061
724.968 | 222.8398 | 4.2776 | 50.2855 | 0 | 125.7995 | 107.2012 | 0 | 0% | 510.4036 | 287.5637 | 510.4036 | 287.5637
725 | 223.6813 | 4.2953 | 50.433 | 0 | 73.5599 | 107.5653 | 0 | 0% | 459.5348 | 235.8535 | 459.5348 | 235.8535
725.032 | 223.9339 | 4.3024 | 50.4754 | 0 | 51.0249 | 107.7182 | 0 | 0% | 437.4548 | 213.5209 | 437.4548 | 213.5209
725.064 | 223.5831 | 4.2987 | 50.4102 | 0 | 44.0864 | 107.6549 | 0 | 0% | 430.0333 | 206.4502 | 430.0333 | 206.4502
725.096 | 222.9788 | 4.2908 | 50.2993 | 0 | 43.9098 | 107.5061 | 0 | 0% | 428.9847 | 206.006 | 428.9847 | 206.006
725.128 | 222.3918 | 4.2835 | 50.1906 | 0 | 45.9002 | 107.3715 | 0 | 0% | 430.1376 | 207.7458 | 430.1376 | 207.7458
725.16 | 221.8394 | 4.2772 | 50.0876 | 0 | 47.3929 | 107.2543 | 0 | 0% | 430.8513 | 209.0119 | 430.8513 | 209.0119
725.192 | 221.3502 | 4.2721 | 49.9957 | 0 | 46.8824 | 107.1623 | 0 | 0% | 429.6627 | 208.3125 | 429.6627 | 208.3125
725.224 | 221.1449 | 4.2723 | 49.9538 | 0 | 43.9072 | 107.1761 | 0 | 0% | 426.4544 | 205.3094 | 426.4544 | 205.3094
725.256 | 221.3208 | 4.2795 | 49.979 | 0 | 38.8297 | 107.3301 | 0 | 0% | 421.7392 | 200.4183 | 421.7392 | 200.4183
725.288 | 221.4097 | 4.2848 | 49.9891 | 0 | 33.7823 | 107.4447 | 0 | 0% | 416.9106 | 195.5009 | 416.9106 | 195.5009
725.32 | 220.4132 | 4.2695 | 49.8082 | 0 | 35.4445 | 107.1381 | 0 | 0% | 417.0734 | 196.6603 | 417.0734 | 196.6603
725.352 | 217.4173 | 4.2162 | 49.2757 | 0 | 58.7117 | 106.0578 | 0 | 0% | 435.6787 | 218.2614 | 435.6787 | 218.2614
725.384 | 212.4001 | 4.1242 | 48.3889 | 0 | 128.1978 | 104.1889 | 0 | 0% | 497.2998 | 284.8997 | 497.2998 | 284.8997
725.416 | 206.6136 | 4.0165 | 47.3707 | 0 | 267.3448 | 102.0024 | 0 | 0% | 627.3479 | 420.7344 | 627.3479 | 420.7344
725.448 | 202.0039 | 3.9291 | 46.5668 | 0 | 466.7016 | 100.2344 | 0 | 0% | 819.4358 | 617.4319 | 819.4358 | 617.4319
725.48 | 199.9861 | 3.8883 | 46.2276 | 0 | 656.2824 | 99.4191 | 0 | 0% | 1005.8034 | 805.8173 | 1005.8034 | 805.8173
725.512 | 200.786 | 3.8981 | 46.3912 | 0 | 734.4721 | 99.6364 | 0 | 0% | 1085.1838 | 884.3978 | 1085.1838 | 884.3978
725.544 | 203.8933 | 3.9491 | 46.9652 | 0 | 652.0613 | 100.6893 | 0 | 0% | 1007.5581 | 803.6648 | 1007.5581 | 803.6648
725.576 | 208.6906 | 4.0301 | 47.839 | 0 | 461.8318 | 102.3478 | 0 | 0% | 824.7393 | 616.0487 | 824.7393 | 616.0487
725.608 | 214.4137 | 4.1274 | 48.8775 | 0 | 271.4026 | 104.3358 | 0 | 0% | 643.1569 | 428.7432 | 643.1569 | 428.7432
725.64 | 219.9694 | 4.2213 | 49.8871 | 0 | 158.1694 | 106.2565 | 0 | 0% | 538.5036 | 318.5342 | 538.5036 | 318.5342
725.672 | 224.3224 | 4.2934 | 50.6834 | 0 | 135.0733 | 107.734 | 0 | 0% | 522.1065 | 297.7842 | 522.1065 | 297.7842
725.704 | 227.0586 | 4.3365 | 51.1918 | 0 | 172.0817 | 108.6228 | 0 | 0% | 563.2915 | 336.2329 | 563.2915 | 336.2329
725.736 | 228.4081 | 4.3553 | 51.4516 | 0 | 226.6237 | 109.0158 | 0 | 0% | 619.8545 | 391.4464 | 619.8545 | 391.4464
725.768 | 228.7965 | 4.3576 | 51.5376 | 0 | 261.1173 | 109.0759 | 0 | 0% | 654.885 | 426.0885 | 654.885 | 426.0885
725.8 | 228.461 | 4.348 | 51.492 | 0 | 253.9781 | 108.8935 | 0 | 0% | 647.1726 | 418.7117 | 647.1726 | 418.7117
725.832 | 227.4062 | 4.3265 | 51.3159 | 0 | 206.9619 | 108.472 | 0 | 0% | 598.4826 | 371.0764 | 598.4826 | 371.0764
725.864 | 225.6255 | 4.2933 | 51.0079 | 0 | 141.3083 | 107.8129 | 0 | 0% | 530.0479 | 304.4224 | 530.0479 | 304.4224
725.896 | 223.3647 | 4.2532 | 50.6104 | 0 | 81.5874 | 107.0144 | 0 | 0% | 466.8301 | 243.4654 | 466.8301 | 243.4654
725.928 | 221.1919 | 4.2172 | 50.222 | 0 | 40.781 | 106.2966 | 0 | 0% | 422.7087 | 201.5168 | 422.7087 | 201.5168
725.96 | 219.7851 | 4.1979 | 49.9611 | 0 | 18.6517 | 105.9171 | 0 | 0% | 398.513 | 178.7279 | 398.513 | 178.7279
725.992 | 219.5626 | 4.203 | 49.9014 | 0 | 9.4267 | 106.0304 | 0 | 0% | 389.1241 | 169.5615 | 389.1241 | 169.5615
726.024 | 220.4096 | 4.2299 | 50.0239 | 0 | 8.1003 | 106.5843 | 0 | 0% | 389.348 | 168.9384 | 389.348 | 168.9384
726.056 | 221.7294 | 4.2668 | 50.2262 | 0 | 11.6328 | 107.3417 | 0 | 0% | 395.1968 | 173.4674 | 395.1968 | 173.4674
726.088 | 222.8175 | 4.2999 | 50.3867 | 0 | 17.859 | 108.0218 | 0 | 0% | 403.385 | 180.5675 | 403.385 | 180.5675
726.12 | 223.2394 | 4.3203 | 50.4315 | 0 | 24.8985 | 108.4445 | 0 | 0% | 411.3341 | 188.0948 | 411.3341 | 188.0948
726.152 | 222.9274 | 4.3258 | 50.3508 | 0 | 31.158 | 108.5668 | 0 | 0% | 417.3287 | 194.4013 | 417.3287 | 194.4013
726.184 | 222.0553 | 4.3189 | 50.1768 | 0 | 35.0079 | 108.4384 | 0 | 0% | 419.9972 | 197.9419 | 419.9972 | 197.9419
726.216 | 220.9076 | 4.3043 | 49.9609 | 0 | 34.7712 | 108.1563 | 0 | 0% | 418.1002 | 197.1927 | 418.1002 | 197.1927
726.248 | 219.805 | 4.2881 | 49.7599 | 0 | 30.0532 | 107.8395 | 0 | 0% | 411.7457 | 191.9407 | 411.7457 | 191.9407
726.28 | 219.0051 | 4.2753 | 49.6181 | 0 | 22.8449 | 107.5922 | 0 | 0% | 403.3355 | 184.3304 | 403.3355 | 184.3304
726.312 | 218.5941 | 4.2682 | 49.5488 | 0 | 16.4058 | 107.46 | 0 | 0% | 396.2768 | 177.6828 | 396.2768 | 177.6828
726.344 | 218.4971 | 4.2661 | 49.5372 | 0 | 13.2624 | 107.4285 | 0 | 0% | 392.9914 | 174.4942 | 392.9914 | 174.4942
726.376 | 218.6063 | 4.2674 | 49.5634 | 0 | 14.5232 | 107.4656 | 0 | 0% | 394.4259 | 175.8196 | 394.4259 | 175.8196
726.408 | 218.8546 | 4.2709 | 49.6154 | 0 | 19.9996 | 107.5462 | 0 | 0% | 400.2868 | 181.4322 | 400.2868 | 181.4322
726.44 | 219.1861 | 4.2751 | 49.6844 | 0 | 28.0955 | 107.6408 | 0 | 0% | 408.882 | 189.6958 | 408.882 | 189.6958
726.472 | 219.5394 | 4.2781 | 49.7611 | 0 | 36.2587 | 107.7134 | 0 | 0% | 417.5508 | 198.0114 | 417.5508 | 198.0114
726.504 | 219.8192 | 4.2778 | 49.8302 | 0 | 42.1814 | 107.7168 | 0 | 0% | 423.8255 | 204.0063 | 423.8255 | 204.0063
726.536 | 219.7627 | 4.2691 | 49.8464 | 0 | 44.2228 | 107.5467 | 0 | 0% | 425.6476 | 205.885 | 425.6476 | 205.885
726.568 | 218.9184 | 4.2436 | 49.7292 | 0 | 41.2122 | 107.0349 | 0 | 0% | 421.1382 | 202.2198 | 421.1382 | 202.2198
726.6 | 216.9891 | 4.1963 | 49.4235 | 0 | 33.4065 | 106.077 | 0 | 0% | 410.0924 | 193.1033 | 410.0924 | 193.1033
726.632 | 214.1875 | 4.1321 | 48.9622 | 0 | 23.5594 | 104.7645 | 0 | 0% | 395.6057 | 181.4182 | 395.6057 | 181.4182
726.664 | 211.1097 | 4.0627 | 48.4458 | 0 | 15.5075 | 103.3366 | 0 | 0% | 382.4623 | 171.3526 | 382.4623 | 171.3526
726.696 | 208.4664 | 4.0024 | 47.9982 | 0 | 11.4824 | 102.0814 | 0 | 0% | 374.0307 | 165.5644 | 374.0307 | 165.5644
726.728 | 207.2141 | 3.9695 | 47.7927 | 0 | 11.5532 | 101.3853 | 0 | 0% | 371.9147 | 164.7006 | 371.9147 | 164.7006
726.76 | 208.4888 | 3.9853 | 48.0371 | 0 | 15.1803 | 101.7018 | 0 | 0% | 377.3933 | 168.9045 | 377.3933 | 168.9045
726.792 | 212.646 | 4.0565 | 48.7981 | 0 | 22.0212 | 103.1768 | 0 | 0% | 390.6987 | 178.0527 | 390.6987 | 178.0527
726.824 | 218.4656 | 4.1607 | 49.8562 | 0 | 31.3323 | 105.3417 | 0 | 0% | 409.1565 | 190.6909 | 409.1565 | 190.6909
726.856 | 223.8914 | 4.2595 | 50.8405 | 0 | 42.2112 | 107.3994 | 0 | 0% | 428.6021 | 204.7106 | 428.6021 | 204.7106
726.888 | 227.5496 | 4.3271 | 51.5039 | 0 | 55.1133 | 108.8099 | 0 | 0% | 447.3037 | 219.7542 | 447.3037 | 219.7542
726.92 | 229.3368 | 4.3608 | 51.8286 | 0 | 71.6744 | 109.5206 | 0 | 0% | 466.7212 | 237.3844 | 466.7212 | 237.3844
726.952 | 229.8713 | 4.3718 | 51.9267 | 0 | 91.8554 | 109.7593 | 0 | 0% | 487.7845 | 257.9132 | 487.7845 | 257.9132
726.984 | 229.7924 | 4.3715 | 51.914 | 0 | 112.3661 | 109.7674 | 0 | 0% | 508.2115 | 278.4191 | 508.2115 | 278.4191
727.016 | 229.4658 | 4.3669 | 51.8566 | 0 | 129.0924 | 109.6857 | 0 | 0% | 524.4674 | 295.0016 | 524.4674 | 295.0016
727.048 | 228.9598 | 4.3593 | 51.7672 | 0 | 139.5806 | 109.5424 | 0 | 0% | 534.2093 | 305.2495 | 534.2093 | 305.2495
727.08 | 228.1335 | 4.346 | 51.6211 | 0 | 141.3741 | 109.2854 | 0 | 0% | 534.7602 | 306.6266 | 534.7602 | 306.6266
727.112 | 226.8769 | 4.325 | 51.3986 | 0 | 130.6634 | 108.8717 | 0 | 0% | 522.1356 | 295.2587 | 522.1356 | 295.2587
727.144 | 225.4168 | 4.3003 | 51.1397 | 0 | 107.1085 | 108.3833 | 0 | 0% | 496.3485 | 270.9317 | 496.3485 | 270.9317
727.176 | 224.3493 | 4.2828 | 50.9496 | 0 | 78.672 | 108.0411 | 0 | 0% | 466.2948 | 241.9455 | 466.2948 | 241.9455
727.208 | 224.2245 | 4.2828 | 50.9258 | 0 | 56.8385 | 108.0507 | 0 | 0% | 444.3223 | 220.0978 | 444.3223 | 220.0978
727.24 | 225.0616 | 4.3006 | 51.072 | 0 | 46.9201 | 108.4217 | 0 | 0% | 435.7759 | 210.7143 | 435.7759 | 210.7143
727.272 | 226.317 | 4.3264 | 51.2917 | 0 | 45.5997 | 108.9543 | 0 | 0% | 436.4891 | 210.1721 | 436.4891 | 210.1721
727.304 | 227.2596 | 4.347 | 51.4548 | 0 | 46.5686 | 109.378 | 0 | 0% | 439.008 | 211.7484 | 439.008 | 211.7484
727.336 | 227.2484 | 4.3505 | 51.446 | 0 | 45.477 | 109.4529 | 0 | 0% | 437.9747 | 210.7263 | 437.9747 | 210.7263
727.368 | 225.7125 | 4.3264 | 51.1616 | 0 | 40.4862 | 108.9597 | 0 | 0% | 430.6464 | 204.9339 | 430.6464 | 204.9339
727.4 | 222.2504 | 4.2673 | 50.5287 | 0 | 31.836 | 107.74 | 0 | 0% | 416.6223 | 194.3719 | 416.6223 | 194.3719
727.432 | 217.2298 | 4.1797 | 49.6134 | 0 | 21.9332 | 105.9303 | 0 | 0% | 398.8864 | 181.6566 | 398.8864 | 181.6566
727.464 | 212.3454 | 4.0949 | 48.7223 | 0 | 14.1156 | 104.1789 | 0 | 0% | 383.4572 | 171.1118 | 383.4572 | 171.1118
727.496 | 209.9632 | 4.0565 | 48.2831 | 0 | 10.9624 | 103.3937 | 0 | 0% | 376.6589 | 166.6957 | 376.6589 | 166.6957
727.528 | 211.2785 | 4.0864 | 48.5121 | 0 | 16.0825 | 104.03 | 0 | 0% | 383.9896 | 172.7111 | 383.9896 | 172.7111
727.56 | 215.1864 | 4.1639 | 49.2106 | 0 | 40.5467 | 105.6553 | 0 | 0% | 414.763 | 199.5766 | 414.763 | 199.5766
727.592 | 219.213 | 4.2429 | 49.9332 | 0 | 108.6741 | 107.3118 | 0 | 0% | 489.3751 | 270.1621 | 489.3751 | 270.1621
727.624 | 221.3546 | 4.2862 | 50.3197 | 0 | 252.7897 | 108.2285 | 0 | 0% | 636.9787 | 415.6241 | 636.9787 | 415.6241
727.656 | 221.0052 | 4.2825 | 50.2614 | 0 | 497.8262 | 108.178 | 0 | 0% | 881.5533 | 660.548 | 881.5533 | 660.548
727.688 | 218.7804 | 4.2437 | 49.8679 | 0 | 867.6644 | 107.4041 | 0 | 0% | 1247.9606 | 1029.1802 | 1247.9606 | 1029.1802
727.72 | 215.9421 | 4.1936 | 49.3636 | 0 | 1434.4968 | 106.3962 | 0 | 0% | 1810.3922 | 1594.4501 | 1810.3922 | 1594.4501
727.752 | 213.6356 | 4.1536 | 48.9516 | 0 | 2320.442 | 105.594 | 0 | 0% | 2692.7767 | 2479.1411 | 2692.7767 | 2479.1411
727.784 | 212.1245 | 4.1286 | 48.6791 | 0 | 3514.0626 | 105.0954 | 0 | 0% | 3884.0901 | 3671.9656 | 3884.0901 | 3671.9656
727.816 | 210.7105 | 4.1052 | 48.423 | 0 | 4633.3686 | 104.6261 | 0 | 0% | 5001.2333 | 4790.5228 | 5001.2333 | 4790.5228
727.848 | 208.5983 | 4.0681 | 48.0429 | 0 | 5049.757 | 103.8709 | 0 | 0% | 5414.3373 | 5205.739 | 5414.3373 | 5205.739
727.88 | 205.9128 | 4.0194 | 47.5619 | 0 | 4431.5354 | 102.8687 | 0 | 0% | 4791.8982 | 4585.9854 | 4791.8982 | 4585.9854
727.912 | 203.8816 | 3.9816 | 47.1999 | 0 | 3096.8881 | 102.0883 | 0 | 0% | 3454.0396 | 3250.158 | 3454.0396 | 3250.158
727.944 | 203.9684 | 3.9821 | 47.2196 | 0 | 1716.5359 | 102.099 | 0 | 0% | 2073.8051 | 1869.8367 | 2073.8051 | 1869.8367
727.976 | 206.6797 | 4.0307 | 47.7118 | 0 | 754.6247 | 103.1071 | 0 | 0% | 1116.154 | 909.4743 | 1116.154 | 909.4743
728.008 | 211.1453 | 4.1118 | 48.5194 | 0 | 265.4309 | 104.7887 | 0 | 0% | 633.9961 | 422.8508 | 633.9961 | 422.8508
728.04 | 215.8269 | 4.1974 | 49.3647 | 0 | 80.0283 | 106.5616 | 0 | 0% | 455.9788 | 240.152 | 455.9788 | 240.152
728.072 | 219.5353 | 4.2657 | 50.0335 | 0 | 30.6501 | 107.9771 | 0 | 0% | 412.4618 | 192.9265 | 412.4618 | 192.9265
728.104 | 221.8615 | 4.3095 | 50.452 | 0 | 26.0711 | 108.886 | 0 | 0% | 411.5801 | 189.7187 | 411.5801 | 189.7187
728.136 | 222.9906 | 4.3324 | 50.6534 | 0 | 30.7532 | 109.3637 | 0 | 0% | 418.0932 | 195.1026 | 418.0932 | 195.1026
728.168 | 223.3297 | 4.3418 | 50.7106 | 0 | 34.7703 | 109.5663 | 0 | 0% | 422.7186 | 199.3889 | 422.7186 | 199.3889
728.2 | 223.2349 | 4.3443 | 50.6872 | 0 | 40.7033 | 109.6278 | 0 | 0% | 428.5974 | 205.3625 | 428.5974 | 205.3625
728.232 | 222.9301 | 4.3439 | 50.6234 | 0 | 58.3381 | 109.6316 | 0 | 0% | 445.8671 | 222.9369 | 445.8671 | 222.9369
728.264 | 222.5496 | 4.3432 | 50.5434 | 0 | 96.6752 | 109.6274 | 0 | 0% | 483.7389 | 261.1893 | 483.7389 | 261.1893
728.296 | 222.1387 | 4.3428 | 50.456 | 0 | 152.3902 | 109.631 | 0 | 0% | 538.9587 | 316.82 | 538.9587 | 316.82
728.328 | 221.6183 | 4.3412 | 50.3477 | 0 | 203.6842 | 109.6081 | 0 | 0% | 589.5995 | 367.9812 | 589.5995 | 367.9812
728.36 | 220.8925 | 4.3362 | 50.202 | 0 | 221.3902 | 109.516 | 0 | 0% | 606.3368 | 385.4444 | 606.3368 | 385.4444
728.392 | 220.0638 | 4.3293 | 50.0376 | 0 | 193.4662 | 109.388 | 0 | 0% | 577.2849 | 357.2211 | 577.2849 | 357.2211
728.424 | 219.4442 | 4.3264 | 49.91 | 0 | 139.1286 | 109.3394 | 0 | 0% | 522.1486 | 302.7044 | 522.1486 | 302.7044
728.456 | 219.2795 | 4.3318 | 49.8635 | 0 | 100.7302 | 109.46 | 0 | 0% | 483.665 | 264.3855 | 483.665 | 264.3855
728.488 | 219.5369 | 4.3446 | 49.8934 | 0 | 133.4821 | 109.7305 | 0 | 0% | 516.9875 | 297.4506 | 516.9875 | 297.4506
728.52 | 220.0069 | 4.3604 | 49.9644 | 0 | 306.8206 | 110.0598 | 0 | 0% | 691.2121 | 471.2052 | 691.2121 | 471.2052
728.552 | 220.5131 | 4.3751 | 50.0469 | 0 | 682.9307 | 110.369 | 0 | 0% | 1068.2348 | 847.7217 | 1068.2348 | 847.7217
728.584 | 220.9647 | 4.3869 | 50.125 | 0 | 1235.1951 | 110.6188 | 0 | 0% | 1621.2905 | 1400.3258 | 1621.2905 | 1400.3258
728.616 | 221.2963 | 4.395 | 50.1853 | 0 | 1772.2912 | 110.7939 | 0 | 0% | 2158.9617 | 1937.6654 | 2158.9617 | 1937.6654
728.648 | 221.4415 | 4.3994 | 50.2125 | 0 | 2014.3738 | 110.8935 | 0 | 0% | 2401.3207 | 2179.8792 | 2401.3207 | 2179.8792
728.68 | 221.3557 | 4.4008 | 50.1944 | 0 | 1820.2255 | 110.9321 | 0 | 0% | 2207.1085 | 1985.7528 | 2207.1085 | 1985.7528
728.712 | 221.0297 | 4.4002 | 50.1265 | 0 | 1322.432 | 110.9309 | 0 | 0% | 1708.9194 | 1487.8897 | 1708.9194 | 1487.8897
728.744 | 220.456 | 4.3979 | 50.0067 | 0 | 797.957 | 110.8945 | 0 | 0% | 1183.7122 | 963.2561 | 1183.7122 | 963.2561
728.776 | 219.5395 | 4.3914 | 49.8196 | 0 | 434.7857 | 110.7725 | 0 | 0% | 819.3087 | 599.7692 | 819.3087 | 599.7692
728.808 | 218.0209 | 4.3745 | 49.522 | 0 | 247.6315 | 110.4363 | 0 | 0% | 629.9852 | 411.9643 | 629.9852 | 411.9643
728.84 | 215.5781 | 4.3396 | 49.0596 | 0 | 160.5587 | 109.7302 | 0 | 0% | 539.2661 | 323.688 | 539.2661 | 323.688
728.872 | 212.1977 | 4.2853 | 48.4328 | 0 | 107.7704 | 108.6273 | 0 | 0% | 481.3134 | 269.1157 | 481.3134 | 269.1157
728.904 | 208.555 | 4.224 | 47.7639 | 0 | 65.2686 | 107.3836 | 0 | 0% | 433.1951 | 224.6402 | 433.1951 | 224.6402
728.936 | 205.864 | 4.179 | 47.2705 | 0 | 33.2269 | 106.4764 | 0 | 0% | 397.0168 | 191.1528 | 397.0168 | 191.1528
728.968 | 205.1113 | 4.1694 | 47.1286 | 0 | 14.4053 | 106.2967 | 0 | 0% | 377.1113 | 172 | 377.1113 | 172
729 | 206.3653 | 4.1969 | 47.3492 | 0 | 7.4474 | 106.8767 | 0 | 0% | 372.2356 | 165.8703 | 372.2356 | 165.8703
729.032 | 208.7802 | 4.246 | 47.7792 | 0 | 9.8494 | 107.8951 | 0 | 0% | 378.5498 | 169.7697 | 378.5498 | 169.7697
729.064 | 211.0876 | 4.2933 | 48.1892 | 0 | 20.445 | 108.871 | 0 | 0% | 392.886 | 181.7984 | 392.886 | 181.7984
729.096 | 212.0666 | 4.3159 | 48.3588 | 0 | 37.6188 | 109.3406 | 0 | 0% | 411.7007 | 199.634 | 411.7007 | 199.634
729.128 | 210.8766 | 4.2978 | 48.137 | 0 | 56.431 | 108.9766 | 0 | 0% | 428.719 | 217.8424 | 428.719 | 217.8424
729.16 | 207.4276 | 4.2368 | 47.509 | 0 | 70.0293 | 107.7301 | 0 | 0% | 436.9327 | 229.5051 | 436.9327 | 229.5051
729.192 | 202.7395 | 4.1513 | 46.66 | 0 | 75.2647 | 105.9823 | 0 | 0% | 434.7978 | 232.0584 | 434.7978 | 232.0584
729.224 | 198.7836 | 4.0785 | 45.9457 | 0 | 75.3242 | 104.4943 | 0 | 0% | 428.6263 | 229.8427 | 428.6263 | 229.8427
729.256 | 197.4145 | 4.0533 | 45.7006 | 0 | 75.4293 | 103.9887 | 0 | 0% | 426.5864 | 229.1719 | 426.5864 | 229.1719
729.288 | 199.0614 | 4.0835 | 46.004 | 0 | 78.0002 | 104.6242 | 0 | 0% | 431.7734 | 232.7119 | 431.7734 | 232.7119
729.32 | 202.5068 | 4.1448 | 46.6396 | 0 | 83.3389 | 105.9031 | 0 | 0% | 442.5332 | 240.0264 | 442.5332 | 240.0264
729.352 | 206.0197 | 4.2034 | 47.2986 | 0 | 91.367 | 107.1251 | 0 | 0% | 456.0138 | 249.9941 | 456.0138 | 249.9941
729.384 | 208.63 | 4.2405 | 47.8063 | 0 | 99.2477 | 107.9032 | 0 | 0% | 467.8277 | 259.1977 | 467.8277 | 259.1977
729.416 | 210.4202 | 4.2583 | 48.1753 | 0 | 99.9616 | 108.2838 | 0 | 0% | 471.0991 | 260.679 | 471.0991 | 260.679
729.448 | 211.943 | 4.269 | 48.5007 | 0 | 87.6764 | 108.5141 | 0 | 0% | 460.9032 | 248.9602 | 460.9032 | 248.9602
729.48 | 213.5729 | 4.2814 | 48.8453 | 0 | 64.3834 | 108.7776 | 0 | 0% | 439.8606 | 226.2877 | 439.8606 | 226.2877
729.512 | 215.2944 | 4.2968 | 49.2028 | 0 | 38.9166 | 109.101 | 0 | 0% | 416.8115 | 201.5172 | 416.8115 | 201.5172
729.544 | 216.8379 | 4.3109 | 49.5228 | 0 | 20.0241 | 109.3998 | 0 | 0% | 400.0955 | 183.2576 | 400.0955 | 183.2576
729.576 | 217.8808 | 4.3179 | 49.7474 | 0 | 12.814 | 109.5524 | 0 | 0% | 394.3125 | 176.4317 | 394.3125 | 176.4317
729.608 | 218.2317 | 4.3136 | 49.8441 | 0 | 22.9937 | 109.4753 | 0 | 0% | 404.8585 | 186.6268 | 404.8585 | 186.6268
729.64 | 218.0195 | 4.2999 | 49.8376 | 0 | 63.8577 | 109.2052 | 0 | 0% | 445.22 | 227.2004 | 445.22 | 227.2004
729.672 | 217.7406 | 4.2856 | 49.8174 | 0 | 154.8131 | 108.9248 | 0 | 0% | 535.5815 | 317.8409 | 535.5815 | 317.8409
729.704 | 217.9852 | 4.282 | 49.8884 | 0 | 302.1038 | 108.8605 | 0 | 0% | 683.1199 | 465.1347 | 683.1199 | 465.1347
729.736 | 219.0071 | 4.2939 | 50.0951 | 0 | 471.5647 | 109.1138 | 0 | 0% | 854.0746 | 635.0674 | 854.0746 | 635.0674
729.768 | 220.5688 | 4.3171 | 50.3949 | 0 | 588.8688 | 109.5967 | 0 | 0% | 973.7462 | 753.1774 | 973.7462 | 753.1774
729.8 | 222.2119 | 4.3429 | 50.7064 | 0 | 588.4892 | 110.134 | 0 | 0% | 975.8845 | 753.6725 | 975.8845 | 753.6725
729.832 | 223.6102 | 4.3653 | 50.9718 | 0 | 470.6599 | 110.5998 | 0 | 0% | 860.207 | 636.5967 | 860.207 | 636.5967
729.864 | 224.6556 | 4.3821 | 51.1716 | 0 | 301.1387 | 110.9526 | 0 | 0% | 692.3007 | 467.6451 | 692.3007 | 467.6451
729.896 | 225.3385 | 4.3933 | 51.3037 | 0 | 154.0318 | 111.1901 | 0 | 0% | 546.2574 | 320.9189 | 546.2574 | 320.9189
729.928 | 225.6643 | 4.3989 | 51.3685 | 0 | 62.9237 | 111.3159 | 0 | 0% | 455.6715 | 230.0071 | 455.6715 | 230.0071
729.96 | 225.6727 | 4.3998 | 51.3732 | 0 | 20.5057 | 111.3452 | 0 | 0% | 413.2966 | 187.6239 | 413.2966 | 187.6239
729.992 | 225.4452 | 4.3974 | 51.3328 | 0 | 5.3241 | 111.3067 | 0 | 0% | 397.8063 | 172.3611 | 397.8063 | 172.3611
730.024 | 225.0157 | 4.3921 | 51.2542 | 0 | 1.1 | 111.2086 | 0 | 0% | 392.9706 | 167.9549 | 392.9706 | 167.9549
730.056 | 224.2624 | 4.3812 | 51.1167 | 0 | 0.18062 | 110.9972 | 0 | 0% | 390.9381 | 166.6757 | 390.9381 | 166.6757
730.088 | 222.9954 | 4.3608 | 50.8871 | 0 | 0.023544 | 110.5919 | 0 | 0% | 388.8587 | 165.8633 | 388.8587 | 165.8633
730.12 | 221.2888 | 4.332 | 50.579 | 0 | 0.0022451 | 110.0146 | 0 | 0% | 386.2167 | 164.9279 | 386.2167 | 164.9279
730.152 | 219.705 | 4.3051 | 50.2933 | 0 | 7.0985e-13 | 109.4767 | 0 | 0% | 383.7802 | 164.0752 | 383.7802 | 164.0752
730.184 | 218.9974 | 4.2941 | 50.1649 | 0 | 1.8069e-12 | 109.2639 | 0 | 0% | 382.7204 | 163.7229 | 382.7204 | 163.7229
730.216 | 219.4763 | 4.3047 | 50.2501 | 0 | 0 | 109.4903 | 0 | 0% | 383.5213 | 164.045 | 383.5213 | 164.045
730.248 | 220.7349 | 4.3288 | 50.4772 | 0 | 0.0089517 | 109.9943 | 0 | 0% | 385.5442 | 164.8093 | 385.5442 | 164.8093
730.28 | 222.0146 | 4.352 | 50.7121 | 0 | 0.084829 | 110.4806 | 0 | 0% | 387.6441 | 165.6295 | 387.6441 | 165.6295
730.312 | 222.719 | 4.3632 | 50.8483 | 0 | 0.63442 | 110.72 | 0 | 0% | 389.2849 | 166.5659 | 389.2849 | 166.5659
730.344 | 222.5964 | 4.3577 | 50.8402 | 0 | 3.7446 | 110.6199 | 0 | 0% | 392.1588 | 169.5624 | 392.1588 | 169.5624
730.376 | 221.6502 | 4.3361 | 50.6869 | 0 | 17.4433 | 110.1897 | 0 | 0% | 404.3062 | 182.656 | 404.3062 | 182.656
730.408 | 220.0094 | 4.3013 | 50.41 | 0 | 64.1281 | 109.4906 | 0 | 0% | 448.3395 | 228.33 | 448.3395 | 228.33
730.44 | 217.859 | 4.2575 | 50.0413 | 0 | 186.0655 | 108.6066 | 0 | 0% | 566.83 | 348.9709 | 566.83 | 348.9709
730.472 | 215.4525 | 4.2102 | 49.6245 | 0 | 426.0692 | 107.6472 | 0 | 0% | 803.0035 | 587.551 | 803.0035 | 587.551
730.504 | 213.13 | 4.1661 | 49.2186 | 0 | 770.0062 | 106.7524 | 0 | 0% | 1143.2732 | 930.1432 | 1143.2732 | 930.1432
730.536 | 211.2427 | 4.1322 | 48.8844 | 0 | 1098.2969 | 106.0646 | 0 | 0% | 1468.6207 | 1257.378 | 1468.6207 | 1257.378
730.568 | 210.1136 | 4.1149 | 48.678 | 0 | 1236.5374 | 105.7147 | 0 | 0% | 1605.1586 | 1395.045 | 1605.1586 | 1395.045
730.6 | 210.1167 | 4.1212 | 48.6658 | 0 | 1099.4546 | 105.851 | 0 | 0% | 1468.2093 | 1258.0926 | 1468.2093 | 1258.0926
730.632 | 211.5413 | 4.1565 | 48.9002 | 0 | 773.7497 | 106.5831 | 0 | 0% | 1144.9309 | 933.3896 | 1144.9309 | 933.3896
730.664 | 214.1479 | 4.2157 | 49.3406 | 0 | 435.268 | 107.8081 | 0 | 0% | 810.7803 | 596.6324 | 810.7803 | 596.6324
730.696 | 217.0568 | 4.2815 | 49.8329 | 0 | 204.1306 | 109.1698 | 0 | 0% | 584.4716 | 367.4148 | 584.4716 | 367.4148
730.728 | 219.3369 | 4.3356 | 50.2138 | 0 | 92.7712 | 110.2917 | 0 | 0% | 476.9492 | 257.6123 | 476.9492 | 257.6123
730.76 | 220.6438 | 4.3709 | 50.4236 | 0 | 54.8575 | 111.0286 | 0 | 0% | 441.3244 | 220.6806 | 441.3244 | 220.6806
730.792 | 221.2167 | 4.3917 | 50.5056 | 0 | 46.0889 | 111.4662 | 0 | 0% | 433.6692 | 212.4525 | 433.6692 | 212.4525
730.824 | 221.4293 | 4.4049 | 50.5264 | 0 | 46.463 | 111.7468 | 0 | 0% | 434.5705 | 213.1412 | 434.5705 | 213.1412
730.856 | 221.4725 | 4.4142 | 50.5192 | 0 | 52.5206 | 111.9453 | 0 | 0% | 440.8718 | 219.3993 | 440.8718 | 219.3993
730.888 | 221.3468 | 4.4196 | 50.4828 | 0 | 62.5622 | 112.0673 | 0 | 0% | 450.8787 | 229.5319 | 450.8787 | 229.5319
730.92 | 220.9627 | 4.42 | 50.3996 | 0 | 69.7741 | 112.0857 | 0 | 0% | 457.6421 | 236.6794 | 457.6421 | 236.6794
730.952 | 220.177 | 4.4128 | 50.2434 | 0 | 66.5651 | 111.9505 | 0 | 0% | 453.3488 | 233.1718 | 453.3488 | 233.1718
730.984 | 218.8068 | 4.3946 | 49.9816 | 0 | 52.0788 | 111.5891 | 0 | 0% | 436.8508 | 218.0441 | 436.8508 | 218.0441
731.016 | 216.7325 | 4.3626 | 49.5941 | 0 | 32.9236 | 110.9451 | 0 | 0% | 414.558 | 197.8255 | 414.558 | 197.8255
731.048 | 214.0875 | 4.3187 | 49.107 | 0 | 16.9663 | 110.0552 | 0 | 0% | 394.5347 | 180.4472 | 394.5347 | 180.4472
731.08 | 211.3757 | 4.2715 | 48.6129 | 0 | 8.2728 | 109.099 | 0 | 0% | 381.6318 | 170.2561 | 381.6318 | 170.2561
731.112 | 209.3602 | 4.2348 | 48.2504 | 0 | 7.925 | 108.3592 | 0 | 0% | 378.1297 | 168.7695 | 378.1297 | 168.7695
731.144 | 208.7053 | 4.2209 | 48.14 | 0 | 17.7406 | 108.0855 | 0 | 0% | 386.8924 | 178.1871 | 386.8924 | 178.1871
731.176 | 209.5678 | 4.2325 | 48.3102 | 0 | 41.3237 | 108.3372 | 0 | 0% | 411.7714 | 202.2036 | 411.7714 | 202.2036
731.208 | 211.4835 | 4.2613 | 48.6772 | 0 | 79.9221 | 108.9401 | 0 | 0% | 453.2842 | 241.8006 | 453.2842 | 241.8006
731.24 | 213.7175 | 4.2939 | 49.1076 | 0 | 126.4039 | 109.6219 | 0 | 0% | 503.1448 | 289.4272 | 503.1448 | 289.4272
731.272 | 215.748 | 4.3214 | 49.5055 | 0 | 164.7596 | 110.1985 | 0 | 0% | 544.533 | 328.785 | 544.533 | 328.785
731.304 | 217.4068 | 4.3417 | 49.8381 | 0 | 178.4259 | 110.6248 | 0 | 0% | 560.6373 | 343.2305 | 560.6373 | 343.2305
731.336 | 218.6445 | 4.3546 | 50.0943 | 0 | 161.1837 | 110.8983 | 0 | 0% | 545.1755 | 326.5309 | 545.1755 | 326.5309
731.368 | 219.3292 | 4.358 | 50.249 | 0 | 121.2463 | 110.9777 | 0 | 0% | 506.1603 | 286.8311 | 506.1603 | 286.8311
731.4 | 219.381 | 4.3505 | 50.2871 | 0 | 75.4248 | 110.8345 | 0 | 0% | 460.2779 | 240.8969 | 460.2779 | 240.8969
731.432 | 219.0646 | 4.337 | 50.2561 | 0 | 38.4323 | 110.5675 | 0 | 0% | 422.6574 | 203.5928 | 422.6574 | 203.5928
731.464 | 218.9779 | 4.3283 | 50.2639 | 0 | 15.8851 | 110.4018 | 0 | 0% | 399.8569 | 180.8791 | 399.8569 | 180.8791
731.496 | 219.6167 | 4.3337 | 50.4008 | 0 | 5.3102 | 110.5221 | 0 | 0% | 390.1834 | 170.5667 | 390.1834 | 170.5667
731.528 | 220.9639 | 4.3524 | 50.6649 | 0 | 1.6742 | 110.916 | 0 | 0% | 388.5714 | 167.6075 | 388.5714 | 167.6075
731.56 | 222.543 | 4.3753 | 50.9715 | 0 | 2.3233 | 111.3961 | 0 | 0% | 391.6092 | 169.0662 | 391.6092 | 169.0662
731.592 | 223.8089 | 4.3922 | 51.2225 | 0 | 12.0549 | 111.7521 | 0 | 0% | 403.2306 | 179.4217 | 403.2306 | 179.4217
731.624 | 224.4456 | 4.3973 | 51.3603 | 0 | 56.1956 | 111.8671 | 0 | 0% | 448.266 | 223.8203 | 448.266 | 223.8203
731.656 | 224.4068 | 4.3902 | 51.3756 | 0 | 207.8133 | 111.7324 | 0 | 0% | 599.7182 | 375.3115 | 599.7182 | 375.3115
731.688 | 223.8623 | 4.3747 | 51.2974 | 0 | 607.5196 | 111.4252 | 0 | 0% | 998.4791 | 774.6169 | 998.4791 | 774.6169
731.72 | 223.1715 | 4.358 | 51.1886 | 0 | 1404.3769 | 111.095 | 0 | 0% | 1794.1901 | 1571.0186 | 1794.1901 | 1571.0186
731.752 | 222.7403 | 4.3482 | 51.1208 | 0 | 2568.2999 | 110.9062 | 0 | 0% | 2957.4154 | 2734.675 | 2957.4154 | 2734.675
731.784 | 222.6915 | 4.3478 | 51.1153 | 0 | 3717.8647 | 110.909 | 0 | 0% | 4106.9283 | 3884.2368 | 4106.9283 | 3884.2368
731.816 | 222.6818 | 4.3503 | 51.1107 | 0 | 4263.0786 | 110.9708 | 0 | 0% | 4652.1922 | 4429.5104 | 4652.1922 | 4429.5104
731.848 | 222.1921 | 4.3457 | 51.0148 | 0 | 3875.117 | 110.8892 | 0 | 0% | 4263.5587 | 4041.3666 | 4263.5587 | 4041.3666
731.88 | 221.0182 | 4.3302 | 50.7915 | 0 | 2795.0131 | 110.5822 | 0 | 0% | 3181.7352 | 2960.717 | 3181.7352 | 2960.717
731.912 | 219.3861 | 4.3076 | 50.4822 | 0 | 1601.33 | 110.1312 | 0 | 0% | 1985.6371 | 1766.2509 | 1985.6371 | 1766.2509
731.944 | 217.6144 | 4.2836 | 50.145 | 0 | 729.5979 | 109.6486 | 0 | 0% | 1111.2894 | 893.675 | 1111.2894 | 893.675
731.976 | 215.8518 | 4.2603 | 49.8082 | 0 | 264.6869 | 109.1789 | 0 | 0% | 643.7862 | 427.9343 | 643.7862 | 427.9343
732.008 | 214.2787 | 4.2405 | 49.5053 | 0 | 76.5557 | 108.7812 | 0 | 0% | 453.3614 | 239.0828 | 453.3614 | 239.0828
732.04 | 213.4088 | 4.2337 | 49.3299 | 0 | 17.6745 | 108.6469 | 0 | 0% | 393.2939 | 179.885 | 393.2939 | 179.885
732.072 | 213.8527 | 4.2508 | 49.3926 | 0 | 3.2607 | 109.0057 | 0 | 0% | 379.7624 | 165.9098 | 379.7624 | 165.9098
732.104 | 215.6627 | 4.2922 | 49.7041 | 0 | 0.48109 | 109.8669 | 0 | 0% | 380.0069 | 164.3442 | 380.0069 | 164.3442
732.136 | 218.1079 | 4.3436 | 50.1348 | 0 | 0.056799 | 110.9333 | 0 | 0% | 383.5764 | 165.4686 | 383.5764 | 165.4686
732.168 | 220.2134 | 4.3861 | 50.5108 | 0 | 0.0030193 | 111.8183 | 0 | 0% | 386.9317 | 166.7183 | 386.9317 | 166.7183
732.2 | 221.4336 | 4.4096 | 50.7333 | 0 | 0 | 112.3129 | 0 | 0% | 388.8894 | 167.4559 | 388.8894 | 167.4559
732.232 | 221.8282 | 4.4159 | 50.8112 | 0 | 1.0755e-13 | 112.4546 | 0 | 0% | 389.51 | 167.6817 | 389.51 | 167.6817
732.264 | 221.8082 | 4.4138 | 50.816 | 0 | 2.1511e-13 | 112.4234 | 0 | 0% | 389.4614 | 167.6532 | 389.4614 | 167.6532
732.296 | 221.7975 | 4.4123 | 50.8219 | 0 | 6.4532e-13 | 112.4041 | 0 | 0% | 389.4358 | 167.6383 | 389.4358 | 167.6383
732.328 | 221.9991 | 4.416 | 50.8638 | 0 | 5.8079e-13 | 112.4907 | 0 | 0% | 389.7696 | 167.7705 | 389.7696 | 167.7705
732.36 | 222.3437 | 4.4239 | 50.928 | 0 | 1.417e-12 | 112.6642 | 0 | 0% | 390.3599 | 168.0162 | 390.3599 | 168.0162
732.392 | 222.6245 | 4.4323 | 50.9769 | 0 | 8.4698e-14 | 112.8459 | 0 | 0% | 390.8796 | 168.2551 | 390.8796 | 168.2551
732.424 | 222.6717 | 4.4377 | 50.9796 | 0 | 8.3891e-13 | 112.9665 | 0 | 0% | 391.0556 | 168.3838 | 391.0556 | 168.3838
732.456 | 222.4122 | 4.4383 | 50.9237 | 0 | 0 | 112.9902 | 0 | 0% | 390.7645 | 168.3522 | 390.7645 | 168.3522
732.488 | 221.8352 | 4.4334 | 50.8083 | 0 | 0 | 112.9022 | 0 | 0% | 389.9792 | 168.144 | 389.9792 | 168.144
732.52 | 220.9868 | 4.4235 | 50.6432 | 0 | 0 | 112.7097 | 0 | 0% | 388.7632 | 167.7763 | 388.7632 | 167.7763
732.552 | 220.0251 | 4.411 | 50.458 | 0 | 0 | 112.4655 | 0 | 0% | 387.3596 | 167.3345 | 387.3596 | 167.3345
732.584 | 219.2242 | 4.4009 | 50.3035 | 0 | 0 | 112.2717 | 0 | 0% | 386.2003 | 166.9762 | 386.2003 | 166.9762
732.616 | 218.8425 | 4.3982 | 50.2272 | 0 | 0 | 112.2265 | 0 | 0% | 385.6943 | 166.8519 | 385.6943 | 166.8519
732.648 | 218.9486 | 4.4039 | 50.2422 | 0 | 0 | 112.3545 | 0 | 0% | 385.9492 | 167.0006 | 385.9492 | 167.0006
732.68 | 219.3856 | 4.4151 | 50.3202 | 0 | 0 | 112.5936 | 0 | 0% | 386.7144 | 167.3288 | 386.7144 | 167.3288
732.712 | 219.8912 | 4.4267 | 50.413 | 0 | 0 | 112.8429 | 0 | 0% | 387.5738 | 167.6826 | 387.5738 | 167.6826
732.744 | 220.2275 | 4.4346 | 50.4763 | 0 | 0 | 113.0152 | 0 | 0% | 388.1536 | 167.9262 | 388.1536 | 167.9262
732.776 | 220.223 | 4.4359 | 50.4776 | 0 | 1.0024e-13 | 113.0515 | 0 | 0% | 388.1879 | 167.965 | 388.1879 | 167.965
732.808 | 219.7694 | 4.4287 | 50.3962 | 0 | 0.0123 | 112.9164 | 0 | 0% | 387.523 | 167.7536 | 387.523 | 167.7536
732.84 | 218.8709 | 4.4134 | 50.2327 | 0 | 0.11681 | 112.6144 | 0 | 0% | 386.2482 | 167.3774 | 386.2482 | 167.3774
732.872 | 217.7485 | 4.3941 | 50.0279 | 0 | 0.87405 | 112.2301 | 0 | 0% | 385.2747 | 167.5262 | 385.2747 | 167.5262
732.904 | 216.8461 | 4.3789 | 49.8635 | 0 | 5.1627 | 111.9298 | 0 | 0% | 388.1811 | 171.335 | 388.1811 | 171.335
732.936 | 216.5994 | 4.3755 | 49.82 | 0 | 24.0716 | 111.8715 | 0 | 0% | 406.7381 | 190.1386 | 406.7381 | 190.1386
732.968 | 217.1247 | 4.3854 | 49.9205 | 0 | 88.6015 | 112.0847 | 0 | 0% | 472.1169 | 254.9921 | 472.1169 | 254.9921
733 | 218.16 | 4.4029 | 50.1192 | 0 | 257.4731 | 112.4532 | 0 | 0% | 642.6084 | 424.4484 | 642.6084 | 424.4484
733.032 | 219.3176 | 4.4202 | 50.3465 | 0 | 590.8043 | 112.8197 | 0 | 0% | 977.7083 | 758.3907 | 977.7083 | 758.3907
733.064 | 220.3468 | 4.4329 | 50.5563 | 0 | 1070.7574 | 113.0911 | 0 | 0% | 1459.1845 | 1238.8377 | 1459.1845 | 1238.8377
733.096 | 221.1741 | 4.4402 | 50.7336 | 0 | 1533.5406 | 113.2514 | 0 | 0% | 1923.1399 | 1701.9658 | 1923.1399 | 1701.9658
733.128 | 221.7859 | 4.4427 | 50.8735 | 0 | 1737.5243 | 113.3123 | 0 | 0% | 2127.9386 | 1906.1528 | 2127.9386 | 1906.1528
733.16 | 222.1251 | 4.4402 | 50.9633 | 0 | 1561.4498 | 113.2714 | 0 | 0% | 1952.2498 | 1730.1247 | 1952.2498 | 1730.1247
733.192 | 222.1028 | 4.432 | 50.9844 | 0 | 1120.5135 | 113.1146 | 0 | 0% | 1511.1472 | 1289.0444 | 1511.1472 | 1289.0444
733.224 | 221.7295 | 4.4192 | 50.9365 | 0 | 654.0793 | 112.8639 | 0 | 0% | 1044.0285 | 822.299 | 1044.0285 | 822.299
733.256 | 221.2379 | 4.4069 | 50.8605 | 0 | 326.6961 | 112.6212 | 0 | 0% | 715.8226 | 494.5847 | 715.8226 | 494.5847
733.288 | 220.9914 | 4.4018 | 50.8222 | 0 | 157.5693 | 112.5276 | 0 | 0% | 546.3122 | 325.3208 | 546.3122 | 325.3208
733.32 | 221.1811 | 4.4069 | 50.8575 | 0 | 88.609 | 112.645 | 0 | 0% | 477.6995 | 256.5184 | 477.6995 | 256.5184
733.352 | 221.6291 | 4.4179 | 50.9371 | 0 | 64.3403 | 112.8819 | 0 | 0% | 454.2063 | 232.5772 | 454.2063 | 232.5772
733.384 | 221.9311 | 4.4259 | 50.9906 | 0 | 56.2645 | 113.056 | 0 | 0% | 446.6682 | 224.7371 | 446.6682 | 224.7371
733.416 | 221.7675 | 4.4237 | 50.9628 | 0 | 52.7324 | 113.022 | 0 | 0% | 442.9083 | 221.1409 | 442.9083 | 221.1409
733.448 | 221.0881 | 4.4099 | 50.8461 | 0 | 48.0624 | 112.75 | 0 | 0% | 437.1564 | 216.0683 | 437.1564 | 216.0683
733.48 | 220.1104 | 4.3887 | 50.6803 | 0 | 39.7465 | 112.3255 | 0 | 0% | 427.2513 | 207.1409 | 427.2513 | 207.1409
733.512 | 219.2286 | 4.368 | 50.5361 | 0 | 28.5457 | 111.9125 | 0 | 0% | 414.591 | 195.3624 | 414.591 | 195.3624
733.544 | 218.8722 | 4.3568 | 50.4895 | 0 | 17.3124 | 111.6924 | 0 | 0% | 402.7233 | 183.8511 | 402.7233 | 183.8511
733.576 | 219.2819 | 4.3601 | 50.5819 | 0 | 8.694 | 111.7701 | 0 | 0% | 394.6881 | 175.4062 | 394.6881 | 175.4062
733.608 | 220.29 | 4.375 | 50.7814 | 0 | 3.5627 | 112.086 | 0 | 0% | 391.095 | 170.805 | 391.095 | 170.805
733.64 | 221.3666 | 4.3914 | 50.9918 | 0 | 1.1785 | 112.4339 | 0 | 0% | 390.3622 | 168.9956 | 390.3622 | 168.9956
733.672 | 222.0308 | 4.4002 | 51.1263 | 0 | 0.31227 | 112.626 | 0 | 0% | 390.4956 | 168.4648 | 390.4956 | 168.4648
733.704 | 222.2642 | 4.4011 | 51.1819 | 0 | 0.065927 | 112.6569 | 0 | 0% | 390.57 | 168.3058 | 390.57 | 168.3058
733.736 | 222.4638 | 4.4019 | 51.2302 | 0 | 0.011054 | 112.6851 | 0 | 0% | 390.792 | 168.3283 | 390.792 | 168.3283
733.768 | 222.9872 | 4.4096 | 51.3358 | 0 | 0.0014527 | 112.8528 | 0 | 0% | 391.5868 | 168.5996 | 391.5868 | 168.5996
733.8 | 223.816 | 4.4236 | 51.4956 | 0 | 0.0001533 | 113.1514 | 0 | 0% | 392.8867 | 169.0707 | 392.8867 | 169.0707
733.832 | 224.6611 | 4.4383 | 51.6576 | 0 | 0 | 113.4638 | 0 | 0% | 394.2208 | 169.5597 | 394.2208 | 169.5597
733.864 | 225.2832 | 4.4489 | 51.7788 | 0 | 0 | 113.6927 | 0 | 0% | 395.2035 | 169.9203 | 395.2035 | 169.9203
733.896 | 225.6488 | 4.4547 | 51.8532 | 0 | 0 | 113.8237 | 0 | 0% | 395.7803 | 170.1316 | 395.7803 | 170.1316
733.928 | 225.8515 | 4.4577 | 51.8976 | 0 | 0 | 113.8954 | 0 | 0% | 396.1023 | 170.2507 | 396.1023 | 170.2507
733.96 | 225.9785 | 4.4596 | 51.9276 | 0 | 0.037432 | 113.9451 | 0 | 0% | 396.3482 | 170.3697 | 396.3482 | 170.3697
733.992 | 226.0569 | 4.461 | 51.9476 | 0 | 0.35471 | 113.9852 | 0 | 0% | 396.8054 | 170.7485 | 396.8054 | 170.7485
734.024 | 226.0759 | 4.4617 | 51.9555 | 0 | 2.6528 | 114.0106 | 0 | 0% | 399.1565 | 173.0806 | 399.1565 | 173.0806
734.056 | 226.0248 | 4.4613 | 51.9495 | 0 | 15.6582 | 114.0145 | 0 | 0% | 412.1084 | 186.0835 | 412.1084 | 186.0835
734.088 | 225.9116 | 4.46 | 51.9314 | 0 | 72.9411 | 113.998 | 0 | 0% | 469.2421 | 243.3305 | 469.2421 | 243.3305
734.12 | 225.7584 | 4.4581 | 51.9054 | 0 | 268.1672 | 113.9701 | 0 | 0% | 664.2591 | 438.5007 | 664.2591 | 438.5007
734.152 | 225.5875 | 4.4562 | 51.8753 | 0 | 778.123 | 113.9417 | 0 | 0% | 1173.9836 | 948.3961 | 1173.9836 | 948.3961
734.184 | 225.412 | 4.4546 | 51.8434 | 0 | 1782.0243 | 113.9207 | 0 | 0% | 2177.655 | 1952.243 | 2177.655 | 1952.243
734.216 | 225.2342 | 4.4535 | 51.81 | 0 | 3221.2857 | 113.9093 | 0 | 0% | 3616.6927 | 3391.4585 | 3616.6927 | 3391.4585
734.248 | 225.0474 | 4.4527 | 51.7739 | 0 | 4596.7495 | 113.9041 | 0 | 0% | 4991.9275 | 4766.8801 | 4991.9275 | 4766.8801
734.28 | 224.8485 | 4.452 | 51.7349 | 0 | 5179.5457 | 113.9007 | 0 | 0% | 5574.4818 | 5349.6333 | 5574.4818 | 5349.6333
734.312 | 224.661 | 4.4517 | 51.6977 | 0 | 4610.8539 | 113.9049 | 0 | 0% | 5005.5692 | 4780.9081 | 5005.5692 | 4780.9081
734.344 | 224.5347 | 4.4525 | 51.6719 | 0 | 3246.2638 | 113.933 | 0 | 0% | 3640.8559 | 3416.3212 | 3640.8559 | 3416.3212
734.376 | 224.5009 | 4.455 | 51.6638 | 0 | 1811.4643 | 113.9948 | 0 | 0% | 2206.0787 | 1981.5778 | 2206.0787 | 1981.5778
734.408 | 224.5253 | 4.4583 | 51.6671 | 0 | 804.57 | 114.0743 | 0 | 0% | 1199.295 | 974.7697 | 1199.295 | 974.7697
734.44 | 224.508 | 4.4605 | 51.6637 | 0 | 286.8192 | 114.1299 | 0 | 0% | 681.5813 | 457.0733 | 681.5813 | 457.0733
734.472 | 224.3214 | 4.459 | 51.6301 | 0 | 83.5919 | 114.1096 | 0 | 0% | 478.112 | 253.7906 | 478.112 | 253.7906
734.504 | 223.8613 | 4.4518 | 51.5472 | 0 | 21.676 | 113.9723 | 0 | 0% | 415.5087 | 191.6473 | 415.5087 | 191.6473
734.536 | 223.118 | 4.4388 | 51.413 | 0 | 9.3388 | 113.7169 | 0 | 0% | 402.0255 | 178.9074 | 402.0255 | 178.9074
734.568 | 222.2382 | 4.4231 | 51.2536 | 0 | 14.6163 | 113.4064 | 0 | 0% | 405.9377 | 183.6995 | 405.9377 | 183.6995
734.6 | 221.4889 | 4.4102 | 51.1173 | 0 | 29.8984 | 113.153 | 0 | 0% | 420.0678 | 198.5788 | 420.0678 | 198.5788
734.632 | 221.1088 | 4.405 | 51.0472 | 0 | 51.0895 | 113.0558 | 0 | 0% | 440.7063 | 219.5975 | 440.7063 | 219.5975
734.664 | 221.1777 | 4.4089 | 51.0582 | 0 | 69.8612 | 113.1481 | 0 | 0% | 459.6541 | 238.4764 | 459.6541 | 238.4764
734.696 | 221.6077 | 4.4202 | 51.1346 | 0 | 76.371 | 113.3921 | 0 | 0% | 466.9256 | 245.3179 | 466.9256 | 245.3179
734.728 | 222.2108 | 4.435 | 51.2427 | 0 | 67.6897 | 113.7069 | 0 | 0% | 459.285 | 237.0743 | 459.285 | 237.0743
734.76 | 222.7796 | 4.4489 | 51.3451 | 0 | 51.5674 | 114.003 | 0 | 0% | 444.144 | 221.3644 | 444.144 | 221.3644
734.792 | 223.1685 | 4.4589 | 51.4156 | 0 | 40.1196 | 114.2177 | 0 | 0% | 433.3803 | 210.2118 | 433.3803 | 210.2118
734.824 | 223.3354 | 4.4639 | 51.4465 | 0 | 39.8879 | 114.3331 | 0 | 0% | 433.4668 | 210.1314 | 433.4668 | 210.1314
734.856 | 223.3067 | 4.4649 | 51.4423 | 0 | 48.0109 | 114.3629 | 0 | 0% | 441.5877 | 218.281 | 441.5877 | 218.281
734.888 | 223.1153 | 4.4625 | 51.4084 | 0 | 56.6504 | 114.3261 | 0 | 0% | 449.9626 | 226.8473 | 449.9626 | 226.8473
734.92 | 222.7815 | 4.4576 | 51.3477 | 0 | 59.8986 | 114.237 | 0 | 0% | 452.7225 | 229.9409 | 452.7225 | 229.9409
734.952 | 222.3381 | 4.451 | 51.266 | 0 | 56.4636 | 114.1138 | 0 | 0% | 448.6324 | 226.2943 | 448.6324 | 226.2943
734.984 | 221.8335 | 4.4437 | 51.172 | 0 | 47.6423 | 113.978 | 0 | 0% | 439.0695 | 217.236 | 439.0695 | 217.236
735.016 | 221.2806 | 4.4359 | 51.0684 | 0 | 35.4247 | 113.8339 | 0 | 0% | 426.0435 | 204.7629 | 426.0435 | 204.7629
735.048 | 220.6216 | 4.4265 | 50.945 | 0 | 22.677 | 113.6553 | 0 | 0% | 412.3254 | 191.7038 | 412.3254 | 191.7038
735.08 | 219.8197 | 4.4144 | 50.795 | 0 | 12.915 | 113.4245 | 0 | 0% | 401.3686 | 181.5488 | 401.3686 | 181.5488
735.112 | 219.0112 | 4.4022 | 50.6432 | 0 | 9.0724 | 113.1936 | 0 | 0% | 396.3226 | 177.3114 | 396.3226 | 177.3114
735.144 | 218.4918 | 4.3958 | 50.5436 | 0 | 13.1345 | 113.0796 | 0 | 0% | 399.6452 | 181.1535 | 399.6452 | 181.1535
735.176 | 218.4911 | 4.3993 | 50.5384 | 0 | 26.1573 | 113.1726 | 0 | 0% | 412.7587 | 194.2676 | 412.7587 | 194.2676
735.208 | 218.9804 | 4.4123 | 50.6229 | 0 | 46.6417 | 113.4597 | 0 | 0% | 434.117 | 215.1366 | 434.117 | 215.1366
735.24 | 219.7084 | 4.4299 | 50.7514 | 0 | 68.8119 | 113.8415 | 0 | 0% | 457.5431 | 237.8347 | 457.5431 | 237.8347
735.272 | 220.3771 | 4.4465 | 50.8691 | 0 | 85.1177 | 114.2044 | 0 | 0% | 475.0148 | 254.6377 | 475.0148 | 254.6377
735.304 | 220.7829 | 4.4588 | 50.9372 | 0 | 92.2038 | 114.4767 | 0 | 0% | 482.8594 | 262.0765 | 482.8594 | 262.0765
735.336 | 220.8567 | 4.4658 | 50.9415 | 0 | 92.8787 | 114.6404 | 0 | 0% | 483.7831 | 262.9264 | 483.7831 | 262.9264
735.368 | 220.6264 | 4.4683 | 50.8864 | 0 | 90.9252 | 114.7112 | 0 | 0% | 481.6175 | 260.9911 | 481.6175 | 260.9911
735.4 | 220.1593 | 4.4673 | 50.7845 | 0 | 86.1416 | 114.7117 | 0 | 0% | 476.2644 | 256.105 | 476.2644 | 256.105
735.432 | 219.5319 | 4.4638 | 50.6512 | 0 | 76.2979 | 114.6596 | 0 | 0% | 465.6044 | 246.0725 | 465.6044 | 246.0725
735.464 | 218.8345 | 4.4587 | 50.5054 | 0 | 61.9577 | 114.5741 | 0 | 0% | 450.3303 | 231.4959 | 450.3303 | 231.4959
735.496 | 218.1736 | 4.4533 | 50.3687 | 0 | 47.0821 | 114.483 | 0 | 0% | 434.5607 | 216.3871 | 434.5607 | 216.3871
735.528 | 217.6469 | 4.4491 | 50.2605 | 0 | 35.5869 | 114.4158 | 0 | 0% | 422.3592 | 204.7123 | 422.3592 | 204.7123
735.56 | 217.3105 | 4.4469 | 50.1918 | 0 | 28.5606 | 114.3905 | 0 | 0% | 414.9002 | 197.5898 | 414.9002 | 197.5898
735.592 | 217.1736 | 4.4468 | 50.1645 | 0 | 24.4491 | 114.409 | 0 | 0% | 410.6431 | 193.4694 | 410.6431 | 193.4694
735.624 | 217.2194 | 4.4485 | 50.1754 | 0 | 21.3302 | 114.4644 | 0 | 0% | 407.6379 | 190.4185 | 407.6379 | 190.4185
735.656 | 217.4128 | 4.4515 | 50.2176 | 0 | 19.2819 | 114.5447 | 0 | 0% | 405.9085 | 188.4957 | 405.9085 | 188.4957
735.688 | 217.685 | 4.4545 | 50.2777 | 0 | 20.8452 | 114.6272 | 0 | 0% | 407.8897 | 190.2047 | 407.8897 | 190.2047
735.72 | 217.9284 | 4.456 | 50.3349 | 0 | 28.7999 | 114.6769 | 0 | 0% | 416.1961 | 198.2677 | 416.1961 | 198.2677
735.752 | 218.039 | 4.4542 | 50.3686 | 0 | 42.6131 | 114.661 | 0 | 0% | 430.136 | 212.097 | 430.136 | 212.097
735.784 | 217.9826 | 4.449 | 50.3719 | 0 | 56.684 | 114.5726 | 0 | 0% | 444.0601 | 226.0775 | 444.0601 | 226.0775
735.816 | 217.8249 | 4.4416 | 50.3569 | 0 | 63.6021 | 114.4399 | 0 | 0% | 450.6654 | 232.8405 | 450.6654 | 232.8405
735.848 | 217.7049 | 4.4346 | 50.35 | 0 | 62.2495 | 114.3156 | 0 | 0% | 449.0546 | 231.3496 | 449.0546 | 231.3496
735.88 | 217.7786 | 4.4308 | 50.3806 | 0 | 66.844 | 114.257 | 0 | 0% | 453.691 | 235.9125 | 453.691 | 235.9125
735.912 | 218.1469 | 4.4321 | 50.4673 | 0 | 114.1566 | 114.3023 | 0 | 0% | 501.5051 | 283.3582 | 501.5051 | 283.3582
735.944 | 218.7802 | 4.4379 | 50.6039 | 0 | 263.8177 | 114.4426 | 0 | 0% | 652.0823 | 433.3021 | 652.0823 | 433.3021
735.976 | 219.5061 | 4.4454 | 50.7577 | 0 | 570.5911 | 114.6167 | 0 | 0% | 959.9169 | 740.4108 | 959.9169 | 740.4108
736.008 | 220.1152 | 4.4509 | 50.8889 | 0 | 1012.7798 | 114.7507 | 0 | 0% | 1402.9854 | 1182.8702 | 1402.9854 | 1182.8702
736.04 | 220.4999 | 4.4529 | 50.9767 | 0 | 1433.6604 | 114.8108 | 0 | 0% | 1824.4007 | 1603.9008 | 1824.4007 | 1603.9008
736.072 | 220.6792 | 4.4519 | 51.0241 | 0 | 1608.602 | 114.8119 | 0 | 0% | 1999.5691 | 1778.8899 | 1999.5691 | 1778.8899
736.104 | 220.6914 | 4.4492 | 51.0378 | 0 | 1429.8094 | 114.7748 | 0 | 0% | 1820.7627 | 1600.0713 | 1820.7627 | 1600.0713
736.136 | 220.4999 | 4.4441 | 51.0107 | 0 | 1010.7792 | 114.6895 | 0 | 0% | 1401.4234 | 1180.9234 | 1401.4234 | 1180.9234
736.168 | 220.0468 | 4.4357 | 50.9312 | 0 | 577.1937 | 114.5357 | 0 | 0% | 967.1432 | 747.0963 | 967.1432 | 747.0963
736.2 | 219.399 | 4.4254 | 50.8111 | 0 | 279.8412 | 114.3407 | 0 | 0% | 668.8173 | 449.4184 | 668.8173 | 449.4184
736.232 | 218.7764 | 4.417 | 50.6911 | 0 | 130.8577 | 114.1881 | 0 | 0% | 518.9303 | 300.1539 | 518.9303 | 300.1539
736.264 | 218.3893 | 4.4143 | 50.611 | 0 | 70.9856 | 114.1518 | 0 | 0% | 458.5521 | 240.1628 | 458.5521 | 240.1628
736.296 | 218.2765 | 4.4173 | 50.5802 | 0 | 47.1765 | 114.2343 | 0 | 0% | 434.6848 | 216.4083 | 434.6848 | 216.4083
736.328 | 218.3341 | 4.4235 | 50.5812 | 0 | 35.5522 | 114.3828 | 0 | 0% | 423.2739 | 204.9398 | 423.2739 | 204.9398
736.36 | 218.4527 | 4.4305 | 50.5951 | 0 | 29.4653 | 114.5477 | 0 | 0% | 417.4913 | 199.0385 | 417.4913 | 199.0385
736.392 | 218.577 | 4.4371 | 50.6119 | 0 | 26.6512 | 114.7045 | 0 | 0% | 414.9817 | 196.4047 | 414.9817 | 196.4047
736.424 | 218.6603 | 4.4424 | 50.6231 | 0 | 25.6934 | 114.8323 | 0 | 0% | 414.2514 | 195.5911 | 414.2514 | 195.5911
736.456 | 218.6221 | 4.4444 | 50.6143 | 0 | 26.436 | 114.8934 | 0 | 0% | 415.0101 | 196.388 | 415.0101 | 196.388
736.488 | 218.3878 | 4.4414 | 50.5724 | 0 | 29.264 | 114.8505 | 0 | 0% | 417.516 | 199.1282 | 417.516 | 199.1282
736.52 | 217.9943 | 4.4338 | 50.5048 | 0 | 33.6305 | 114.7122 | 0 | 0% | 421.2755 | 203.2813 | 421.2755 | 203.2813
736.552 | 217.649 | 4.4255 | 50.4497 | 0 | 38.1369 | 114.5608 | 0 | 0% | 425.2219 | 207.5729 | 425.2219 | 207.5729
736.584 | 217.6196 | 4.422 | 50.4558 | 0 | 41.9586 | 114.5074 | 0 | 0% | 428.9634 | 211.3438 | 428.9634 | 211.3438
736.616 | 217.999 | 4.4252 | 50.5396 | 0 | 45.2628 | 114.5939 | 0 | 0% | 432.8205 | 214.8215 | 432.8205 | 214.8215
736.648 | 218.6037 | 4.4317 | 50.6671 | 0 | 48.2956 | 114.7481 | 0 | 0% | 436.7462 | 218.1424 | 436.7462 | 218.1424
736.68 | 219.1508 | 4.4359 | 50.7865 | 0 | 50.9486 | 114.8554 | 0 | 0% | 440.1771 | 221.0264 | 440.1771 | 221.0264
736.712 | 219.5244 | 4.4356 | 50.8768 | 0 | 52.8964 | 114.8698 | 0 | 0% | 442.603 | 223.0786 | 442.603 | 223.0786
736.744 | 219.8463 | 4.4335 | 50.96 | 0 | 53.2495 | 114.8458 | 0 | 0% | 443.335 | 223.4887 | 443.335 | 223.4887
736.776 | 220.3084 | 4.4338 | 51.0701 | 0 | 50.7216 | 114.8729 | 0 | 0% | 441.4068 | 221.0984 | 441.4068 | 221.0984
736.808 | 220.9704 | 4.4385 | 51.2163 | 0 | 45.1726 | 114.99 | 0 | 0% | 436.7879 | 215.8175 | 436.7879 | 215.8175
736.84 | 221.7157 | 4.4459 | 51.3756 | 0 | 38.3997 | 115.163 | 0 | 0% | 431.0999 | 209.3842 | 431.0999 | 209.3842
736.872 | 222.3612 | 4.4527 | 51.5132 | 0 | 33.1507 | 115.325 | 0 | 0% | 426.8029 | 204.4417 | 426.8029 | 204.4417
736.904 | 222.7694 | 4.4564 | 51.6034 | 0 | 34.4223 | 115.421 | 0 | 0% | 428.6725 | 205.9032 | 428.6725 | 205.9032
736.936 | 222.8664 | 4.4553 | 51.633 | 0 | 59.8814 | 115.4173 | 0 | 0% | 454.2535 | 231.387 | 454.2535 | 231.387
736.968 | 222.6197 | 4.4485 | 51.5965 | 0 | 163.7243 | 115.2959 | 0 | 0% | 557.6848 | 335.0652 | 557.6848 | 335.0652
737 | 222.0505 | 4.4363 | 51.4984 | 0 | 461.7875 | 115.0623 | 0 | 0% | 854.835 | 632.7845 | 854.835 | 632.7845
737.032 | 221.2749 | 4.4209 | 51.3606 | 0 | 1106.722 | 114.7623 | 0 | 0% | 1498.5407 | 1277.2658 | 1498.5407 | 1277.2658
737.064 | 220.51 | 4.4066 | 51.2231 | 0 | 2151.1634 | 114.4837 | 0 | 0% | 2541.7867 | 2321.2768 | 2541.7867 | 2321.2768
737.096 | 220.0146 | 4.3983 | 51.1334 | 0 | 3357.8521 | 114.3303 | 0 | 0% | 3747.7287 | 3527.7141 | 3747.7287 | 3527.7141
737.128 | 219.97 | 4.3994 | 51.1245 | 0 | 4200.5334 | 114.3734 | 0 | 0% | 4590.4007 | 4370.4307 | 4590.4007 | 4370.4307
737.16 | 220.3566 | 4.4094 | 51.1932 | 0 | 4209.3507 | 114.6018 | 0 | 0% | 4599.9117 | 4379.5551 | 4599.9117 | 4379.5551
737.192 | 220.939 | 4.4236 | 51.2966 | 0 | 3378.6594 | 114.9166 | 0 | 0% | 3770.2352 | 3549.2962 | 3770.2352 | 3549.2962
737.224 | 221.4091 | 4.4358 | 51.379 | 0 | 2172.2643 | 115.1901 | 0 | 0% | 2564.6783 | 2343.2692 | 2564.6783 | 2343.2692
737.256 | 221.5767 | 4.4422 | 51.4058 | 0 | 1119.3159 | 115.3434 | 0 | 0% | 1512.0841 | 1290.5074 | 1512.0841 | 1290.5074
737.288 | 221.454 | 4.443 | 51.3794 | 0 | 463.0987 | 115.3808 | 0 | 0% | 855.7559 | 634.3019 | 855.7559 | 634.3019
737.32 | 221.2072 | 4.4415 | 51.3302 | 0 | 154.6078 | 115.3686 | 0 | 0% | 546.9553 | 325.748 | 546.9553 | 325.748
737.352 | 221.0304 | 4.4412 | 51.2942 | 0 | 42.2345 | 115.3835 | 0 | 0% | 434.3838 | 213.3533 | 434.3838 | 213.3533
737.384 | 221.0157 | 4.444 | 51.2885 | 0 | 10.2531 | 115.4602 | 0 | 0% | 402.4615 | 181.4458 | 402.4615 | 181.4458
737.416 | 221.107 | 4.4485 | 51.3029 | 0 | 4.5164 | 115.5741 | 0 | 0% | 396.9489 | 175.8419 | 396.9489 | 175.8419
737.448 | 221.172 | 4.4522 | 51.3129 | 0 | 8.4659 | 115.6711 | 0 | 0% | 401.0742 | 179.9022 | 401.0742 | 179.9022
737.48 | 221.1177 | 4.4534 | 51.3012 | 0 | 20.7567 | 115.7159 | 0 | 0% | 413.3449 | 192.2272 | 413.3449 | 192.2272
737.512 | 220.9498 | 4.4523 | 51.2684 | 0 | 43.4397 | 115.714 | 0 | 0% | 435.8242 | 214.8744 | 435.8242 | 214.8744
737.544 | 220.751 | 4.4508 | 51.2297 | 0 | 74.5572 | 115.7024 | 0 | 0% | 466.6911 | 245.9401 | 466.6911 | 245.9401
737.576 | 220.6119 | 4.4507 | 51.2019 | 0 | 104.1189 | 115.7192 | 0 | 0% | 496.1026 | 275.4907 | 496.1026 | 275.4907
737.608 | 220.5646 | 4.4525 | 51.191 | 0 | 118.0647 | 115.7776 | 0 | 0% | 510.0505 | 289.4859 | 510.0505 | 289.4859
737.64 | 220.5704 | 4.4556 | 51.1898 | 0 | 109.1324 | 115.861 | 0 | 0% | 501.2092 | 280.6388 | 501.2092 | 280.6388
737.672 | 220.5603 | 4.4585 | 51.1851 | 0 | 83.3365 | 115.9413 | 0 | 0% | 475.4817 | 254.9214 | 475.4817 | 254.9214
737.704 | 220.4812 | 4.4602 | 51.1672 | 0 | 54.1878 | 115.9971 | 0 | 0% | 446.2934 | 225.8122 | 446.2934 | 225.8122
737.736 | 220.3144 | 4.4603 | 51.1323 | 0 | 31.747 | 116.0195 | 0 | 0% | 423.6735 | 203.3591 | 423.6735 | 203.3591
737.768 | 220.0781 | 4.459 | 51.0844 | 0 | 18.0672 | 116.0117 | 0 | 0% | 409.7004 | 189.6223 | 409.7004 | 189.6223
737.8 | 219.8261 | 4.4569 | 51.0345 | 0 | 10.4857 | 115.9886 | 0 | 0% | 401.7919 | 181.9658 | 401.7919 | 181.9658
737.832 | 219.6223 | 4.455 | 50.9954 | 0 | 6.3585 | 115.9693 | 0 | 0% | 397.4005 | 177.7782 | 397.4005 | 177.7782
737.864 | 219.4886 | 4.4536 | 50.9719 | 0 | 4.8535 | 115.9581 | 0 | 0% | 395.7256 | 176.2371 | 395.7256 | 176.2371
737.896 | 219.3772 | 4.4515 | 50.9549 | 0 | 6.2546 | 115.9354 | 0 | 0% | 396.9736 | 177.5964 | 396.9736 | 177.5964
737.928 | 219.2185 | 4.4477 | 50.9311 | 0 | 10.6567 | 115.8761 | 0 | 0% | 401.1301 | 181.9116 | 401.1301 | 181.9116
737.96 | 219.0122 | 4.4425 | 50.8995 | 0 | 17.0469 | 115.7864 | 0 | 0% | 407.1875 | 188.1753 | 407.1875 | 188.1753
737.992 | 218.8577 | 4.4381 | 50.8777 | 0 | 23.3193 | 115.7155 | 0 | 0% | 413.2082 | 194.3505 | 413.2082 | 194.3505
738.024 | 218.8708 | 4.4373 | 50.8865 | 0 | 27.4031 | 115.7193 | 0 | 0% | 417.3171 | 198.4462 | 417.3171 | 198.4462
738.056 | 219.0677 | 4.4408 | 50.9282 | 0 | 28.4814 | 115.8118 | 0 | 0% | 418.7298 | 199.6622 | 418.7298 | 199.6622
738.088 | 219.3409 | 4.4467 | 50.9823 | 0 | 26.9694 | 115.9535 | 0 | 0% | 417.6927 | 198.3518 | 417.6927 | 198.3518
738.12 | 219.5482 | 4.4521 | 51.0221 | 0 | 23.5589 | 116.087 | 0 | 0% | 414.6682 | 195.1201 | 414.6682 | 195.1201
738.152 | 219.6092 | 4.4554 | 51.0327 | 0 | 18.7462 | 116.1768 | 0 | 0% | 410.0204 | 190.4111 | 410.0204 | 190.4111
738.184 | 219.5292 | 4.4565 | 51.0157 | 0 | 13.1969 | 116.2188 | 0 | 0% | 404.4172 | 184.888 | 404.4172 | 184.888
738.216 | 219.3581 | 4.4559 | 50.9813 | 0 | 7.9975 | 116.2264 | 0 | 0% | 399.0192 | 179.6611 | 399.0192 | 179.6611
738.248 | 219.1418 | 4.4543 | 50.9387 | 0 | 4.2467 | 116.2122 | 0 | 0% | 394.9937 | 175.8519 | 394.9937 | 175.8519
738.28 | 218.8973 | 4.4518 | 50.8913 | 0 | 2.5972 | 116.1809 | 0 | 0% | 393.0186 | 174.1213 | 393.0186 | 174.1213
738.312 | 218.6156 | 4.4485 | 50.8373 | 0 | 3.3593 | 116.1319 | 0 | 0% | 393.3927 | 174.777 | 393.3927 | 174.777
738.344 | 218.2777 | 4.4444 | 50.7721 | 0 | 6.7425 | 116.0651 | 0 | 0% | 396.3018 | 178.0241 | 396.3018 | 178.0241
738.376 | 217.8648 | 4.4396 | 50.6911 | 0 | 12.5429 | 115.9842 | 0 | 0% | 401.5227 | 183.6578 | 401.5227 | 183.6578
738.408 | 217.3621 | 4.4344 | 50.5903 | 0 | 19.7113 | 115.895 | 0 | 0% | 407.9931 | 190.631 | 407.9931 | 190.631
738.44 | 216.7529 | 4.4289 | 50.4655 | 0 | 26.8912 | 115.8007 | 0 | 0% | 414.3392 | 197.5863 | 414.3392 | 197.5863
738.472 | 216.0165 | 4.423 | 50.3125 | 0 | 33.427 | 115.6977 | 0 | 0% | 419.8768 | 203.8603 | 419.8768 | 203.8603
738.504 | 215.1678 | 4.417 | 50.134 | 0 | 38.9 | 115.5913 | 0 | 0% | 424.2102 | 209.0424 | 424.2102 | 209.0424
738.536 | 214.3229 | 4.4128 | 49.9524 | 0 | 41.5839 | 115.5226 | 0 | 0% | 425.7946 | 211.4717 | 425.7946 | 211.4717
738.568 | 213.6738 | 4.4136 | 49.8043 | 0 | 38.9657 | 115.5595 | 0 | 0% | 422.417 | 208.7431 | 422.417 | 208.7431
738.6 | 213.336 | 4.421 | 49.7127 | 0 | 30.6697 | 115.734 | 0 | 0% | 413.8735 | 200.5375 | 413.8735 | 200.5375
738.632 | 213.2339 | 4.4327 | 49.6656 | 0 | 19.7426 | 115.9978 | 0 | 0% | 403.0726 | 189.8387 | 403.0726 | 189.8387
738.664 | 213.1727 | 4.4441 | 49.6284 | 0 | 10.2525 | 116.2583 | 0 | 0% | 393.7561 | 180.5833 | 393.7561 | 180.5833
738.696 | 212.9977 | 4.4524 | 49.5724 | 0 | 4.299 | 116.4505 | 0 | 0% | 387.7721 | 174.7743 | 387.7721 | 174.7743
738.728 | 212.6637 | 4.4569 | 49.4883 | 0 | 1.6121 | 116.5649 | 0 | 0% | 384.7859 | 172.1222 | 384.7859 | 172.1222
738.76 | 212.1972 | 4.4587 | 49.3795 | 0 | 1.119 | 116.6244 | 0 | 0% | 383.7787 | 171.5815 | 383.7787 | 171.5815
738.792 | 211.6452 | 4.4592 | 49.2539 | 0 | 2.2575 | 116.6541 | 0 | 0% | 384.27 | 172.6248 | 384.27 | 172.6248
738.824 | 211.0578 | 4.459 | 49.1216 | 0 | 5.0502 | 116.6697 | 0 | 0% | 386.3584 | 175.3005 | 386.3584 | 175.3005
738.856 | 210.4878 | 4.4585 | 48.9939 | 0 | 9.2827 | 116.6791 | 0 | 0% | 389.9021 | 179.4143 | 389.9021 | 179.4143
738.888 | 209.9871 | 4.4579 | 48.8825 | 0 | 13.8262 | 116.687 | 0 | 0% | 393.8407 | 183.8536 | 393.8407 | 183.8536
738.92 | 209.6007 | 4.4574 | 48.7977 | 0 | 17.1818 | 116.6948 | 0 | 0% | 396.7324 | 187.1317 | 396.7324 | 187.1317
738.952 | 209.3623 | 4.4567 | 48.7475 | 0 | 18.8859 | 116.7004 | 0 | 0% | 398.1528 | 188.7905 | 398.1528 | 188.7905
738.984 | 209.2971 | 4.4557 | 48.7384 | 0 | 19.8058 | 116.6992 | 0 | 0% | 398.9961 | 189.699 | 398.9961 | 189.699
739.016 | 209.4228 | 4.4543 | 48.7744 | 0 | 20.7721 | 116.69 | 0 | 0% | 400.1136 | 190.6908 | 400.1136 | 190.6908
739.048 | 209.738 | 4.4526 | 48.8552 | 0 | 21.9723 | 116.6759 | 0 | 0% | 401.694 | 191.956 | 401.694 | 191.956
739.08 | 210.1992 | 4.4508 | 48.9705 | 0 | 24.5046 | 116.6565 | 0 | 0% | 404.7816 | 194.5824 | 404.7816 | 194.5824
739.112 | 210.713 | 4.4482 | 49.0998 | 0 | 31.1028 | 116.6225 | 0 | 0% | 411.9863 | 201.2733 | 411.9863 | 201.2733
739.144 | 211.1703 | 4.4443 | 49.219 | 0 | 42.9755 | 116.5612 | 0 | 0% | 424.3703 | 213.2 | 424.3703 | 213.2
739.176 | 211.5023 | 4.4391 | 49.3123 | 0 | 56.0678 | 116.4714 | 0 | 0% | 437.7929 | 226.2906 | 437.7929 | 226.2906
739.208 | 211.711 | 4.4333 | 49.3785 | 0 | 64.027 | 116.3681 | 0 | 0% | 445.9179 | 234.2069 | 445.9179 | 234.2069
739.24 | 211.8454 | 4.4276 | 49.4272 | 0 | 69.7306 | 116.2694 | 0 | 0% | 451.7003 | 239.8549 | 451.7003 | 239.8549
739.272 | 211.9685 | 4.4227 | 49.4718 | 0 | 98.0081 | 116.1864 | 0 | 0% | 480.0576 | 268.0891 | 480.0576 | 268.0891
739.304 | 212.1648 | 4.4194 | 49.5298 | 0 | 197.2002 | 116.1359 | 0 | 0% | 579.4501 | 367.2853 | 579.4501 | 367.2853
739.336 | 212.5486 | 4.4193 | 49.6239 | 0 | 413.9589 | 116.1531 | 0 | 0% | 796.7037 | 584.1552 | 796.7037 | 584.1552
739.368 | 213.1953 | 4.4237 | 49.7684 | 0 | 736.1351 | 116.2658 | 0 | 0% | 1119.7883 | 906.593 | 1119.7883 | 906.593
739.4 | 214.0544 | 4.4317 | 49.9541 | 0 | 1048.5535 | 116.4537 | 0 | 0% | 1433.4474 | 1219.393 | 1433.4474 | 1219.393
739.432 | 214.9721 | 4.4403 | 50.152 | 0 | 1183.0561 | 116.6552 | 0 | 0% | 1569.2756 | 1354.3035 | 1569.2756 | 1354.3035
739.464 | 215.8051 | 4.447 | 50.3347 | 0 | 1056.0073 | 116.816 | 0 | 0% | 1443.41 | 1227.6049 | 1443.41 | 1227.6049
739.496 | 216.49 | 4.451 | 50.4892 | 0 | 747.6204 | 116.9213 | 0 | 0% | 1135.9719 | 919.4819 | 1135.9719 | 919.4819
739.528 | 217.0209 | 4.4532 | 50.6123 | 0 | 423.6416 | 116.9859 | 0 | 0% | 812.7139 | 595.693 | 812.7139 | 595.693
739.56 | 217.4047 | 4.4543 | 50.7035 | 0 | 197.5839 | 117.0301 | 0 | 0% | 587.1765 | 369.7718 | 587.1765 | 369.7718
739.592 | 217.6488 | 4.4551 | 50.763 | 0 | 81.9691 | 117.0657 | 0 | 0% | 471.9017 | 254.2529 | 471.9017 | 254.2529
739.624 | 217.7675 | 4.4554 | 50.7942 | 0 | 35.7413 | 117.0929 | 0 | 0% | 425.8513 | 208.0838 | 425.8513 | 208.0838
739.656 | 217.7809 | 4.4548 | 50.8029 | 0 | 20.202 | 117.1008 | 0 | 0% | 410.3416 | 192.5606 | 410.3416 | 192.5606
739.688 | 217.7031 | 4.4525 | 50.7945 | 0 | 16.077 | 117.0703 | 0 | 0% | 406.0975 | 188.3944 | 406.0975 | 188.3944
739.72 | 217.5387 | 4.4474 | 50.7721 | 0 | 15.8556 | 116.9832 | 0 | 0% | 405.597 | 188.0583 | 405.597 | 188.0583
739.752 | 217.3071 | 4.4397 | 50.7402 | 0 | 15.6076 | 116.8404 | 0 | 0% | 404.935 | 187.6279 | 404.935 | 187.6279
739.784 | 217.0736 | 4.431 | 50.71 | 0 | 13.276 | 116.6769 | 0 | 0% | 402.1675 | 185.0939 | 402.1675 | 185.0939
739.816 | 216.9334 | 4.424 | 50.6974 | 0 | 9.2063 | 116.5499 | 0 | 0% | 397.811 | 180.8776 | 397.811 | 180.8776
739.848 | 216.9476 | 4.4209 | 50.7115 | 0 | 5.1843 | 116.5051 | 0 | 0% | 393.7695 | 176.8218 | 393.7695 | 176.8218
739.88 | 217.1018 | 4.4222 | 50.7481 | 0 | 2.6718 | 116.553 | 0 | 0% | 391.4969 | 174.3951 | 391.4969 | 174.3951
739.912 | 217.3234 | 4.427 | 50.7924 | 0 | 2.1172 | 116.6745 | 0 | 0% | 391.3345 | 174.0111 | 391.3345 | 174.0111
739.944 | 217.5188 | 4.4337 | 50.8265 | 0 | 3.3376 | 116.8354 | 0 | 0% | 392.952 | 175.4332 | 392.952 | 175.4332
739.976 | 217.6007 | 4.4404 | 50.8342 | 0 | 5.785 | 116.9974 | 0 | 0% | 395.6577 | 178.057 | 395.6577 | 178.057
740.008 | 217.5175 | 4.4456 | 50.8068 | 0 | 8.4531 | 117.1294 | 0 | 0% | 398.3524 | 180.8349 | 398.3524 | 180.8349
740.04 | 217.2765 | 4.4487 | 50.7473 | 0 | 10.2011 | 117.2174 | 0 | 0% | 399.891 | 182.6144 | 399.891 | 182.6144
740.072 | 216.9394 | 4.4499 | 50.6696 | 0 | 10.6399 | 117.2661 | 0 | 0% | 399.9648 | 183.0255 | 399.9648 | 183.0255
740.104 | 216.5944 | 4.45 | 50.5925 | 0 | 10.7334 | 117.2922 | 0 | 0% | 399.6624 | 183.0681 | 399.6624 | 183.0681
740.136 | 216.3223 | 4.4499 | 50.5329 | 0 | 13.4855 | 117.3144 | 0 | 0% | 402.1049 | 185.7826 | 402.1049 | 185.7826
740.168 | 216.1659 | 4.45 | 50.4997 | 0 | 28.3444 | 117.3425 | 0 | 0% | 416.8025 | 200.6366 | 416.8025 | 200.6366
740.2 | 216.1189 | 4.4503 | 50.4918 | 0 | 82.9671 | 117.3731 | 0 | 0% | 471.4012 | 255.2823 | 471.4012 | 255.2823
740.232 | 216.1447 | 4.4503 | 50.5016 | 0 | 235.7178 | 117.3968 | 0 | 0% | 624.2112 | 408.0665 | 624.2112 | 408.0665
740.264 | 216.2066 | 4.4498 | 50.5209 | 0 | 562.2281 | 117.4099 | 0 | 0% | 950.8153 | 734.6087 | 950.8153 | 734.6087
740.296 | 216.285 | 4.449 | 50.5446 | 0 | 1088.632 | 117.4186 | 0 | 0% | 1477.3291 | 1261.0441 | 1477.3291 | 1261.0441
740.328 | 216.3731 | 4.4485 | 50.57 | 0 | 1704.5494 | 117.4324 | 0 | 0% | 2093.3734 | 1877.0003 | 2093.3734 | 1877.0003
740.36 | 216.4669 | 4.4485 | 50.5958 | 0 | 2165.4218 | 117.4561 | 0 | 0% | 2554.3891 | 2337.9222 | 2554.3891 | 2337.9222
740.392 | 216.5621 | 4.4487 | 50.6213 | 0 | 2242.8208 | 117.4862 | 0 | 0% | 2631.9392 | 2415.3772 | 2631.9392 | 2415.3772
740.424 | 216.6613 | 4.4489 | 50.648 | 0 | 1902.3288 | 117.5151 | 0 | 0% | 2291.6021 | 2074.9408 | 2291.6021 | 2074.9408
740.456 | 216.7778 | 4.4488 | 50.6794 | 0 | 1325.0256 | 117.5359 | 0 | 0% | 1714.4675 | 1497.6897 | 1714.4675 | 1497.6897
740.488 | 216.9308 | 4.4481 | 50.7205 | 0 | 758.21 | 117.5451 | 0 | 0% | 1147.8545 | 930.9237 | 1147.8545 | 930.9237
740.52 | 217.1391 | 4.4468 | 50.7755 | 0 | 355.6954 | 117.5441 | 0 | 0% | 745.6009 | 528.4618 | 745.6009 | 528.4618
740.552 | 217.419 | 4.4455 | 50.8475 | 0 | 136.2472 | 117.541 | 0 | 0% | 526.5002 | 309.0812 | 526.5002 | 309.0812
740.584 | 217.7759 | 4.4447 | 50.9364 | 0 | 42.3935 | 117.5482 | 0 | 0% | 433.0987 | 215.3227 | 433.0987 | 215.3227
740.616 | 218.1848 | 4.4447 | 51.0358 | 0 | 10.6576 | 117.5726 | 0 | 0% | 401.8955 | 183.7107 | 401.8955 | 183.7107
740.648 | 218.5781 | 4.4453 | 51.1302 | 0 | 2.1541 | 117.6096 | 0 | 0% | 393.9173 | 175.3393 | 393.9173 | 175.3393
740.68 | 218.8607 | 4.4459 | 51.1989 | 0 | 0.34855 | 117.6465 | 0 | 0% | 392.5005 | 173.6398 | 392.5005 | 173.6398
740.712 | 218.9422 | 4.4459 | 51.2216 | 0 | 0.044228 | 117.6715 | 0 | 0% | 392.3255 | 173.3833 | 392.3255 | 173.3833
740.744 | 218.7639 | 4.4451 | 51.1854 | 0 | 0.0042177 | 117.6791 | 0 | 0% | 392.0778 | 173.3139 | 392.0778 | 173.3139
740.776 | 218.3163 | 4.4436 | 51.0876 | 0 | 3.4438e-13 | 117.6716 | 0 | 0% | 391.5191 | 173.2028 | 391.5191 | 173.2028
740.808 | 217.6423 | 4.4419 | 50.9373 | 0 | 0 | 117.6589 | 0 | 0% | 390.6803 | 173.038 | 390.6803 | 173.038
740.84 | 216.8181 | 4.4405 | 50.751 | 0 | 0 | 117.6545 | 0 | 0% | 389.6641 | 172.846 | 389.6641 | 172.846
740.872 | 215.919 | 4.4399 | 50.5456 | 0 | 0 | 117.6654 | 0 | 0% | 388.5698 | 172.6508 | 388.5698 | 172.6508
740.904 | 215.0025 | 4.4397 | 50.3349 | 0 | 0 | 117.6869 | 0 | 0% | 387.4641 | 172.4616 | 387.4641 | 172.4616
740.936 | 214.1216 | 4.4396 | 50.1325 | 0 | 0 | 117.7097 | 0 | 0% | 386.4033 | 172.2818 | 386.4033 | 172.2818
740.968 | 213.3401 | 4.4395 | 49.9535 | 0 | 2.113e-13 | 117.7301 | 0 | 0% | 385.4632 | 172.1231 | 385.4632 | 172.1231
741 | 212.7204 | 4.4394 | 49.8123 | 0 | 0 | 117.7528 | 0 | 0% | 384.7249 | 172.0045 | 384.7249 | 172.0045
741.032 | 212.2917 | 4.4396 | 49.715 | 0 | 0 | 117.7829 | 0 | 0% | 384.2293 | 171.9376 | 384.2293 | 171.9376
741.064 | 212.0314 | 4.4402 | 49.6567 | 0 | 0.00028292 | 117.8187 | 0 | 0% | 383.9473 | 171.9159 | 383.9473 | 171.9159
741.096 | 211.8768 | 4.4405 | 49.6235 | 0 | 0.0029374 | 117.8501 | 0 | 0% | 383.7939 | 171.9171 | 383.7939 | 171.9171
741.128 | 211.7539 | 4.4399 | 49.5997 | 0 | 0.02248 | 117.8624 | 0 | 0% | 383.6784 | 171.9245 | 383.6784 | 171.9245
741.16 | 211.606 | 4.4378 | 49.5732 | 0 | 0.13677 | 117.842 | 0 | 0% | 383.5957 | 171.9898 | 383.5957 | 171.9898
741.192 | 211.4158 | 4.434 | 49.5405 | 0 | 0.66098 | 117.7851 | 0 | 0% | 383.8365 | 172.4206 | 383.8365 | 172.4206
741.224 | 211.2221 | 4.4293 | 49.5091 | 0 | 2.5446 | 117.709 | 0 | 0% | 385.4139 | 174.1919 | 385.4139 | 174.1919
741.256 | 211.1083 | 4.4254 | 49.4944 | 0 | 7.8248 | 117.6521 | 0 | 0% | 390.5051 | 179.3968 | 390.5051 | 179.3968
741.288 | 211.1475 | 4.4244 | 49.5096 | 0 | 19.2967 | 117.6544 | 0 | 0% | 402.0326 | 190.8851 | 402.0326 | 190.8851
741.32 | 211.3362 | 4.4266 | 49.5526 | 0 | 38.3904 | 117.7269 | 0 | 0% | 421.4328 | 210.0966 | 421.4328 | 210.0966
741.352 | 211.5883 | 4.4309 | 49.6061 | 0 | 62.1785 | 117.8426 | 0 | 0% | 445.6464 | 234.0582 | 445.6464 | 234.0582
741.384 | 211.8061 | 4.4352 | 49.6514 | 0 | 83.1268 | 117.9585 | 0 | 0% | 466.978 | 255.1719 | 466.978 | 255.1719
741.416 | 211.9545 | 4.4382 | 49.6835 | 0 | 93.6299 | 118.0457 | 0 | 0% | 477.7518 | 265.7973 | 477.7518 | 265.7973
741.448 | 212.0663 | 4.4396 | 49.7103 | 0 | 91.4758 | 118.0999 | 0 | 0% | 475.7919 | 263.7256 | 475.7919 | 263.7256
741.48 | 212.1886 | 4.4398 | 49.7421 | 0 | 80.6094 | 118.13 | 0 | 0% | 465.1099 | 252.9213 | 465.1099 | 252.9213
741.512 | 212.3346 | 4.4394 | 49.7808 | 0 | 67.0343 | 118.1451 | 0 | 0% | 451.7342 | 239.3996 | 451.7342 | 239.3996
741.544 | 212.4781 | 4.4384 | 49.8202 | 0 | 54.3637 | 118.1484 | 0 | 0% | 439.2488 | 226.7707 | 439.2488 | 226.7707
741.576 | 212.5798 | 4.4368 | 49.8511 | 0 | 42.6987 | 118.1388 | 0 | 0% | 427.7052 | 215.1254 | 427.7052 | 215.1254
741.608 | 212.6171 | 4.4347 | 49.8679 | 0 | 31.0301 | 118.1182 | 0 | 0% | 416.0679 | 203.4508 | 416.0679 | 203.4508
741.64 | 212.5949 | 4.4325 | 49.8709 | 0 | 20.0755 | 118.0957 | 0 | 0% | 405.0695 | 192.4746 | 405.0695 | 192.4746
741.672 | 212.5309 | 4.4308 | 49.863 | 0 | 12.4677 | 118.0844 | 0 | 0% | 397.3768 | 184.8459 | 397.3768 | 184.8459
741.704 | 212.4299 | 4.43 | 49.8446 | 0 | 10.9008 | 118.0921 | 0 | 0% | 395.6974 | 183.2675 | 395.6974 | 183.2675
741.736 | 212.278 | 4.4299 | 49.8127 | 0 | 16.4849 | 118.1156 | 0 | 0% | 401.1211 | 188.8431 | 401.1211 | 188.8431
741.768 | 212.0659 | 4.4302 | 49.7659 | 0 | 27.5499 | 118.1468 | 0 | 0% | 411.9587 | 199.8928 | 411.9587 | 199.8928
741.8 | 211.8167 | 4.4307 | 49.7101 | 0 | 39.0977 | 118.181 | 0 | 0% | 423.2362 | 211.4195 | 423.2362 | 211.4195
741.832 | 211.5888 | 4.4313 | 49.659 | 0 | 45.1333 | 118.2193 | 0 | 0% | 429.0317 | 217.4429 | 429.0317 | 217.4429
741.864 | 211.4529 | 4.4322 | 49.629 | 0 | 43.685 | 118.2624 | 0 | 0% | 427.4615 | 216.0086 | 427.4615 | 216.0086
741.896 | 211.4621 | 4.4331 | 49.633 | 0 | 38.9297 | 118.3066 | 0 | 0% | 422.7646 | 211.3025 | 422.7646 | 211.3025
741.928 | 211.6324 | 4.4338 | 49.6753 | 0 | 36.5706 | 118.346 | 0 | 0% | 420.6581 | 209.0257 | 420.6581 | 209.0257
741.96 | 211.9379 | 4.4342 | 49.75 | 0 | 37.4154 | 118.3775 | 0 | 0% | 421.915 | 209.977 | 421.915 | 209.977
741.992 | 212.316 | 4.4342 | 49.8424 | 0 | 37.037 | 118.4029 | 0 | 0% | 422.0325 | 209.7165 | 422.0325 | 209.7165
742.024 | 212.6812 | 4.4341 | 49.932 | 0 | 31.5218 | 118.4257 | 0 | 0% | 416.9948 | 204.3136 | 416.9948 | 204.3136
742.056 | 212.9472 | 4.434 | 49.9984 | 0 | 21.8043 | 118.4472 | 0 | 0% | 407.6311 | 194.6839 | 407.6311 | 194.6839
742.088 | 213.049 | 4.4337 | 50.0265 | 0 | 12.0149 | 118.4668 | 0 | 0% | 397.9911 | 184.942 | 397.9911 | 184.942
742.12 | 212.9555 | 4.4333 | 50.0091 | 0 | 5.2402 | 118.4827 | 0 | 0% | 391.121 | 178.1654 | 391.121 | 178.1654
742.152 | 212.6685 | 4.4327 | 49.9468 | 0 | 1.8054 | 118.4929 | 0 | 0% | 387.3462 | 174.6777 | 387.3462 | 174.6777
742.184 | 212.2153 | 4.4316 | 49.8462 | 0 | 0.49156 | 118.494 | 0 | 0% | 385.4786 | 173.2634 | 385.4786 | 173.2634
742.216 | 211.6434 | 4.4299 | 49.719 | 0 | 0.1108 | 118.483 | 0 | 0% | 384.3862 | 172.7428 | 384.3862 | 172.7428
742.248 | 211.0226 | 4.4278 | 49.5813 | 0 | 0.058245 | 118.4621 | 0 | 0% | 383.5521 | 172.5294 | 383.5521 | 172.5294
742.28 | 210.4434 | 4.4258 | 49.4531 | 0 | 0.24076 | 118.4433 | 0 | 0% | 383.0064 | 172.563 | 383.0064 | 172.563
742.312 | 209.9961 | 4.4246 | 49.354 | 0 | 1.1106 | 118.4437 | 0 | 0% | 383.3291 | 173.333 | 383.3291 | 173.333
742.344 | 209.7322 | 4.4248 | 49.2954 | 0 | 4.0821 | 118.4708 | 0 | 0% | 386.0053 | 176.2731 | 386.0053 | 176.2731
742.376 | 209.6435 | 4.4256 | 49.2764 | 0 | 11.844 | 118.5144 | 0 | 0% | 393.7039 | 184.0604 | 393.7039 | 184.0604
742.408 | 209.6817 | 4.4265 | 49.2872 | 0 | 27.1209 | 118.5565 | 0 | 0% | 409.0729 | 199.3912 | 409.0729 | 199.3912
742.44 | 209.7987 | 4.4267 | 49.3178 | 0 | 49.0128 | 118.5873 | 0 | 0% | 431.1432 | 221.3445 | 431.1432 | 221.3445
742.472 | 209.9672 | 4.4266 | 49.3612 | 0 | 69.9055 | 118.6096 | 0 | 0% | 452.2702 | 242.303 | 452.2702 | 242.303
742.504 | 210.1751 | 4.4264 | 49.4142 | 0 | 78.6883 | 118.6299 | 0 | 0% | 461.3339 | 251.1588 | 461.3339 | 251.1588
742.536 | 210.4143 | 4.4261 | 49.4748 | 0 | 69.9047 | 118.647 | 0 | 0% | 452.8668 | 242.4526 | 452.8668 | 242.4526
742.568 | 210.6827 | 4.4252 | 49.5435 | 0 | 49.0116 | 118.6529 | 0 | 0% | 432.3159 | 221.6332 | 432.3159 | 221.6332
742.6 | 210.9966 | 4.4236 | 49.6244 | 0 | 27.1199 | 118.6424 | 0 | 0% | 410.8069 | 199.8103 | 410.8069 | 199.8103
742.632 | 211.3956 | 4.4215 | 49.7264 | 0 | 11.8433 | 118.6212 | 0 | 0% | 396.008 | 184.6124 | 396.008 | 184.6124
742.664 | 211.9287 | 4.4195 | 49.8596 | 0 | 4.0818 | 118.6036 | 0 | 0% | 388.8932 | 176.9645 | 388.8932 | 176.9645
742.696 | 212.6253 | 4.4182 | 50.0297 | 0 | 1.1103 | 118.6013 | 0 | 0% | 386.7849 | 174.1596 | 386.7849 | 174.1596
742.728 | 213.4781 | 4.4179 | 50.2349 | 0 | 0.23835 | 118.6175 | 0 | 0% | 386.9867 | 173.5086 | 386.9867 | 173.5086
742.76 | 214.45 | 4.4182 | 50.4664 | 0 | 0.040381 | 118.6504 | 0 | 0% | 388.0255 | 173.5755 | 388.0255 | 173.5755
742.792 | 215.4869 | 4.4193 | 50.7119 | 0 | 0.0053994 | 118.698 | 0 | 0% | 389.3216 | 173.8347 | 389.3216 | 173.8347
742.824 | 216.5193 | 4.4208 | 50.9555 | 0 | 0.00056979 | 118.7553 | 0 | 0% | 390.6515 | 174.1322 | 390.6515 | 174.1322
742.856 | 217.4661 | 4.4223 | 51.1789 | 0 | 0.011652 | 118.812 | 0 | 0% | 391.8911 | 174.425 | 391.8911 | 174.425
742.888 | 218.2545 | 4.4233 | 51.3663 | 0 | 0.11042 | 118.8572 | 0 | 0% | 393.0117 | 174.7572 | 393.0117 | 174.7572
742.92 | 218.8421 | 4.4235 | 51.5079 | 0 | 0.82582 | 118.8866 | 0 | 0% | 394.486 | 175.6439 | 394.486 | 175.6439
742.952 | 219.2228 | 4.4232 | 51.6019 | 0 | 4.8743 | 118.9052 | 0 | 0% | 399.0275 | 179.8047 | 399.0275 | 179.8047
742.984 | 219.4164 | 4.4229 | 51.6522 | 0 | 22.7059 | 118.9216 | 0 | 0% | 417.1189 | 197.7025 | 417.1189 | 197.7025
743.016 | 219.4541 | 4.4227 | 51.6653 | 0 | 83.4754 | 118.942 | 0 | 0% | 477.9595 | 258.5054 | 477.9595 | 258.5054
743.048 | 219.3693 | 4.4227 | 51.6492 | 0 | 242.2008 | 118.9671 | 0 | 0% | 636.6091 | 417.2397 | 636.6091 | 417.2397
743.08 | 219.1959 | 4.4228 | 51.612 | 0 | 554.6113 | 118.9937 | 0 | 0% | 948.8357 | 729.6398 | 948.8357 | 729.6398
743.112 | 218.9694 | 4.4228 | 51.5625 | 0 | 1002.3009 | 119.0187 | 0 | 0% | 1396.2743 | 1177.3049 | 1396.2743 | 1177.3049
743.144 | 218.7235 | 4.4227 | 51.5087 | 0 | 1429.5646 | 119.0408 | 0 | 0% | 1823.2603 | 1604.5368 | 1823.2603 | 1604.5368
743.176 | 218.4829 | 4.4224 | 51.4565 | 0 | 1609.1839 | 119.0603 | 0 | 0% | 2002.606 | 1784.1231 | 2002.606 | 1784.1231
743.208 | 218.2584 | 4.4221 | 51.4082 | 0 | 1429.5646 | 119.0776 | 0 | 0% | 1822.7309 | 1604.4725 | 1822.7309 | 1604.4725
743.24 | 218.0492 | 4.4216 | 51.3638 | 0 | 1002.3009 | 119.0924 | 0 | 0% | 1395.2279 | 1177.1788 | 1395.2279 | 1177.1788
743.272 | 217.8507 | 4.4211 | 51.3222 | 0 | 554.6113 | 119.1049 | 0 | 0% | 947.3101 | 729.4594 | 947.3101 | 729.4594
743.304 | 217.6633 | 4.4205 | 51.2832 | 0 | 242.2008 | 119.1167 | 0 | 0% | 634.6845 | 417.0212 | 634.6845 | 417.0212
743.336 | 217.495 | 4.42 | 51.2486 | 0 | 83.4754 | 119.1304 | 0 | 0% | 475.7694 | 258.2744 | 475.7694 | 258.2744
743.368 | 217.3584 | 4.4196 | 51.2211 | 0 | 22.7059 | 119.1474 | 0 | 0% | 414.8523 | 197.494 | 414.8523 | 197.494
743.4 | 217.2654 | 4.4194 | 51.2036 | 0 | 4.8743 | 119.1666 | 0 | 0% | 396.9293 | 179.6639 | 396.9293 | 179.6639
743.432 | 217.2263 | 4.4191 | 51.1989 | 0 | 0.82582 | 119.1856 | 0 | 0% | 392.8558 | 175.6294 | 392.8558 | 175.6294
743.464 | 217.2507 | 4.4188 | 51.2092 | 0 | 0.11042 | 119.2036 | 0 | 0% | 392.1927 | 174.942 | 392.1927 | 174.942
743.496 | 217.3446 | 4.4185 | 51.2359 | 0 | 0.011652 | 119.2215 | 0 | 0% | 392.2321 | 174.8875 | 392.2321 | 174.8875
743.528 | 217.506 | 4.4182 | 51.2784 | 0 | 2.7964e-12 | 119.2399 | 0 | 0% | 392.4425 | 174.9365 | 392.4425 | 174.9365
743.56 | 217.722 | 4.4179 | 51.3338 | 0 | 1.8069e-12 | 119.2581 | 0 | 0% | 392.7318 | 175.0098 | 392.7318 | 175.0098
743.592 | 217.9731 | 4.4175 | 51.3977 | 0 | 1.5918e-12 | 119.2745 | 0 | 0% | 393.0628 | 175.0897 | 393.0628 | 175.0897
743.624 | 218.2396 | 4.4171 | 51.4654 | 0 | 4.7323e-13 | 119.2888 | 0 | 0% | 393.4109 | 175.1713 | 393.4109 | 175.1713
743.656 | 218.5054 | 4.4165 | 51.533 | 0 | 6.8834e-13 | 119.3023 | 0 | 0% | 393.7573 | 175.2518 | 393.7573 | 175.2518
743.688 | 218.7575 | 4.4161 | 51.5973 | 0 | 0 | 119.3169 | 0 | 0% | 394.0877 | 175.3303 | 394.0877 | 175.3303
743.72 | 218.9847 | 4.4157 | 51.6555 | 0 | 0.004986 | 119.334 | 0 | 0% | 394.3949 | 175.4102 | 394.3949 | 175.4102
743.752 | 219.1772 | 4.4155 | 51.7053 | 0 | 0.05184 | 119.3538 | 0 | 0% | 394.7037 | 175.5264 | 394.7037 | 175.5264
743.784 | 219.3249 | 4.4154 | 51.7443 | 0 | 0.39687 | 119.3753 | 0 | 0% | 395.2568 | 175.9319 | 395.2568 | 175.9319
743.816 | 219.4166 | 4.4152 | 51.7702 | 0 | 2.4113 | 119.3966 | 0 | 0% | 397.4098 | 177.9932 | 397.4098 | 177.9932
743.848 | 219.4412 | 4.4149 | 51.7804 | 0 | 11.6386 | 119.4157 | 0 | 0% | 406.6908 | 187.2496 | 406.6908 | 187.2496
743.88 | 219.391 | 4.4146 | 51.7733 | 0 | 44.6826 | 119.4318 | 0 | 0% | 439.6931 | 220.3022 | 439.6931 | 220.3022
743.912 | 219.2645 | 4.414 | 51.7484 | 0 | 136.6304 | 119.4455 | 0 | 0% | 531.5028 | 312.2383 | 531.5028 | 312.2383
743.944 | 219.0672 | 4.4135 | 51.7068 | 0 | 333.2281 | 119.4586 | 0 | 0% | 727.8742 | 508.807 | 727.8742 | 508.807
743.976 | 218.8087 | 4.413 | 51.6507 | 0 | 649.1774 | 119.4729 | 0 | 0% | 1043.5226 | 824.7139 | 1043.5226 | 824.7139
744.008 | 218.4988 | 4.4127 | 51.5822 | 0 | 1011.7683 | 119.4895 | 0 | 0% | 1405.7514 | 1187.2526 | 1405.7514 | 1187.2526
744.04 | 218.1449 | 4.4124 | 51.5031 | 0 | 1263.6079 | 119.5082 | 0 | 0% | 1657.1765 | 1439.0316 | 1657.1765 | 1439.0316
744.072 | 217.754 | 4.4121 | 51.4152 | 0 | 1267.0286 | 119.5276 | 0 | 0% | 1660.1375 | 1442.3835 | 1660.1375 | 1442.3835
744.104 | 217.3378 | 4.4118 | 51.3215 | 0 | 1022.5087 | 119.5448 | 0 | 0% | 1415.1245 | 1197.7868 | 1415.1245 | 1197.7868
744.136 | 216.9134 | 4.4112 | 51.2264 | 0 | 666.4214 | 119.5569 | 0 | 0% | 1058.5292 | 841.6158 | 1058.5292 | 841.6158
744.168 | 216.4991 | 4.4103 | 51.1343 | 0 | 352.548 | 119.561 | 0 | 0% | 744.1528 | 527.6536 | 744.1528 | 527.6536
744.2 | 216.1082 | 4.409 | 51.0485 | 0 | 152.489 | 119.5578 | 0 | 0% | 543.6126 | 327.5043 | 543.6126 | 327.5043
744.232 | 215.7467 | 4.4076 | 50.9698 | 0 | 54.5231 | 119.5533 | 0 | 0% | 445.2005 | 229.4538 | 445.2005 | 229.4538
744.264 | 215.4104 | 4.4067 | 50.8962 | 0 | 16.6046 | 119.5572 | 0 | 0% | 406.8751 | 191.4647 | 406.8751 | 191.4647
744.296 | 215.08 | 4.4064 | 50.8225 | 0 | 5.2492 | 119.5762 | 0 | 0% | 395.1343 | 180.0543 | 395.1343 | 180.0543
744.328 | 214.7215 | 4.4068 | 50.7409 | 0 | 3.593 | 119.6081 | 0 | 0% | 393.0702 | 178.3487 | 393.0702 | 178.3487
744.36 | 214.3015 | 4.4073 | 50.6444 | 0 | 5.1023 | 119.6441 | 0 | 0% | 394.0995 | 179.798 | 394.0995 | 179.798
744.392 | 213.8089 | 4.4077 | 50.531 | 0 | 7.1207 | 119.6769 | 0 | 0% | 395.5452 | 181.7363 | 395.5452 | 181.7363
744.424 | 213.2613 | 4.4078 | 50.405 | 0 | 8.1755 | 119.705 | 0 | 0% | 395.9546 | 182.6934 | 395.9546 | 182.6934
744.456 | 212.6911 | 4.4079 | 50.274 | 0 | 7.9333 | 119.7304 | 0 | 0% | 395.0367 | 182.3456 | 395.0367 | 182.3456
744.488 | 212.1288 | 4.4078 | 50.145 | 0 | 7.5126 | 119.7545 | 0 | 0% | 393.9488 | 181.82 | 393.9488 | 181.82
744.52 | 211.6003 | 4.4077 | 50.024 | 0 | 8.6236 | 119.7769 | 0 | 0% | 394.4325 | 182.8322 | 394.4325 | 182.8322
744.552 | 211.1364 | 4.4075 | 49.9186 | 0 | 11.838 | 119.7969 | 0 | 0% | 397.0974 | 185.961 | 397.0974 | 185.961
744.584 | 210.7786 | 4.4072 | 49.8383 | 0 | 15.5931 | 119.8153 | 0 | 0% | 400.4325 | 189.654 | 400.4325 | 189.654
744.616 | 210.5666 | 4.4069 | 49.7926 | 0 | 17.2016 | 119.8332 | 0 | 0% | 401.801 | 191.2344 | 401.801 | 191.2344
744.648 | 210.5145 | 4.4066 | 49.7847 | 0 | 15.2106 | 119.8512 | 0 | 0% | 399.7675 | 189.2531 | 399.7675 | 189.2531
744.68 | 210.5945 | 4.4063 | 49.808 | 0 | 10.6778 | 119.8688 | 0 | 0% | 395.3553 | 184.7609 | 395.3553 | 184.7609
744.712 | 210.7467 | 4.4059 | 49.8486 | 0 | 6.0282 | 119.8855 | 0 | 0% | 390.9148 | 180.1682 | 390.9148 | 180.1682
744.744 | 210.9085 | 4.4055 | 49.8914 | 0 | 3.0788 | 119.902 | 0 | 0% | 388.1863 | 177.2778 | 388.1863 | 177.2778
744.776 | 211.0427 | 4.4052 | 49.9276 | 0 | 2.3565 | 119.9196 | 0 | 0% | 387.6515 | 176.6088 | 387.6515 | 176.6088
744.808 | 211.1462 | 4.405 | 49.9563 | 0 | 3.6072 | 119.939 | 0 | 0% | 389.0536 | 177.9074 | 389.0536 | 177.9074
744.84 | 211.2421 | 4.4048 | 49.9832 | 0 | 6.135 | 119.9595 | 0 | 0% | 391.7245 | 180.4824 | 391.7245 | 180.4824
744.872 | 211.3642 | 4.4046 | 50.0163 | 0 | 8.6851 | 119.9799 | 0 | 0% | 394.4501 | 183.0859 | 394.4501 | 183.0859
744.904 | 211.5433 | 4.4043 | 50.063 | 0 | 9.7677 | 119.9992 | 0 | 0% | 395.7776 | 184.2342 | 395.7776 | 184.2342
744.936 | 211.7984 | 4.404 | 50.1278 | 0 | 8.6765 | 120.0172 | 0 | 0% | 395.0239 | 183.2255 | 395.0239 | 183.2255
744.968 | 212.1343 | 4.4036 | 50.2118 | 0 | 6.0832 | 120.034 | 0 | 0% | 392.867 | 180.7327 | 392.867 | 180.7327
745 | 212.5462 | 4.4032 | 50.314 | 0 | 3.3661 | 120.0499 | 0 | 0% | 390.6793 | 178.1331 | 390.6793 | 178.1331
745.032 | 213.0251 | 4.4027 | 50.4321 | 0 | 1.47 | 120.0649 | 0 | 0% | 389.3948 | 176.3697 | 389.3948 | 176.3697
745.064 | 213.5567 | 4.4022 | 50.5627 | 0 | 0.50676 | 120.0798 | 0 | 0% | 389.1081 | 175.5514 | 389.1081 | 175.5514
745.096 | 214.1151 | 4.4017 | 50.6996 | 0 | 0.13902 | 120.095 | 0 | 0% | 389.4505 | 175.3354 | 389.4505 | 175.3354
745.128 | 214.6583 | 4.4012 | 50.8329 | 0 | 0.038667 | 120.1111 | 0 | 0% | 390.0422 | 175.3839 | 390.0422 | 175.3839
745.16 | 215.1362 | 4.4008 | 50.9507 | 0 | 0.058628 | 120.1276 | 0 | 0% | 390.674 | 175.5378 | 390.674 | 175.5378
745.192 | 215.5104 | 4.4003 | 51.0441 | 0 | 0.25043 | 120.1437 | 0 | 0% | 391.3489 | 175.8385 | 391.3489 | 175.8385
745.224 | 215.7714 | 4.3998 | 51.1107 | 0 | 0.91827 | 120.1583 | 0 | 0% | 392.3584 | 176.5871 | 392.3584 | 176.5871
745.256 | 215.9395 | 4.3992 | 51.1555 | 0 | 2.6641 | 120.1711 | 0 | 0% | 394.3294 | 178.3899 | 394.3294 | 178.3899
745.288 | 216.0525 | 4.3985 | 51.1875 | 0 | 6.1005 | 120.1822 | 0 | 0% | 397.9211 | 181.8687 | 397.9211 | 181.8687
745.32 | 216.1491 | 4.3978 | 51.2155 | 0 | 11.025 | 120.1936 | 0 | 0% | 402.9809 | 186.8318 | 402.9809 | 186.8318
745.352 | 216.2598 | 4.3973 | 51.2466 | 0 | 15.7247 | 120.2081 | 0 | 0% | 407.8365 | 191.5766 | 407.8365 | 191.5766
745.384 | 216.4014 | 4.3969 | 51.2845 | 0 | 17.7005 | 120.2277 | 0 | 0% | 410.011 | 193.6096 | 410.011 | 193.6096
745.416 | 216.5754 | 4.3968 | 51.3297 | 0 | 15.7247 | 120.2515 | 0 | 0% | 408.2781 | 191.7027 | 408.2781 | 191.7027
745.448 | 216.7725 | 4.3968 | 51.3803 | 0 | 11.025 | 120.2763 | 0 | 0% | 403.8508 | 187.0783 | 403.8508 | 187.0783
745.48 | 216.9778 | 4.3966 | 51.433 | 0 | 6.1005 | 120.299 | 0 | 0% | 399.2069 | 182.2291 | 399.2069 | 182.2291
745.512 | 217.1756 | 4.3963 | 51.4843 | 0 | 2.6641 | 120.3184 | 0 | 0% | 396.0387 | 178.8631 | 396.0387 | 178.8631
745.544 | 217.352 | 4.3958 | 51.5308 | 0 | 0.9182 | 120.3349 | 0 | 0% | 394.5317 | 177.1797 | 394.5317 | 177.1797
745.576 | 217.4981 | 4.3953 | 51.5703 | 0 | 0.24976 | 120.3497 | 0 | 0% | 394.0632 | 176.5651 | 394.0632 | 176.5651
745.608 | 217.613 | 4.3948 | 51.6024 | 0 | 0.053616 | 120.3641 | 0 | 0% | 394.0278 | 176.4148 | 394.0278 | 176.4148
745.64 | 217.7039 | 4.3942 | 51.6288 | 0 | 0.0090837 | 120.3785 | 0 | 0% | 394.1146 | 176.4107 | 394.1146 | 176.4107
745.672 | 217.7844 | 4.3937 | 51.6528 | 0 | 0.0012146 | 120.3935 | 0 | 0% | 394.2256 | 176.4412 | 394.2256 | 176.4412
745.704 | 217.8703 | 4.3932 | 51.6779 | 0 | 0.00016276 | 120.4094 | 0 | 0% | 394.3509 | 176.4807 | 394.3509 | 176.4807
745.736 | 217.9745 | 4.3928 | 51.7072 | 0 | 0.00065075 | 120.4271 | 0 | 0% | 394.5023 | 176.5278 | 394.5023 | 176.5278
745.768 | 218.1024 | 4.3926 | 51.7419 | 0 | 0.0055119 | 120.4472 | 0 | 0% | 394.6896 | 176.5872 | 394.6896 | 176.5872
745.8 | 218.2488 | 4.3924 | 51.7808 | 0 | 0.037357 | 120.4693 | 0 | 0% | 394.9286 | 176.6798 | 394.9286 | 176.6798
745.832 | 218.3984 | 4.3922 | 51.8204 | 0 | 0.2025 | 120.4918 | 0 | 0% | 395.3053 | 176.9069 | 395.3053 | 176.9069
745.864 | 218.5281 | 4.392 | 51.8555 | 0 | 0.87709 | 120.5131 | 0 | 0% | 396.1657 | 177.6376 | 396.1657 | 177.6376
745.896 | 218.6081 | 4.3916 | 51.8789 | 0 | 3.0325 | 120.5317 | 0 | 0% | 398.4428 | 179.8347 | 398.4428 | 179.8347
745.928 | 218.6024 | 4.3911 | 51.8824 | 0 | 8.3589 | 120.5468 | 0 | 0% | 403.7816 | 185.1793 | 403.7816 | 185.1793
745.96 | 218.4741 | 4.3904 | 51.8572 | 0 | 18.3463 | 120.5582 | 0 | 0% | 413.6262 | 195.1521 | 413.6262 | 195.1521
745.992 | 218.1959 | 4.3896 | 51.7966 | 0 | 32.0222 | 120.5673 | 0 | 0% | 426.9717 | 208.7757 | 426.9717 | 208.7757
746.024 | 217.763 | 4.3889 | 51.6991 | 0 | 44.3972 | 120.5775 | 0 | 0% | 438.8256 | 221.0626 | 438.8256 | 221.0626
746.056 | 217.1971 | 4.3884 | 51.5696 | 0 | 48.845 | 120.5924 | 0 | 0% | 442.5924 | 225.3954 | 442.5924 | 225.3954
746.088 | 216.5387 | 4.3881 | 51.4175 | 0 | 42.6196 | 120.6136 | 0 | 0% | 435.5776 | 219.0389 | 435.5776 | 219.0389
746.12 | 215.8337 | 4.3881 | 51.254 | 0 | 29.5692 | 120.6383 | 0 | 0% | 421.6832 | 205.8495 | 421.6832 | 205.8495
746.152 | 215.1243 | 4.388 | 51.0895 | 0 | 16.765 | 120.6625 | 0 | 0% | 408.0293 | 192.905 | 408.0293 | 192.905
746.184 | 214.4499 | 4.3878 | 50.9335 | 0 | 9.4756 | 120.684 | 0 | 0% | 399.9308 | 185.4808 | 399.9308 | 185.4808
746.216 | 213.8475 | 4.3874 | 50.7948 | 0 | 9.91 | 120.7032 | 0 | 0% | 399.6429 | 185.7954 | 399.6429 | 185.7954
746.248 | 213.3492 | 4.3871 | 50.6808 | 0 | 19.0268 | 120.7217 | 0 | 0% | 408.1655 | 194.8164 | 408.1655 | 194.8164
746.28 | 212.9752 | 4.3867 | 50.5964 | 0 | 37.6565 | 120.7405 | 0 | 0% | 426.3553 | 213.3802 | 426.3553 | 213.3802
746.312 | 212.7274 | 4.3864 | 50.5419 | 0 | 66.1365 | 120.7596 | 0 | 0% | 454.5519 | 241.8245 | 454.5519 | 241.8245
746.344 | 212.5885 | 4.3861 | 50.5133 | 0 | 103.505 | 120.7786 | 0 | 0% | 491.7714 | 279.1829 | 491.7714 | 279.1829
746.376 | 212.5275 | 4.3857 | 50.5032 | 0 | 145.0799 | 120.7972 | 0 | 0% | 533.2935 | 320.766 | 533.2935 | 320.766
746.408 | 212.5121 | 4.3853 | 50.504 | 0 | 179.0714 | 120.8155 | 0 | 0% | 567.2883 | 354.7762 | 567.2883 | 354.7762
746.44 | 212.5216 | 4.385 | 50.5107 | 0 | 189.9302 | 120.8335 | 0 | 0% | 578.181 | 365.6594 | 578.181 | 365.6594
746.472 | 212.5552 | 4.3846 | 50.5232 | 0 | 171.1796 | 120.8513 | 0 | 0% | 559.4939 | 346.9387 | 559.4939 | 346.9387
746.504 | 212.632 | 4.3842 | 50.546 | 0 | 133.5853 | 120.869 | 0 | 0% | 522.0165 | 309.3844 | 522.0165 | 309.3844
746.536 | 212.7822 | 4.3838 | 50.5862 | 0 | 96.6243 | 120.8866 | 0 | 0% | 485.2632 | 272.481 | 485.2632 | 272.481
746.568 | 213.0323 | 4.3834 | 50.6502 | 0 | 73.9514 | 120.9042 | 0 | 0% | 462.9215 | 249.8892 | 462.9215 | 249.8892
746.6 | 213.3928 | 4.383 | 50.7405 | 0 | 68.6573 | 120.9218 | 0 | 0% | 458.0953 | 244.7025 | 458.0953 | 244.7025
746.632 | 213.8539 | 4.3826 | 50.8547 | 0 | 76.7721 | 120.9392 | 0 | 0% | 466.8024 | 252.9485 | 466.8024 | 252.9485
746.664 | 214.3908 | 4.3822 | 50.9869 | 0 | 91.2278 | 120.9563 | 0 | 0% | 481.9441 | 267.5533 | 481.9441 | 267.5533
746.696 | 214.9725 | 4.3817 | 51.1299 | 0 | 108.0948 | 120.9732 | 0 | 0% | 499.5522 | 284.5797 | 499.5522 | 284.5797
746.728 | 215.5675 | 4.3813 | 51.2761 | 0 | 135.7858 | 120.9898 | 0 | 0% | 528.0005 | 312.433 | 528.0005 | 312.433
746.76 | 216.1439 | 4.3808 | 51.418 | 0 | 193.223 | 121.0057 | 0 | 0% | 586.1715 | 370.0275 | 586.1715 | 370.0275
746.792 | 216.6683 | 4.3803 | 51.5476 | 0 | 285.8092 | 121.0208 | 0 | 0% | 679.4262 | 462.7579 | 679.4262 | 462.7579
746.824 | 217.1086 | 4.3797 | 51.6573 | 0 | 380.5434 | 121.0348 | 0 | 0% | 774.7238 | 557.6152 | 774.7238 | 557.6152
746.856 | 217.4426 | 4.3791 | 51.7418 | 0 | 419.9625 | 121.0478 | 0 | 0% | 814.5738 | 597.1312 | 814.5738 | 597.1312
746.888 | 217.665 | 4.3785 | 51.7998 | 0 | 373.4174 | 121.061 | 0 | 0% | 768.3217 | 550.6567 | 768.3217 | 550.6567
746.92 | 217.7875 | 4.378 | 51.8338 | 0 | 267.9212 | 121.0759 | 0 | 0% | 662.9964 | 445.2089 | 662.9964 | 445.2089
746.952 | 217.8308 | 4.3776 | 51.8488 | 0 | 160.3582 | 121.0931 | 0 | 0% | 555.5085 | 337.6776 | 555.5085 | 337.6776
746.984 | 217.8147 | 4.3773 | 51.8494 | 0 | 87.7827 | 121.1122 | 0 | 0% | 482.9362 | 265.1216 | 482.9362 | 265.1216
747.016 | 217.7516 | 4.377 | 51.8388 | 0 | 51.0175 | 121.1318 | 0 | 0% | 446.1166 | 228.365 | 446.1166 | 228.365
747.048 | 217.6456 | 4.3766 | 51.8181 | 0 | 34.122 | 121.1506 | 0 | 0% | 429.113 | 211.4674 | 429.113 | 211.4674
747.08 | 217.4953 | 4.3762 | 51.787 | 0 | 26.3078 | 121.1684 | 0 | 0% | 421.1347 | 203.6394 | 421.1347 | 203.6394
747.112 | 217.2991 | 4.3758 | 51.7449 | 0 | 27.9883 | 121.1857 | 0 | 0% | 422.5939 | 205.2948 | 422.5939 | 205.2948
747.144 | 217.0606 | 4.3755 | 51.6927 | 0 | 47.0783 | 121.2039 | 0 | 0% | 441.4109 | 224.3504 | 441.4109 | 224.3504
747.176 | 216.7902 | 4.3752 | 51.6327 | 0 | 94.5659 | 121.2237 | 0 | 0% | 488.5876 | 271.7974 | 488.5876 | 271.7974
747.208 | 216.5036 | 4.3749 | 51.5688 | 0 | 179.436 | 121.2444 | 0 | 0% | 573.1277 | 356.6241 | 573.1277 | 356.6241
747.24 | 216.2173 | 4.3746 | 51.5049 | 0 | 300.6376 | 121.2649 | 0 | 0% | 693.9994 | 477.782 | 693.9994 | 477.782
747.272 | 215.9437 | 4.3743 | 51.4442 | 0 | 438.9451 | 121.2844 | 0 | 0% | 831.9917 | 616.048 | 831.9917 | 616.048
747.304 | 215.6885 | 4.374 | 51.3879 | 0 | 555.2296 | 121.3029 | 0 | 0% | 947.9829 | 732.2944 | 947.9829 | 732.2944
747.336 | 215.4517 | 4.3736 | 51.3361 | 0 | 603.0838 | 121.3207 | 0 | 0% | 995.5658 | 780.1141 | 995.5658 | 780.1141
747.368 | 215.2304 | 4.3732 | 51.288 | 0 | 559.3909 | 121.3382 | 0 | 0% | 951.6206 | 736.3902 | 951.6206 | 736.3902
747.4 | 215.0225 | 4.3728 | 51.2431 | 0 | 455.0188 | 121.3556 | 0 | 0% | 847.0127 | 631.9902 | 847.0127 | 631.9902
747.432 | 214.8266 | 4.3724 | 51.201 | 0 | 371.0106 | 121.3733 | 0 | 0% | 762.7838 | 547.9572 | 762.7838 | 547.9572
747.464 | 214.6411 | 4.372 | 51.1613 | 0 | 388.6377 | 121.3912 | 0 | 0% | 780.2033 | 565.5622 | 780.2033 | 565.5622
747.496 | 214.4634 | 4.3716 | 51.1235 | 0 | 523.8695 | 121.4094 | 0 | 0% | 915.2373 | 700.774 | 915.2373 | 700.774
747.528 | 214.2914 | 4.3712 | 51.087 | 0 | 698.0765 | 121.4276 | 0 | 0% | 1089.2538 | 874.9624 | 1089.2538 | 874.9624
747.56 | 214.1264 | 4.3709 | 51.0522 | 0 | 784.7717 | 121.4457 | 0 | 0% | 1175.7668 | 961.6405 | 1175.7668 | 961.6405
747.592 | 213.9758 | 4.3705 | 51.0209 | 0 | 710.0862 | 121.4635 | 0 | 0% | 1100.9169 | 886.9411 | 1100.9169 | 886.9411
747.624 | 213.8538 | 4.3701 | 50.9964 | 0 | 511.6886 | 121.4809 | 0 | 0% | 902.3898 | 688.536 | 902.3898 | 688.536
747.656 | 213.7776 | 4.3697 | 50.9829 | 0 | 293.4318 | 121.4979 | 0 | 0% | 684.0598 | 470.2822 | 684.0598 | 470.2822
747.688 | 213.7615 | 4.3692 | 50.9837 | 0 | 134.961 | 121.5145 | 0 | 0% | 525.59 | 311.8284 | 525.59 | 311.8284
747.72 | 213.8105 | 4.3687 | 51.0001 | 0 | 52.6582 | 121.5307 | 0 | 0% | 443.3683 | 229.5578 | 443.3683 | 229.5578
747.752 | 213.9182 | 4.3683 | 51.0305 | 0 | 23.6842 | 121.5472 | 0 | 0% | 414.5484 | 200.6302 | 414.5484 | 200.6302
747.784 | 214.0706 | 4.3679 | 51.0715 | 0 | 20.7232 | 121.5638 | 0 | 0% | 411.7971 | 197.7265 | 411.7971 | 197.7265
747.816 | 214.2516 | 4.3674 | 51.1194 | 0 | 25.5614 | 121.5805 | 0 | 0% | 416.8804 | 202.6288 | 416.8804 | 202.6288
747.848 | 214.4474 | 4.367 | 51.1709 | 0 | 28.3436 | 121.5968 | 0 | 0% | 419.9256 | 205.4783 | 419.9256 | 205.4783
747.88 | 214.6474 | 4.3665 | 51.2234 | 0 | 26.028 | 121.6127 | 0 | 0% | 417.878 | 203.2305 | 417.878 | 203.2305
747.912 | 214.8431 | 4.366 | 51.2748 | 0 | 22.5696 | 121.6288 | 0 | 0% | 414.6823 | 199.8393 | 414.6823 | 199.8393
747.944 | 215.0263 | 4.3656 | 51.3232 | 0 | 28.7553 | 121.6462 | 0 | 0% | 421.1165 | 206.0902 | 421.1165 | 206.0902
747.976 | 215.1902 | 4.3653 | 51.3668 | 0 | 61.4562 | 121.6653 | 0 | 0% | 454.0436 | 238.8535 | 454.0436 | 238.8535
748.008 | 215.3293 | 4.365 | 51.4044 | 0 | 139.6084 | 121.6855 | 0 | 0% | 532.3926 | 317.0633 | 532.3926 | 317.0633
748.04 | 215.4402 | 4.3647 | 51.4352 | 0 | 271.6705 | 121.7057 | 0 | 0% | 664.6164 | 449.1761 | 664.6164 | 449.1761
748.072 | 215.5203 | 4.3644 | 51.4588 | 0 | 440.1533 | 121.7248 | 0 | 0% | 833.2216 | 617.7013 | 833.2216 | 617.7013
748.104 | 215.5661 | 4.364 | 51.4744 | 0 | 602.1236 | 121.7427 | 0 | 0% | 995.2707 | 779.7046 | 995.2707 | 779.7046
748.136 | 215.5726 | 4.3636 | 51.4806 | 0 | 711.6277 | 121.7598 | 0 | 0% | 1104.8043 | 889.2316 | 1104.8043 | 889.2316
748.168 | 215.5356 | 4.3632 | 51.4765 | 0 | 742.0929 | 121.7767 | 0 | 0% | 1135.2448 | 919.7092 | 1135.2448 | 919.7092
748.2 | 215.4538 | 4.3627 | 51.4616 | 0 | 689.721 | 121.7938 | 0 | 0% | 1082.793 | 867.3392 | 1082.793 | 867.3392
748.232 | 215.3321 | 4.3623 | 51.4372 | 0 | 567.8953 | 121.8112 | 0 | 0% | 960.8381 | 745.506 | 960.8381 | 745.506
748.264 | 215.1809 | 4.3619 | 51.4057 | 0 | 406.4518 | 121.829 | 0 | 0% | 799.2293 | 584.0484 | 799.2293 | 584.0484
748.296 | 215.014 | 4.3616 | 51.3704 | 0 | 247.3488 | 121.8472 | 0 | 0% | 639.942 | 424.928 | 639.942 | 424.928
748.328 | 214.8441 | 4.3612 | 51.3344 | 0 | 127.8038 | 121.8658 | 0 | 0% | 520.2094 | 305.3652 | 520.2094 | 305.3652
748.36 | 214.6819 | 4.3609 | 51.3001 | 0 | 66.6471 | 121.8845 | 0 | 0% | 458.8745 | 244.1927 | 458.8745 | 244.1927
748.392 | 214.5367 | 4.3605 | 51.27 | 0 | 72.5324 | 121.903 | 0 | 0% | 464.6026 | 250.0659 | 464.6026 | 250.0659
748.424 | 214.4189 | 4.3601 | 51.2464 | 0 | 162.7183 | 121.9211 | 0 | 0% | 554.6648 | 340.246 | 554.6648 | 340.246
748.456 | 214.3383 | 4.3597 | 51.2318 | 0 | 357.9995 | 121.9388 | 0 | 0% | 749.8682 | 535.5298 | 749.8682 | 535.5298
748.488 | 214.3013 | 4.3593 | 51.2276 | 0 | 638.3204 | 121.9563 | 0 | 0% | 1030.1649 | 815.8637 | 1030.1649 | 815.8637
748.52 | 214.3074 | 4.3589 | 51.2337 | 0 | 903.2598 | 121.9736 | 0 | 0% | 1295.1334 | 1080.826 | 1295.1334 | 1080.826
748.552 | 214.3506 | 4.3585 | 51.2487 | 0 | 1012.9061 | 121.9908 | 0 | 0% | 1404.8548 | 1190.5041 | 1404.8548 | 1190.5041
748.584 | 214.4232 | 4.3581 | 51.2707 | 0 | 901.4332 | 122.008 | 0 | 0% | 1293.4932 | 1079.07 | 1293.4932 | 1079.07
748.616 | 214.5199 | 4.3577 | 51.2985 | 0 | 639.0458 | 122.0253 | 0 | 0% | 1031.2472 | 816.7272 | 1031.2472 | 816.7272
748.648 | 214.64 | 4.3573 | 51.3318 | 0 | 363.8667 | 122.043 | 0 | 0% | 756.2389 | 541.5988 | 756.2389 | 541.5988
748.68 | 214.7845 | 4.3569 | 51.3709 | 0 | 169.8014 | 122.0613 | 0 | 0% | 562.375 | 347.5905 | 562.375 | 347.5905
748.712 | 214.9523 | 4.3566 | 51.4155 | 0 | 69.4883 | 122.0799 | 0 | 0% | 462.2926 | 247.3403 | 462.2926 | 247.3403
748.744 | 215.1371 | 4.3562 | 51.4641 | 0 | 32.1828 | 122.0986 | 0 | 0% | 425.2388 | 210.1017 | 425.2388 | 210.1017
748.776 | 215.3278 | 4.3559 | 51.5142 | 0 | 25.6937 | 122.1171 | 0 | 0% | 419.0087 | 203.6809 | 419.0087 | 203.6809
748.808 | 215.5109 | 4.3555 | 51.5626 | 0 | 29.4309 | 122.1351 | 0 | 0% | 422.995 | 207.484 | 422.995 | 207.484
748.84 | 215.6724 | 4.3551 | 51.6057 | 0 | 32.1266 | 122.1527 | 0 | 0% | 425.9126 | 210.2402 | 425.9126 | 210.2402
748.872 | 215.7973 | 4.3547 | 51.6402 | 0 | 30.0079 | 122.1702 | 0 | 0% | 423.9702 | 208.173 | 423.9702 | 208.173
748.904 | 215.8687 | 4.3543 | 51.6619 | 0 | 26.0151 | 122.1877 | 0 | 0% | 420.0876 | 204.2189 | 420.0876 | 204.2189
748.936 | 215.8691 | 4.3539 | 51.6666 | 0 | 25.8769 | 122.2054 | 0 | 0% | 419.9718 | 204.1028 | 419.9718 | 204.1028
748.968 | 215.786 | 4.3535 | 51.6513 | 0 | 32.0587 | 122.223 | 0 | 0% | 426.0725 | 210.2865 | 426.0725 | 210.2865
749 | 215.6185 | 4.3531 | 51.6159 | 0 | 40.6567 | 122.2404 | 0 | 0% | 434.4845 | 218.8661 | 434.4845 | 218.8661
749.032 | 215.3787 | 4.3527 | 51.5632 | 0 | 44.3866 | 122.2574 | 0 | 0% | 437.9386 | 222.5599 | 437.9386 | 222.5599
749.064 | 215.0866 | 4.3522 | 51.498 | 0 | 39.1362 | 122.2742 | 0 | 0% | 432.3473 | 217.2607 | 432.3473 | 217.2607
749.096 | 214.7619 | 4.3518 | 51.425 | 0 | 27.3892 | 122.2912 | 0 | 0% | 420.2191 | 205.4572 | 420.2191 | 205.4572
749.128 | 214.4183 | 4.3514 | 51.3474 | 0 | 15.1488 | 122.3087 | 0 | 0% | 407.5745 | 193.1562 | 407.5745 | 193.1562
749.16 | 214.0615 | 4.351 | 51.2665 | 0 | 6.6148 | 122.3267 | 0 | 0% | 398.6206 | 184.5591 | 398.6206 | 184.5591
749.192 | 213.6888 | 4.3507 | 51.1818 | 0 | 2.2797 | 122.3452 | 0 | 0% | 393.8462 | 180.1574 | 393.8462 | 180.1574
749.224 | 213.2875 | 4.3503 | 51.0902 | 0 | 0.62011 | 122.364 | 0 | 0% | 391.7122 | 178.4247 | 391.7122 | 178.4247
749.256 | 212.8354 | 4.35 | 50.9864 | 0 | 0.13582 | 122.3831 | 0 | 0% | 390.6907 | 177.8553 | 390.6907 | 177.8553
749.288 | 212.3062 | 4.3496 | 50.8641 | 0 | 0.048146 | 122.402 | 0 | 0% | 389.9702 | 177.6639 | 389.9702 | 177.6639
749.32 | 211.681 | 4.3493 | 50.7189 | 0 | 0.19442 | 122.4205 | 0 | 0% | 389.364 | 177.6831 | 389.364 | 177.6831
749.352 | 210.9595 | 4.3489 | 50.5505 | 0 | 1.13 | 122.4385 | 0 | 0% | 389.4274 | 178.468 | 389.4274 | 178.468
749.384 | 210.1673 | 4.3485 | 50.3653 | 0 | 5.2625 | 122.4559 | 0 | 0% | 392.5995 | 182.4322 | 392.5995 | 182.4322
749.416 | 209.3529 | 4.3481 | 50.1747 | 0 | 19.3471 | 122.4727 | 0 | 0% | 405.6954 | 196.3425 | 405.6954 | 196.3425
749.448 | 208.5773 | 4.3476 | 49.9935 | 0 | 56.1348 | 122.489 | 0 | 0% | 441.5422 | 232.9649 | 441.5422 | 232.9649
749.48 | 207.9018 | 4.3472 | 49.8363 | 0 | 128.542 | 122.5053 | 0 | 0% | 513.1326 | 305.2307 | 513.1326 | 305.2307
749.512 | 207.3768 | 4.3467 | 49.715 | 0 | 232.3028 | 122.5222 | 0 | 0% | 616.2635 | 408.8868 | 616.2635 | 408.8868
749.544 | 207.0322 | 4.3463 | 49.6369 | 0 | 331.3295 | 122.54 | 0 | 0% | 714.885 | 507.8527 | 714.885 | 507.8527
749.576 | 206.8721 | 4.346 | 49.603 | 0 | 372.9598 | 122.5583 | 0 | 0% | 756.3392 | 549.467 | 756.3392 | 549.467
749.608 | 206.8732 | 4.3456 | 49.6077 | 0 | 331.3295 | 122.5766 | 0 | 0% | 714.7326 | 507.8594 | 714.7326 | 507.8594
749.64 | 206.9908 | 4.3452 | 49.6404 | 0 | 232.3028 | 122.5944 | 0 | 0% | 615.8736 | 408.8828 | 615.8736 | 408.8828
749.672 | 207.1702 | 4.3448 | 49.6879 | 0 | 128.542 | 122.6122 | 0 | 0% | 512.3571 | 305.1869 | 512.3571 | 305.1869
749.704 | 207.3614 | 4.3445 | 49.7381 | 0 | 56.1348 | 122.6304 | 0 | 0% | 440.2092 | 232.8478 | 440.2092 | 232.8478
749.736 | 207.5322 | 4.3441 | 49.7834 | 0 | 19.3471 | 122.6493 | 0 | 0% | 403.656 | 196.1239 | 403.656 | 196.1239
749.768 | 207.6768 | 4.3438 | 49.8224 | 0 | 5.2625 | 122.6685 | 0 | 0% | 389.774 | 182.0972 | 389.774 | 182.0972
749.8 | 207.8176 | 4.3434 | 49.8605 | 0 | 1.1297 | 122.6875 | 5.6843e-14 | 3.193e-14% | 385.8387 | 178.0211 | 385.8387 | 178.0211
749.832 | 207.9967 | 4.3431 | 49.9078 | 0 | 0.1914 | 122.7058 | 5.6843e-14 | 3.209e-14% | 385.1448 | 177.1481 | 385.1448 | 177.1481
749.864 | 208.2597 | 4.3427 | 49.9753 | 0 | 0.025888 | 122.7237 | 5.6843e-14 | 3.21e-14% | 385.3273 | 177.0676 | 385.3273 | 177.0676
749.896 | 208.6389 | 4.3423 | 50.0707 | 0 | 0.0055072 | 122.7416 | 5.6843e-14 | 3.209e-14% | 385.7991 | 177.1602 | 385.7991 | 177.1602
749.928 | 209.1434 | 4.3419 | 50.1961 | 0 | 0.020989 | 122.7598 | 5.6843e-14 | 3.206e-14% | 386.4622 | 177.3189 | 386.4622 | 177.3189
749.96 | 209.7584 | 4.3416 | 50.3479 | 0 | 0.12389 | 122.7783 | 5.6843e-14 | 3.201e-14% | 387.3501 | 177.5917 | 387.3501 | 177.5917
749.992 | 210.4523 | 4.3413 | 50.5185 | 0 | 0.5771 | 122.7966 | 5.6843e-14 | 3.189e-14% | 388.6858 | 178.2335 | 388.6858 | 178.2335
750.024 | 211.1822 | 4.3409 | 50.6974 | 0 | 2.1216 | 122.8146 | 5.6843e-14 | 3.158e-14% | 391.1568 | 179.9746 | 391.1568 | 179.9746
750.056 | 211.8991 | 4.3406 | 50.8731 | 0 | 6.1558 | 122.8322 | 5.6843e-14 | 3.086e-14% | 396.1008 | 184.2017 | 396.1008 | 184.2017
750.088 | 212.5547 | 4.3402 | 51.0339 | 0 | 14.0962 | 122.8494 | 5.6843e-14 | 2.956e-14% | 404.8743 | 192.3197 | 404.8743 | 192.3197
750.12 | 213.1104 | 4.3398 | 51.1707 | 0 | 25.4749 | 122.8665 | 5.6843e-14 | 2.788e-14% | 416.9622 | 203.8519 | 416.9622 | 203.8519
750.152 | 213.5474 | 4.3395 | 51.2789 | 0 | 36.3352 | 122.8838 | 5.6843e-14 | 2.646e-14% | 428.3848 | 214.8373 | 428.3848 | 214.8373
750.184 | 213.8711 | 4.3392 | 51.3598 | 0 | 40.9067 | 122.9015 | 0 | 0% | 433.3782 | 219.5072 | 433.3782 | 219.5072
750.216 | 214.1049 | 4.3388 | 51.4191 | 0 | 36.3768 | 122.9197 | 5.6843e-14 | 2.643e-14% | 429.1593 | 215.0544 | 429.1593 | 215.0544
750.248 | 214.278 | 4.3385 | 51.4638 | 0 | 25.6729 | 122.9381 | 5.6843e-14 | 2.781e-14% | 418.6914 | 204.4134 | 418.6914 | 204.4134
750.28 | 214.4126 | 4.3382 | 51.4993 | 0 | 14.8245 | 122.9563 | 5.6843e-14 | 2.936e-14% | 408.031 | 193.6184 | 408.031 | 193.6184
750.312 | 214.5198 | 4.3379 | 51.5283 | 0 | 8.2691 | 122.9741 | 5.6843e-14 | 3.038e-14% | 401.6292 | 187.1094 | 401.6292 | 187.1094
750.344 | 214.6021 | 4.3376 | 51.5513 | 0 | 6.9607 | 122.9917 | 5.6843e-14 | 3.059e-14% | 400.4434 | 185.8412 | 400.4434 | 185.8412
750.376 | 214.6588 | 4.3372 | 51.5681 | 0 | 9.3223 | 123.009 | 5.6843e-14 | 3.02e-14% | 402.8955 | 188.2367 | 402.8955 | 188.2367
750.408 | 214.6884 | 4.3369 | 51.5784 | 0 | 12.5971 | 123.0262 | 5.6843e-14 | 2.968e-14% | 406.227 | 191.5386 | 406.227 | 191.5386
750.44 | 214.69 | 4.3365 | 51.5821 | 0 | 14.0614 | 123.0432 | 5.6843e-14 | 2.945e-14% | 407.7132 | 193.0231 | 407.7132 | 193.0231
750.472 | 214.6646 | 4.3362 | 51.5791 | 0 | 12.476 | 123.0603 | 5.6843e-14 | 2.969e-14% | 406.1161 | 191.4515 | 406.1161 | 191.4515
750.504 | 214.6158 | 4.3358 | 51.5705 | 0 | 8.7455 | 123.0778 | 5.6843e-14 | 3.028e-14% | 402.3454 | 187.7296 | 402.3454 | 187.7296
750.536 | 214.5508 | 4.3355 | 51.558 | 0 | 4.8391 | 123.0958 | 5.6843e-14 | 3.092e-14% | 398.3791 | 183.8283 | 398.3791 | 183.8283
750.568 | 214.4795 | 4.3352 | 51.5439 | 0 | 2.1132 | 123.114 | 5.6843e-14 | 3.139e-14% | 395.5858 | 181.1063 | 395.5858 | 181.1063
750.6 | 214.4131 | 4.3349 | 51.5311 | 0 | 0.72834 | 123.132 | 5.6843e-14 | 3.163e-14% | 394.1394 | 179.7263 | 394.1394 | 179.7263
750.632 | 214.3609 | 4.3346 | 51.5216 | 0 | 0.19811 | 123.15 | 5.6843e-14 | 3.172e-14% | 393.5651 | 179.2042 | 393.5651 | 179.2042
750.664 | 214.3265 | 4.3342 | 51.5164 | 0 | 0.042529 | 123.1682 | 5.6843e-14 | 3.175e-14% | 393.388 | 179.0614 | 393.388 | 179.0614
750.696 | 214.3054 | 4.334 | 51.5144 | 0 | 0.0072054 | 123.1869 | 5.6843e-14 | 3.175e-14% | 393.3479 | 179.0425 | 393.3479 | 179.0425
750.728 | 214.2837 | 4.3337 | 51.5123 | 0 | 0.00096344 | 123.2058 | 5.6843e-14 | 3.175e-14% | 393.3365 | 179.0528 | 393.3365 | 179.0528
750.76 | 214.24 | 4.3334 | 51.5049 | 0 | 0.00010167 | 123.2247 | 5.6843e-14 | 3.174e-14% | 393.3031 | 179.0631 | 393.3031 | 179.0631
750.792 | 214.1453 | 4.3331 | 51.4852 | 0 | 2.5544e-13 | 123.2435 | 5.6843e-14 | 3.175e-14% | 393.2072 | 179.0619 | 393.2072 | 179.0619
750.824 | 213.9641 | 4.3328 | 51.4448 | 0 | 0 | 123.2625 | 5.6843e-14 | 3.175e-14% | 393.0042 | 179.0401 | 393.0042 | 179.0401
750.856 | 213.6592 | 4.3326 | 51.3746 | 0 | 0 | 123.2813 | 5.6843e-14 | 3.176e-14% | 392.6477 | 178.9885 | 392.6477 | 178.9885
750.888 | 213.2034 | 4.3323 | 51.2681 | 0 | 0 | 123.2999 | 5.6843e-14 | 3.177e-14% | 392.1037 | 178.9003 | 392.1037 | 178.9003
750.92 | 212.5931 | 4.332 | 51.1245 | 0 | 0 | 123.3179 | 5.6843e-14 | 3.18e-14% | 391.3675 | 178.7744 | 391.3675 | 178.7744
750.952 | 211.8536 | 4.3316 | 50.9499 | 0 | 0 | 123.3354 | 5.6843e-14 | 3.182e-14% | 390.4705 | 178.6169 | 390.4705 | 178.6169
750.984 | 211.0311 | 4.3313 | 50.7553 | 0 | 0 | 123.3527 | 5.6843e-14 | 3.186e-14% | 389.4703 | 178.4392 | 389.4703 | 178.4392
751.016 | 210.1777 | 4.3309 | 50.5532 | 0 | 3.8719e-13 | 123.37 | 5.6843e-14 | 3.189e-14% | 388.4319 | 178.2542 | 388.4319 | 178.2542
751.048 | 209.34 | 4.3306 | 50.3549 | 0 | 0 | 123.3876 | 5.6843e-14 | 3.192e-14% | 387.413 | 178.0731 | 387.413 | 178.0731
751.08 | 208.5573 | 4.3303 | 50.1698 | 0 | 0 | 123.4053 | 5.6843e-14 | 3.195e-14% | 386.4626 | 177.9053 | 386.4626 | 177.9053
751.112 | 207.8671 | 4.3299 | 50.0069 | 0 | 6.4532e-14 | 123.4231 | 5.6843e-14 | 3.198e-14% | 385.627 | 177.7599 | 385.627 | 177.7599
751.144 | 207.3055 | 4.3296 | 49.8748 | 0 | 0 | 123.4412 | 5.6843e-14 | 3.2e-14% | 384.9511 | 177.6456 | 384.9511 | 177.6456
751.176 | 206.8974 | 4.3293 | 49.7797 | 0 | 2.5813e-13 | 123.4596 | 5.6843e-14 | 3.201e-14% | 384.466 | 177.5686 | 384.466 | 177.5686
751.208 | 206.6413 | 4.329 | 49.721 | 0 | 0 | 123.4783 | 5.6843e-14 | 3.202e-14% | 384.1696 | 177.5283 | 384.1696 | 177.5283
751.24 | 206.5022 | 4.3287 | 49.6905 | 0 | 3.6568e-13 | 123.4971 | 5.6843e-14 | 3.202e-14% | 384.0185 | 177.5163 | 384.0185 | 177.5163
751.272 | 206.4224 | 4.3285 | 49.6742 | 0 | 6.6683e-13 | 123.5159 | 5.6843e-14 | 3.202e-14% | 383.941 | 177.5185 | 383.941 | 177.5185
751.304 | 206.3462 | 4.3282 | 49.6588 | 0 | 3.7644e-13 | 123.5345 | 5.6843e-14 | 3.202e-14% | 383.8677 | 177.5215 | 383.8677 | 177.5215
751.336 | 206.2445 | 4.3279 | 49.6372 | 0 | 3.6568e-13 | 123.553 | 5.6843e-14 | 3.202e-14% | 383.7625 | 177.5181 | 383.7625 | 177.5181
751.368 | 206.1273 | 4.3276 | 49.612 | 0 | 3.2266e-13 | 123.5712 | 5.6843e-14 | 3.202e-14% | 383.6381 | 177.5108 | 383.6381 | 177.5108
751.4 | 206.039 | 4.3273 | 49.5937 | 0 | 1.8553e-13 | 123.5893 | 5.6843e-14 | 3.202e-14% | 383.5493 | 177.5103 | 383.5493 | 177.5103
751.432 | 206.0396 | 4.3269 | 49.5969 | 0 | 9.9218e-13 | 123.6073 | 5.6843e-14 | 3.202e-14% | 383.5708 | 177.5312 | 383.5708 | 177.5312
751.464 | 206.1818 | 4.3266 | 49.6342 | 0 | 5.7171e-13 | 123.6253 | 5.6843e-14 | 3.201e-14% | 383.7678 | 177.5861 | 383.7678 | 177.5861
751.496 | 206.4926 | 4.3263 | 49.7121 | 0 | 1.9197e-12 | 123.6431 | 5.6843e-14 | 3.199e-14% | 384.1742 | 177.6815 | 384.1742 | 177.6815
751.528 | 206.9703 | 4.326 | 49.8303 | 0 | 1.5657e-13 | 123.6608 | 5.6843e-14 | 3.197e-14% | 384.7873 | 177.8171 | 384.7873 | 177.8171
751.56 | 207.5914 | 4.3256 | 49.983 | 0 | 1.5624e-12 | 123.6785 | 5.6843e-14 | 3.194e-14% | 385.5785 | 177.9871 | 385.5785 | 177.9871
751.592 | 208.3224 | 4.3253 | 50.1621 | 0 | 0.00011576 | 123.6961 | 5.6843e-14 | 3.19e-14% | 386.506 | 178.1837 | 386.506 | 178.1837
751.624 | 209.1231 | 4.325 | 50.3581 | 0 | 0.0020826 | 123.7135 | 5.6843e-14 | 3.186e-14% | 387.5217 | 178.3987 | 387.5217 | 178.3987
751.656 | 209.9434 | 4.3246 | 50.5589 | 0 | 0.018507 | 123.7306 | 5.6843e-14 | 3.182e-14% | 388.576 | 178.6326 | 388.576 | 178.6326
751.688 | 210.7226 | 4.3242 | 50.7498 | 0 | 0.1274 | 123.7473 | 5.6843e-14 | 3.177e-14% | 389.6713 | 178.9487 | 389.6713 | 178.9487
751.72 | 211.399 | 4.3238 | 50.916 | 0 | 0.70613 | 123.764 | 5.6843e-14 | 3.163e-14% | 391.109 | 179.7099 | 391.109 | 179.7099
751.752 | 211.9289 | 4.3235 | 51.0469 | 0 | 3.1528 | 123.7811 | 5.6843e-14 | 3.118e-14% | 394.2332 | 182.3042 | 394.2332 | 182.3042
751.784 | 212.2998 | 4.3232 | 51.1394 | 0 | 11.3437 | 123.7989 | 5.6843e-14 | 2.982e-14% | 402.905 | 190.6052 | 402.905 | 190.6052
751.816 | 212.53 | 4.3228 | 51.198 | 0 | 32.896 | 123.8171 | 5.6843e-14 | 2.678e-14% | 424.7639 | 212.2339 | 424.7639 | 212.2339
751.848 | 212.6576 | 4.3225 | 51.232 | 0 | 76.8879 | 123.8351 | 5.6843e-14 | 2.218e-14% | 468.9351 | 256.2775 | 468.9351 | 256.2775
751.88 | 212.7263 | 4.3222 | 51.2517 | 0 | 144.8217 | 123.8529 | 5.6843e-14 | 1.753e-14% | 536.9749 | 324.2485 | 536.9749 | 324.2485
751.912 | 212.7747 | 4.3219 | 51.2665 | 0 | 219.7483 | 123.8708 | 5.6843e-14 | 1.424e-14% | 611.9822 | 399.2075 | 611.9822 | 399.2075
751.944 | 212.8284 | 4.3216 | 51.2826 | 0 | 268.4705 | 123.8893 | 0 | 0% | 660.7924 | 447.964 | 660.7924 | 447.964
751.976 | 212.8948 | 4.3213 | 51.3016 | 0 | 263.8788 | 123.9085 | 0 | 0% | 656.3049 | 443.4101 | 656.3049 | 443.4101
752.008 | 212.9602 | 4.3211 | 51.3203 | 0 | 208.4502 | 123.9279 | 5.6843e-14 | 1.465e-14% | 600.9797 | 388.0195 | 600.9797 | 388.0195
752.04 | 212.9942 | 4.3208 | 51.3315 | 0 | 132.192 | 123.9472 | 5.6843e-14 | 1.823e-14% | 524.7857 | 311.7915 | 524.7857 | 311.7915
752.072 | 212.9618 | 4.3205 | 51.3267 | 0 | 67.2983 | 123.9661 | 5.6843e-14 | 2.302e-14% | 459.8733 | 246.9116 | 459.8733 | 246.9116
752.104 | 212.8383 | 4.3202 | 51.3 | 0 | 27.7987 | 123.9845 | 5.6843e-14 | 2.741e-14% | 420.2417 | 207.4034 | 420.2417 | 207.4034
752.136 | 212.6201 | 4.3199 | 51.2505 | 0 | 10.2257 | 124.0026 | 5.6843e-14 | 2.995e-14% | 402.4187 | 189.7987 | 402.4187 | 189.7987
752.168 | 212.3213 | 4.3196 | 51.1816 | 0 | 5.2686 | 124.0205 | 5.6843e-14 | 3.076e-14% | 397.1115 | 184.7902 | 397.1115 | 184.7902
752.2 | 211.9626 | 4.3193 | 51.0983 | 0 | 5.664 | 124.0383 | 5.6843e-14 | 3.071e-14% | 397.0824 | 185.1198 | 397.0824 | 185.1198
752.232 | 211.5595 | 4.3189 | 51.0042 | 0 | 7.3975 | 124.0562 | 5.6843e-14 | 3.043e-14% | 398.3363 | 186.7769 | 398.3363 | 186.7769
752.264 | 211.1209 | 4.3186 | 50.9017 | 0 | 8.8782 | 124.074 | 5.6843e-14 | 3.021e-14% | 399.2934 | 188.1725 | 399.2934 | 188.1725
752.296 | 210.6563 | 4.3183 | 50.7929 | 0 | 11.5969 | 124.0917 | 5.6843e-14 | 2.979e-14% | 401.4561 | 190.7998 | 401.4561 | 190.7998
752.328 | 210.1836 | 4.3179 | 50.6821 | 0 | 22.289 | 124.1094 | 5.6843e-14 | 2.822e-14% | 411.582 | 201.3985 | 411.582 | 201.3985
752.36 | 209.7296 | 4.3176 | 50.5758 | 0 | 54.3462 | 124.1272 | 5.6843e-14 | 2.436e-14% | 443.0964 | 233.3668 | 443.0964 | 233.3668
752.392 | 209.3209 | 4.3173 | 50.4804 | 0 | 124.8871 | 124.1451 | 5.6843e-14 | 1.871e-14% | 513.1508 | 303.8299 | 513.1508 | 303.8299
752.424 | 208.9701 | 4.317 | 50.399 | 0 | 249.371 | 124.1631 | 5.6843e-14 | 1.327e-14% | 637.2202 | 428.25 | 637.2202 | 428.25
752.456 | 208.6728 | 4.3167 | 50.3304 | 0 | 449.5085 | 124.1811 | 5.6843e-14 | 9.047e-15% | 837.0095 | 628.3367 | 837.0095 | 628.3367
752.488 | 208.4167 | 4.3163 | 50.2718 | 0 | 781.2093 | 124.1988 | 0 | 0% | 1168.413 | 959.9964 | 1168.413 | 959.9964
752.52 | 208.1991 | 4.316 | 50.2225 | 0 | 1328.1467 | 124.2165 | 5.6843e-14 | 3.772e-15% | 1715.1007 | 1506.9017 | 1715.1007 | 1506.9017
752.552 | 208.0373 | 4.3157 | 50.1867 | 0 | 2086.4434 | 124.234 | 5.6843e-14 | 2.509e-15% | 2473.2171 | 2265.1798 | 2473.2171 | 2265.1798
752.584 | 207.965 | 4.3153 | 50.1725 | 0 | 2822.6084 | 124.2516 | 5.6843e-14 | 1.894e-15% | 3209.3128 | 3001.3478 | 3209.3128 | 3001.3478
752.616 | 208.0165 | 4.315 | 50.188 | 0 | 3146.938 | 124.2692 | 0 | 0% | 3533.7268 | 3325.7103 | 3533.7268 | 3325.7103
752.648 | 208.2084 | 4.3147 | 50.2375 | 0 | 2837.367 | 124.2871 | 5.6843e-14 | 1.885e-15% | 3224.4147 | 3016.2063 | 3224.4147 | 3016.2063
752.68 | 208.5319 | 4.3144 | 50.3186 | 0 | 2059.368 | 124.3053 | 0 | 0% | 2446.8382 | 2238.3063 | 2446.8382 | 2238.3063
752.712 | 208.9579 | 4.3141 | 50.4245 | 0 | 1206.6907 | 124.3238 | 5.6843e-14 | 4.102e-15% | 1594.7108 | 1385.7529 | 1594.7108 | 1385.7529
752.744 | 209.451 | 4.3138 | 50.5465 | 0 | 574.9009 | 124.3424 | 5.6843e-14 | 7.538e-15% | 963.5547 | 754.1036 | 963.5547 | 754.1036
752.776 | 209.9824 | 4.3135 | 50.6777 | 0 | 224.8136 | 124.3612 | 5.6843e-14 | 1.406e-14% | 614.1484 | 404.166 | 614.1484 | 404.166
752.808 | 210.5306 | 4.3132 | 50.813 | 0 | 73.0164 | 124.38 | 5.6843e-14 | 2.251e-14% | 463.0532 | 252.5226 | 463.0532 | 252.5226
752.84 | 211.0735 | 4.3129 | 50.9471 | 0 | 20.7219 | 124.3986 | 5.6843e-14 | 2.837e-14% | 411.4541 | 200.3805 | 411.4541 | 200.3805
752.872 | 211.5779 | 4.3126 | 51.0719 | 0 | 8.3958 | 124.4169 | 5.6843e-14 | 3.02e-14% | 399.7751 | 188.1972 | 399.7751 | 188.1972
752.904 | 212.0013 | 4.3123 | 51.1772 | 0 | 12.3474 | 124.435 | 5.6843e-14 | 2.956e-14% | 404.2732 | 192.2719 | 404.2732 | 192.2719
752.936 | 212.309 | 4.312 | 51.2547 | 0 | 26.4844 | 124.4529 | 5.6843e-14 | 2.753e-14% | 418.813 | 206.504 | 418.813 | 206.504
752.968 | 212.4923 | 4.3116 | 51.3021 | 0 | 47.6307 | 124.4706 | 5.6843e-14 | 2.496e-14% | 440.2073 | 227.715 | 440.2073 | 227.715
753 | 212.5716 | 4.3113 | 51.3245 | 0 | 68.0512 | 124.4881 | 5.6843e-14 | 2.29e-14% | 460.7468 | 248.1752 | 460.7468 | 248.1752
753.032 | 212.5817 | 4.311 | 51.3302 | 0 | 77.712 | 124.5056 | 0 | 0% | 470.4406 | 257.8589 | 470.4406 | 257.8589
753.064 | 212.5531 | 4.3106 | 51.3266 | 0 | 74.877 | 124.5232 | 5.6843e-14 | 2.229e-14% | 467.5905 | 255.0374 | 467.5905 | 255.0374
753.096 | 212.5015 | 4.3103 | 51.3174 | 0 | 76.3716 | 124.5409 | 5.6843e-14 | 2.216e-14% | 469.0417 | 256.5402 | 469.0417 | 256.5402
753.128 | 212.4304 | 4.31 | 51.3034 | 0 | 120.0858 | 124.5589 | 5.6843e-14 | 1.893e-14% | 512.6884 | 300.258 | 512.6884 | 300.258
753.16 | 212.3398 | 4.3097 | 51.2848 | 0 | 255.3876 | 124.5769 | 5.6843e-14 | 1.305e-14% | 647.8988 | 435.559 | 647.8988 | 435.559
753.192 | 212.2331 | 4.3093 | 51.2622 | 0 | 511.394 | 124.5949 | 5.6843e-14 | 8.22e-15% | 903.7936 | 691.5605 | 903.7936 | 691.5605
753.224 | 212.1164 | 4.309 | 51.2373 | 0 | 845.2494 | 124.6127 | 5.6843e-14 | 5.543e-15% | 1237.5248 | 1025.4083 | 1237.5248 | 1025.4083
753.256 | 211.9949 | 4.3087 | 51.2112 | 0 | 1122.2253 | 124.6303 | 0 | 0% | 1514.3703 | 1302.3754 | 1514.3703 | 1302.3754
753.288 | 211.8696 | 4.3083 | 51.1842 | 0 | 1190.1282 | 124.6478 | 0 | 0% | 1582.1382 | 1370.2686 | 1582.1382 | 1370.2686
753.32 | 211.7408 | 4.308 | 51.1563 | 0 | 1006.1574 | 124.6654 | 5.6843e-14 | 4.792e-15% | 1398.0279 | 1186.2871 | 1398.0279 | 1186.2871
753.352 | 211.613 | 4.3077 | 51.1287 | 0 | 677.1629 | 124.683 | 5.6843e-14 | 6.631e-15% | 1068.8953 | 857.2823 | 1068.8953 | 857.2823
753.384 | 211.4993 | 4.3073 | 51.1044 | 0 | 362.3523 | 124.7007 | 5.6843e-14 | 1.048e-14% | 753.9641 | 542.4648 | 753.9641 | 542.4648
753.416 | 211.4193 | 4.307 | 51.0883 | 0 | 153.985 | 124.7188 | 5.6843e-14 | 1.701e-14% | 545.5183 | 334.099 | 545.5183 | 334.099
753.448 | 211.3917 | 4.3067 | 51.0847 | 0 | 51.914 | 124.7371 | 5.6843e-14 | 2.45e-14% | 443.4343 | 232.0425 | 443.4343 | 232.0425
753.48 | 211.4272 | 4.3064 | 51.0964 | 0 | 13.8731 | 124.7557 | 5.6843e-14 | 2.93e-14% | 405.4588 | 194.0316 | 405.4588 | 194.0316
753.512 | 211.5248 | 4.3061 | 51.123 | 0 | 2.941 | 124.7744 | 5.6843e-14 | 3.104e-14% | 394.6694 | 183.1446 | 394.6694 | 183.1446
753.544 | 211.6743 | 4.3058 | 51.1622 | 0 | 0.52197 | 124.7932 | 5.6843e-14 | 3.144e-14% | 392.4576 | 180.7833 | 392.4576 | 180.7833
753.576 | 211.8621 | 4.3056 | 51.2106 | 0 | 0.20742 | 124.8119 | 5.6843e-14 | 3.149e-14% | 392.3976 | 180.5356 | 392.3976 | 180.5356
753.608 | 212.0744 | 4.3053 | 51.265 | 0 | 0.53954 | 124.8304 | 5.6843e-14 | 3.142e-14% | 393.0146 | 180.9403 | 393.0146 | 180.9403
753.64 | 212.2984 | 4.305 | 51.3223 | 0 | 1.5927 | 124.8486 | 5.6843e-14 | 3.122e-14% | 394.3669 | 182.0686 | 394.3669 | 182.0686
753.672 | 212.5198 | 4.3046 | 51.379 | 0 | 3.8217 | 124.8667 | 5.6843e-14 | 3.083e-14% | 396.8918 | 184.372 | 396.8918 | 184.372
753.704 | 212.722 | 4.3043 | 51.4311 | 0 | 7.4365 | 124.8847 | 5.6843e-14 | 3.023e-14% | 400.7786 | 188.0566 | 400.7786 | 188.0566
753.736 | 212.8879 | 4.304 | 51.4744 | 0 | 11.9338 | 124.9028 | 5.6843e-14 | 2.951e-14% | 405.5028 | 192.6149 | 405.5028 | 192.6149
753.768 | 213.0064 | 4.3037 | 51.5063 | 0 | 16.2709 | 124.9209 | 5.6843e-14 | 2.885e-14% | 410.0081 | 197.0017 | 410.0081 | 197.0017
753.8 | 213.0767 | 4.3034 | 51.5265 | 0 | 19.8571 | 124.9389 | 5.6843e-14 | 2.833e-14% | 413.7025 | 200.6258 | 413.7025 | 200.6258
753.832 | 213.1081 | 4.303 | 51.5374 | 0 | 23.3401 | 124.9567 | 5.6843e-14 | 2.785e-14% | 417.2454 | 204.1372 | 417.2454 | 204.1372
753.864 | 213.1144 | 4.3027 | 51.5422 | 0 | 27.8471 | 124.9744 | 5.6843e-14 | 2.724e-14% | 421.7808 | 208.6664 | 421.7808 | 208.6664
753.896 | 213.1059 | 4.3024 | 51.5434 | 0 | 32.963 | 124.9919 | 5.6843e-14 | 2.659e-14% | 426.9067 | 213.8007 | 426.9067 | 213.8007
753.928 | 213.0862 | 4.302 | 51.542 | 0 | 35.8897 | 125.0094 | 5.6843e-14 | 2.623e-14% | 429.8293 | 216.7431 | 429.8293 | 216.7431
753.96 | 213.0531 | 4.3017 | 51.5373 | 0 | 33.6477 | 125.0268 | 5.6843e-14 | 2.65e-14% | 427.5666 | 214.5134 | 427.5666 | 214.5134
753.992 | 213.0033 | 4.3013 | 51.5285 | 0 | 26.3986 | 125.0441 | 5.6843e-14 | 2.742e-14% | 420.2759 | 207.2726 | 420.2759 | 207.2726
754.024 | 212.9357 | 4.301 | 51.5155 | 0 | 18.2544 | 125.0614 | 5.6843e-14 | 2.855e-14% | 412.0681 | 199.1323 | 412.0681 | 199.1323
754.056 | 212.853 | 4.3006 | 51.4988 | 0 | 15.4714 | 125.0787 | 5.6843e-14 | 2.895e-14% | 409.2025 | 196.3495 | 409.2025 | 196.3495
754.088 | 212.7592 | 4.3003 | 51.4794 | 0 | 24.9313 | 125.096 | 5.6843e-14 | 2.762e-14% | 418.5662 | 205.8071 | 418.5662 | 205.8071
754.12 | 212.6584 | 4.3 | 51.4583 | 0 | 52.9151 | 125.1136 | 5.6843e-14 | 2.431e-14% | 446.4453 | 233.7869 | 446.4453 | 233.7869
754.152 | 212.554 | 4.2996 | 51.4363 | 0 | 100.9196 | 125.1313 | 5.6843e-14 | 2.017e-14% | 494.3409 | 281.7868 | 494.3409 | 281.7868
754.184 | 212.4499 | 4.2993 | 51.4143 | 0 | 159.5545 | 125.1493 | 5.6843e-14 | 1.67e-14% | 552.8674 | 340.4174 | 552.8674 | 340.4174
754.216 | 212.3505 | 4.299 | 51.3934 | 0 | 208.3824 | 125.1677 | 0 | 0% | 601.593 | 389.2425 | 601.593 | 389.2425
754.248 | 212.2598 | 4.2987 | 51.3745 | 0 | 226.2433 | 125.1866 | 5.6843e-14 | 1.396e-14% | 619.3629 | 407.1031 | 619.3629 | 407.1031
754.28 | 212.1803 | 4.2985 | 51.3583 | 0 | 204.9192 | 125.2056 | 0 | 0% | 597.9619 | 385.7816 | 597.9619 | 385.7816
754.312 | 212.1113 | 4.2982 | 51.3446 | 0 | 154.5175 | 125.2247 | 5.6843e-14 | 1.695e-14% | 547.4963 | 335.385 | 547.4963 | 335.385
754.344 | 212.0504 | 4.2979 | 51.333 | 0 | 96.3141 | 125.2434 | 5.6843e-14 | 2.051e-14% | 489.2388 | 277.1884 | 489.2388 | 277.1884
754.376 | 211.9941 | 4.2976 | 51.3225 | 0 | 49.151 | 125.2619 | 5.6843e-14 | 2.471e-14% | 442.027 | 230.0329 | 442.027 | 230.0329
754.408 | 211.9389 | 4.2973 | 51.3122 | 0 | 20.3374 | 125.2801 | 5.6843e-14 | 2.825e-14% | 413.1659 | 201.227 | 413.1659 | 201.227
754.44 | 211.8812 | 4.297 | 51.3014 | 0 | 6.7674 | 125.2981 | 5.6843e-14 | 3.029e-14% | 399.5451 | 187.6639 | 399.5451 | 187.6639
754.472 | 211.8169 | 4.2966 | 51.2891 | 0 | 1.7998 | 125.3161 | 5.6843e-14 | 3.111e-14% | 394.5185 | 182.7016 | 394.5185 | 182.7016
754.504 | 211.7417 | 4.2963 | 51.2741 | 0 | 0.38088 | 125.334 | 5.6843e-14 | 3.136e-14% | 393.027 | 181.2853 | 393.027 | 181.2853
754.536 | 211.6516 | 4.296 | 51.2555 | 0 | 0.06408 | 125.3519 | 5.6843e-14 | 3.141e-14% | 392.6191 | 180.9675 | 392.6191 | 180.9675
754.568 | 211.544 | 4.2957 | 51.2327 | 0 | 0.0097405 | 125.3698 | 5.6843e-14 | 3.142e-14% | 392.4519 | 180.9079 | 392.4519 | 180.9079
754.6 | 211.42 | 4.2953 | 51.206 | 0 | 0.010942 | 125.3876 | 5.6843e-14 | 3.142e-14% | 392.3198 | 180.8998 | 392.3198 | 180.8998
754.632 | 211.2849 | 4.295 | 51.1765 | 0 | 0.060859 | 125.4054 | 5.6843e-14 | 3.142e-14% | 392.2227 | 180.9378 | 392.2227 | 180.9378
754.664 | 211.1485 | 4.2947 | 51.1468 | 0 | 0.29247 | 125.4231 | 5.6843e-14 | 3.138e-14% | 392.3055 | 181.157 | 392.3055 | 181.157
754.696 | 211.0223 | 4.2944 | 51.1195 | 0 | 1.117 | 125.4407 | 5.6843e-14 | 3.124e-14% | 392.9938 | 181.9715 | 392.9938 | 181.9715
754.728 | 210.9178 | 4.294 | 51.0974 | 0 | 3.3945 | 125.4583 | 5.6843e-14 | 3.085e-14% | 395.1621 | 184.2442 | 395.1621 | 184.2442
754.76 | 210.8447 | 4.2937 | 51.083 | 0 | 8.2188 | 125.4758 | 5.6843e-14 | 3.006e-14% | 399.9159 | 189.0712 | 399.9159 | 189.0712
754.792 | 210.8095 | 4.2933 | 51.0778 | 0 | 15.8735 | 125.4932 | 5.6843e-14 | 2.889e-14% | 407.5474 | 196.7379 | 407.5474 | 196.7379
754.824 | 210.8149 | 4.293 | 51.0824 | 0 | 24.4844 | 125.5107 | 5.6843e-14 | 2.768e-14% | 416.1855 | 205.3705 | 416.1855 | 205.3705
754.856 | 210.8584 | 4.2927 | 51.0962 | 0 | 30.1912 | 125.5283 | 5.6843e-14 | 2.693e-14% | 421.9668 | 211.1084 | 421.9668 | 211.1084
754.888 | 210.932 | 4.2923 | 51.1173 | 0 | 29.7823 | 125.5459 | 5.6843e-14 | 2.697e-14% | 421.6698 | 210.7378 | 421.6698 | 210.7378
754.92 | 211.0238 | 4.292 | 51.1428 | 0 | 23.512 | 125.5636 | 5.6843e-14 | 2.779e-14% | 415.5342 | 204.5104 | 415.5342 | 204.5104
754.952 | 211.1204 | 4.2916 | 51.1694 | 0 | 14.8584 | 125.5813 | 5.6843e-14 | 2.902e-14% | 407.0212 | 195.9008 | 407.0212 | 195.9008
754.984 | 211.211 | 4.2912 | 51.1945 | 0 | 7.5332 | 125.5992 | 5.6843e-14 | 3.014e-14% | 399.8292 | 188.6182 | 399.8292 | 188.6182
755.016 | 211.29 | 4.2909 | 51.2168 | 0 | 3.1537 | 125.6172 | 5.6843e-14 | 3.085e-14% | 395.5686 | 184.2786 | 395.5686 | 184.2786
755.048 | 211.3576 | 4.2905 | 51.2363 | 0 | 1.4222 | 125.6355 | 5.6843e-14 | 3.113e-14% | 393.9421 | 182.5844 | 393.9421 | 182.5844
755.08 | 211.419 | 4.29 | 51.2543 | 0 | 1.5389 | 125.654 | 5.6843e-14 | 3.111e-14% | 394.1562 | 182.7372 | 394.1562 | 182.7372
755.112 | 211.4811 | 4.2896 | 51.2725 | 0 | 2.9987 | 125.6726 | 5.6843e-14 | 3.085e-14% | 395.7146 | 184.2334 | 395.7146 | 184.2334
755.144 | 211.5498 | 4.2892 | 51.2922 | 0 | 5.3344 | 125.6911 | 5.6843e-14 | 3.046e-14% | 398.1567 | 186.607 | 398.1567 | 186.607
755.176 | 211.6268 | 4.2888 | 51.3141 | 0 | 7.5977 | 125.7094 | 5.6843e-14 | 3.009e-14% | 400.5368 | 188.91 | 400.5368 | 188.91
755.208 | 211.7082 | 4.2883 | 51.337 | 0 | 8.5534 | 125.7275 | 5.6843e-14 | 2.993e-14% | 401.6144 | 189.9062 | 401.6144 | 189.9062
755.24 | 211.7825 | 4.2878 | 51.3583 | 0 | 7.6149 | 125.7454 | 5.6843e-14 | 3.007e-14% | 400.7889 | 189.0064 | 400.7889 | 189.0064
755.272 | 211.8315 | 4.2874 | 51.3734 | 0 | 5.4355 | 125.7631 | 5.6843e-14 | 3.042e-14% | 398.6909 | 186.8595 | 398.6909 | 186.8595
755.304 | 211.8332 | 4.2869 | 51.3771 | 0 | 3.4607 | 125.7808 | 5.6843e-14 | 3.074e-14% | 396.7387 | 184.9055 | 396.7387 | 184.9055
755.336 | 211.7689 | 4.2864 | 51.3648 | 0 | 3.202 | 125.7985 | 5.6843e-14 | 3.078e-14% | 396.4207 | 184.6517 | 396.4207 | 184.6517
755.368 | 211.6303 | 4.286 | 51.3345 | 0 | 6.142 | 125.8163 | 5.6843e-14 | 3.03e-14% | 399.2091 | 187.5788 | 399.2091 | 187.5788
755.4 | 211.4231 | 4.2855 | 51.2875 | 0 | 13.724 | 125.8342 | 5.6843e-14 | 2.913e-14% | 406.5544 | 195.1312 | 406.5544 | 195.1312
755.432 | 211.1641 | 4.2851 | 51.2279 | 0 | 26.2647 | 125.8523 | 5.6843e-14 | 2.738e-14% | 418.7941 | 207.63 | 418.7941 | 207.63
755.464 | 210.8744 | 4.2846 | 51.1609 | 0 | 41.2688 | 125.8704 | 5.6843e-14 | 2.554e-14% | 433.4591 | 222.5847 | 433.4591 | 222.5847
755.496 | 210.5746 | 4.2841 | 51.0914 | 0 | 53.4359 | 125.8884 | 0 | 0% | 445.2745 | 234.6998 | 445.2745 | 234.6998
755.528 | 210.2848 | 4.2837 | 51.0244 | 0 | 57.4671 | 125.9063 | 5.6843e-14 | 2.382e-14% | 448.9663 | 238.6815 | 448.9663 | 238.6815
755.56 | 210.0263 | 4.2832 | 50.9649 | 0 | 51.5615 | 125.9241 | 0 | 0% | 442.76 | 232.7338 | 442.76 | 232.7338
755.592 | 209.8209 | 4.2827 | 50.9184 | 0 | 38.5508 | 125.9419 | 5.6843e-14 | 2.587e-14% | 429.5147 | 219.6937 | 429.5147 | 219.6937
755.624 | 209.6847 | 4.2823 | 50.8886 | 0 | 23.8679 | 125.9595 | 5.6843e-14 | 2.773e-14% | 414.6829 | 204.9982 | 414.6829 | 204.9982
755.656 | 209.6186 | 4.2818 | 50.8758 | 0 | 12.16 | 125.977 | 5.6843e-14 | 2.941e-14% | 402.9131 | 193.2946 | 402.9131 | 193.2946
755.688 | 209.6036 | 4.2813 | 50.8755 | 0 | 5.3379 | 125.9944 | 5.6843e-14 | 3.048e-14% | 396.0928 | 186.4891 | 396.0928 | 186.4891
755.72 | 209.605 | 4.2808 | 50.8791 | 0 | 3.6893 | 126.0117 | 5.6843e-14 | 3.075e-14% | 394.4659 | 184.8609 | 394.4659 | 184.8609
755.752 | 209.5842 | 4.2803 | 50.8774 | 0 | 9.9072 | 126.0288 | 5.6843e-14 | 2.975e-14% | 400.678 | 191.0938 | 400.678 | 191.0938
755.784 | 209.5151 | 4.2798 | 50.864 | 0 | 34.9119 | 126.046 | 5.6843e-14 | 2.63e-14% | 425.6168 | 216.1017 | 425.6168 | 216.1017
755.816 | 209.3948 | 4.2794 | 50.838 | 0 | 101.1004 | 126.0634 | 5.6843e-14 | 2.014e-14% | 491.6759 | 282.2812 | 491.6759 | 282.2812
755.848 | 209.2432 | 4.2789 | 50.8045 | 0 | 231.6852 | 126.081 | 5.6843e-14 | 1.377e-14% | 622.0928 | 412.8496 | 622.0928 | 412.8496
755.88 | 209.0932 | 4.2784 | 50.7713 | 0 | 419.3373 | 126.099 | 5.6843e-14 | 9.466e-15% | 809.5792 | 600.486 | 809.5792 | 600.486
755.912 | 208.9758 | 4.278 | 50.746 | 0 | 599.7249 | 126.1171 | 5.6843e-14 | 7.28e-15% | 989.8419 | 780.8661 | 989.8419 | 780.8661
755.944 | 208.9111 | 4.2775 | 50.7335 | 0 | 678.6188 | 126.1354 | 0 | 0% | 1068.6764 | 859.7653 | 1068.6764 | 859.7653
755.976 | 208.9069 | 4.2771 | 50.7356 | 0 | 609.3173 | 126.1538 | 5.6843e-14 | 7.191e-15% | 999.3907 | 790.4838 | 999.3907 | 790.4838
756.008 | 208.964 | 4.2766 | 50.7526 | 0 | 437.0042 | 126.1721 | 5.6843e-14 | 9.195e-15% | 827.1695 | 618.2055 | 827.1695 | 618.2055
756.04 | 209.0817 | 4.2762 | 50.7843 | 0 | 254.3386 | 126.1902 | 5.6843e-14 | 1.305e-14% | 644.6711 | 435.5893 | 644.6711 | 435.5893
756.072 | 209.2584 | 4.2757 | 50.8304 | 0 | 125.0473 | 126.2079 | 5.6843e-14 | 1.855e-14% | 515.6197 | 306.3614 | 515.6197 | 306.3614
756.104 | 209.4858 | 4.2753 | 50.8888 | 0 | 57.7867 | 126.2255 | 5.6843e-14 | 2.377e-14% | 448.662 | 239.1762 | 448.662 | 239.1762
756.136 | 209.7429 | 4.2748 | 50.9544 | 0 | 31.4738 | 126.2432 | 5.6843e-14 | 2.669e-14% | 422.6891 | 212.9463 | 422.6891 | 212.9463
756.168 | 209.9957 | 4.2743 | 51.019 | 0 | 24.006 | 126.2613 | 5.6843e-14 | 2.765e-14% | 415.5563 | 205.5606 | 415.5563 | 205.5606
756.2 | 210.2077 | 4.2739 | 51.0737 | 0 | 22.1417 | 126.2797 | 5.6843e-14 | 2.79e-14% | 413.9767 | 203.769 | 413.9767 | 203.769
756.232 | 210.3556 | 4.2734 | 51.1128 | 0 | 20.8015 | 126.2981 | 5.6843e-14 | 2.807e-14% | 412.8415 | 202.4859 | 412.8415 | 202.4859
756.264 | 210.4393 | 4.273 | 51.1364 | 0 | 20.2334 | 126.3164 | 5.6843e-14 | 2.815e-14% | 412.3984 | 201.9592 | 412.3984 | 201.9592
756.296 | 210.4813 | 4.2725 | 51.1498 | 0 | 21.9535 | 126.3344 | 5.6843e-14 | 2.79e-14% | 414.1916 | 203.7103 | 414.1916 | 203.7103
756.328 | 210.5168 | 4.2721 | 51.1617 | 0 | 25.0222 | 126.3523 | 5.6843e-14 | 2.749e-14% | 417.3251 | 206.8084 | 417.3251 | 206.8084
756.36 | 210.5807 | 4.2716 | 51.1806 | 0 | 26.0524 | 126.3702 | 0 | 0% | 418.4555 | 207.8747 | 418.4555 | 207.8747
756.392 | 210.6987 | 4.2712 | 51.2125 | 0 | 22.7741 | 126.388 | 5.6843e-14 | 2.778e-14% | 415.3444 | 204.6457 | 415.3444 | 204.6457
756.424 | 210.8824 | 4.2707 | 51.2605 | 0 | 16.6366 | 126.4057 | 5.6843e-14 | 2.863e-14% | 409.4559 | 198.5735 | 409.4559 | 198.5735
756.456 | 211.1311 | 4.2702 | 51.3243 | 0 | 11.491 | 126.4235 | 5.6843e-14 | 2.938e-14% | 404.6401 | 193.509 | 404.6401 | 193.509
756.488 | 211.4353 | 4.2698 | 51.4015 | 0 | 10.2971 | 126.4413 | 5.6843e-14 | 2.954e-14% | 403.8449 | 192.4097 | 403.8449 | 192.4097
756.52 | 211.78 | 4.2693 | 51.4887 | 0 | 13.0938 | 126.4591 | 5.6843e-14 | 2.91e-14% | 407.0908 | 195.3108 | 407.0908 | 195.3108
756.552 | 212.1447 | 4.2688 | 51.5807 | 0 | 17.1755 | 126.4769 | 5.6843e-14 | 2.849e-14% | 411.6465 | 199.5018 | 411.6465 | 199.5018
756.584 | 212.4999 | 4.2684 | 51.6704 | 0 | 19.0114 | 126.4947 | 5.6843e-14 | 2.822e-14% | 413.9447 | 201.4448 | 413.9447 | 201.4448
756.616 | 212.8047 | 4.2679 | 51.7478 | 0 | 16.8354 | 126.5124 | 5.6843e-14 | 2.851e-14% | 412.1682 | 199.3635 | 412.1682 | 199.3635
756.648 | 213.0118 | 4.2674 | 51.8015 | 0 | 11.803 | 126.5302 | 5.6843e-14 | 2.924e-14% | 407.414 | 194.4021 | 407.414 | 194.4021
756.68 | 213.0821 | 4.267 | 51.8219 | 0 | 6.5809 | 126.5479 | 5.6843e-14 | 3.004e-14% | 402.2998 | 189.2176 | 402.2998 | 189.2176
756.712 | 212.9995 | 4.2665 | 51.8052 | 0 | 3.1745 | 126.5656 | 5.6843e-14 | 3.059e-14% | 398.8113 | 185.8118 | 398.8113 | 185.8118
756.744 | 212.779 | 4.266 | 51.7549 | 0 | 2.512 | 126.5832 | 5.6843e-14 | 3.071e-14% | 397.8951 | 185.1161 | 397.8951 | 185.1161
756.776 | 212.4603 | 4.2655 | 51.6807 | 0 | 5.9966 | 126.6007 | 5.6843e-14 | 3.015e-14% | 401.0038 | 188.5436 | 401.0038 | 188.5436
756.808 | 212.0933 | 4.2651 | 51.5948 | 0 | 17.1718 | 126.6182 | 5.6843e-14 | 2.847e-14% | 411.7433 | 199.65 | 411.7433 | 199.65
756.84 | 211.7229 | 4.2646 | 51.5081 | 0 | 41.0045 | 126.6357 | 5.6843e-14 | 2.544e-14% | 435.1358 | 223.4129 | 435.1358 | 223.4129
756.872 | 211.3816 | 4.2641 | 51.4284 | 0 | 79.3236 | 126.6532 | 5.6843e-14 | 2.172e-14% | 473.0509 | 261.6693 | 473.0509 | 261.6693
756.904 | 211.0907 | 4.2636 | 51.361 | 0 | 125.1259 | 126.6706 | 5.6843e-14 | 1.849e-14% | 518.5118 | 307.4211 | 518.5118 | 307.4211
756.936 | 210.8661 | 4.2631 | 51.3097 | 0 | 162.515 | 126.6881 | 0 | 0% | 555.6421 | 344.776 | 555.6421 | 344.776
756.968 | 210.7199 | 4.2627 | 51.2774 | 0 | 175.2789 | 126.7056 | 5.6843e-14 | 1.59e-14% | 568.2445 | 357.5246 | 568.2445 | 357.5246
757 | 210.6546 | 4.2622 | 51.2649 | 0 | 157.6789 | 126.723 | 0 | 0% | 550.5837 | 339.9291 | 550.5837 | 339.9291
757.032 | 210.6563 | 4.2617 | 51.2687 | 0 | 118.1535 | 126.7405 | 5.6843e-14 | 1.892e-14% | 511.0806 | 300.4243 | 511.0806 | 300.4243
757.064 | 210.6926 | 4.2612 | 51.2809 | 0 | 73.2811 | 126.758 | 5.6843e-14 | 2.224e-14% | 466.2738 | 255.5812 | 466.2738 | 255.5812
757.096 | 210.7227 | 4.2607 | 51.2915 | 0 | 37.3908 | 126.7755 | 5.6843e-14 | 2.587e-14% | 430.4413 | 219.7185 | 430.4413 | 219.7185
757.128 | 210.7112 | 4.2603 | 51.292 | 0 | 16.4902 | 126.7931 | 5.6843e-14 | 2.859e-14% | 409.5468 | 198.8355 | 409.5468 | 198.8355
757.16 | 210.6403 | 4.2598 | 51.2781 | 0 | 11.7419 | 126.8108 | 5.6843e-14 | 2.929e-14% | 404.7309 | 194.0906 | 404.7309 | 194.0906
757.192 | 210.5141 | 4.2593 | 51.2506 | 0 | 32.2811 | 126.8288 | 5.6843e-14 | 2.649e-14% | 425.1339 | 214.6199 | 425.1339 | 214.6199
757.224 | 210.356 | 4.2589 | 51.2153 | 0 | 113.9813 | 126.8471 | 5.6843e-14 | 1.918e-14% | 506.6585 | 296.3025 | 506.6585 | 296.3025
757.256 | 210.1997 | 4.2585 | 51.1804 | 0 | 329.93 | 126.8654 | 5.6843e-14 | 1.11e-14% | 722.434 | 512.2343 | 722.434 | 512.2343
757.288 | 210.0771 | 4.258 | 51.1537 | 0 | 755.4049 | 126.8838 | 5.6843e-14 | 6.062e-15% | 1147.7775 | 937.7004 | 1147.7775 | 937.7004
757.32 | 210.0092 | 4.2576 | 51.1404 | 0 | 1365.2252 | 126.902 | 5.6843e-14 | 3.673e-15% | 1757.5343 | 1547.5251 | 1757.5343 | 1547.5251
757.352 | 210.0036 | 4.2571 | 51.1422 | 0 | 1947.541 | 126.9198 | 5.6843e-14 | 2.669e-15% | 2339.8638 | 2129.8601 | 2339.8638 | 2129.8601
757.384 | 210.0595 | 4.2566 | 51.159 | 0 | 2193.8513 | 126.9374 | 0 | 0% | 2586.2638 | 2376.2044 | 2586.2638 | 2376.2044
757.416 | 210.1719 | 4.2561 | 51.1897 | 0 | 1954.917 | 126.9548 | 5.6843e-14 | 2.66e-15% | 2347.4896 | 2137.3177 | 2347.4896 | 2137.3177
757.448 | 210.3318 | 4.2557 | 51.2319 | 0 | 1388.0674 | 126.9724 | 5.6843e-14 | 3.619e-15% | 1780.8592 | 1570.5273 | 1780.8592 | 1570.5273
757.48 | 210.5205 | 4.2552 | 51.2811 | 0 | 808.8049 | 126.9901 | 5.6843e-14 | 5.734e-15% | 1201.8519 | 991.3314 | 1201.8519 | 991.3314
757.512 | 210.7069 | 4.2547 | 51.3298 | 0 | 429.8478 | 127.0081 | 5.6843e-14 | 9.281e-15% | 823.1473 | 612.4405 | 823.1473 | 612.4405
757.544 | 210.8535 | 4.2543 | 51.3688 | 0 | 266.2326 | 127.0263 | 5.6843e-14 | 1.266e-14% | 659.7355 | 448.882 | 659.7355 | 448.882
757.576 | 210.9284 | 4.2538 | 51.3904 | 0 | 225.4292 | 127.0444 | 0 | 0% | 619.0462 | 408.1178 | 619.0462 | 408.1178
757.608 | 210.9161 | 4.2534 | 51.3907 | 0 | 220.6358 | 127.0624 | 5.6843e-14 | 1.409e-14% | 614.2583 | 403.3422 | 614.2583 | 403.3422
757.64 | 210.8218 | 4.2529 | 51.371 | 0 | 209.9317 | 127.0802 | 5.6843e-14 | 1.448e-14% | 603.4576 | 392.6358 | 603.4576 | 392.6358
757.672 | 210.669 | 4.2524 | 51.3371 | 0 | 181.8439 | 127.0979 | 0 | 0% | 575.2004 | 364.5314 | 575.2004 | 364.5314
757.704 | 210.4928 | 4.252 | 51.2975 | 0 | 138.1308 | 127.1153 | 5.6843e-14 | 1.772e-14% | 531.2883 | 320.7955 | 531.2883 | 320.7955
757.736 | 210.3323 | 4.2515 | 51.2618 | 0 | 88.8059 | 127.1325 | 5.6843e-14 | 2.094e-14% | 481.784 | 271.4517 | 481.784 | 271.4517
757.768 | 210.2224 | 4.251 | 51.2384 | 0 | 46.9556 | 127.1497 | 5.6843e-14 | 2.476e-14% | 439.8171 | 229.5947 | 439.8171 | 229.5947
757.8 | 210.1862 | 4.2505 | 51.2329 | 0 | 20.0368 | 127.1673 | 5.6843e-14 | 2.804e-14% | 412.8737 | 202.6875 | 412.8737 | 202.6875
757.832 | 210.2311 | 4.25 | 51.2472 | 0 | 6.8263 | 127.1852 | 5.6843e-14 | 3e-14% | 399.7398 | 189.5087 | 399.7398 | 189.5087
757.864 | 210.3504 | 4.2496 | 51.2796 | 0 | 1.8462 | 127.2033 | 5.6843e-14 | 3.08e-14% | 394.9291 | 184.5787 | 394.9291 | 184.5787
757.896 | 210.5275 | 4.2491 | 51.3261 | 0 | 0.3952 | 127.2216 | 5.6843e-14 | 3.103e-14% | 393.7194 | 183.192 | 393.7194 | 183.192
757.928 | 210.7397 | 4.2487 | 51.3811 | 0 | 0.066773 | 127.2396 | 5.6843e-14 | 3.107e-14% | 393.6759 | 182.9362 | 393.6759 | 182.9362
757.96 | 210.9602 | 4.2482 | 51.4382 | 0 | 0.0089283 | 127.2575 | 5.6843e-14 | 3.107e-14% | 393.9131 | 182.9529 | 393.9131 | 182.9529
757.992 | 211.1589 | 4.2478 | 51.49 | 0 | 0.00094217 | 127.2753 | 5.6843e-14 | 3.106e-14% | 394.173 | 183.014 | 394.173 | 183.014
758.024 | 211.3066 | 4.2473 | 51.5294 | 0 | 0 | 127.2931 | 5.6843e-14 | 3.105e-14% | 394.3763 | 183.0697 | 394.3763 | 183.0697
758.056 | 211.3789 | 4.2468 | 51.5504 | 0 | 1.2906e-13 | 127.3108 | 5.6843e-14 | 3.104e-14% | 394.4869 | 183.1079 | 394.4869 | 183.1079
758.088 | 211.3603 | 4.2463 | 51.5492 | 0 | 0 | 127.3284 | 5.6843e-14 | 3.104e-14% | 394.4842 | 183.1239 | 394.4842 | 183.1239
758.12 | 211.2425 | 4.2459 | 51.5238 | 0 | 0 | 127.3459 | 5.6843e-14 | 3.104e-14% | 394.3581 | 183.1156 | 394.3581 | 183.1156
758.152 | 211.0233 | 4.2454 | 51.4737 | 0 | 0 | 127.3632 | 5.6843e-14 | 3.105e-14% | 394.1056 | 183.0823 | 394.1056 | 183.0823
758.184 | 210.7072 | 4.2449 | 51.4 | 0 | 0 | 127.3802 | 5.6843e-14 | 3.106e-14% | 393.7323 | 183.0251 | 393.7323 | 183.0251
758.216 | 210.309 | 4.2444 | 51.3063 | 0 | 0 | 127.3969 | 5.6843e-14 | 3.107e-14% | 393.2566 | 182.9476 | 393.2566 | 182.9476
758.248 | 209.8524 | 4.2439 | 51.1984 | 0 | 0 | 127.4135 | 5.6843e-14 | 3.109e-14% | 392.7082 | 182.8558 | 392.7082 | 182.8558
758.28 | 209.3615 | 4.2433 | 51.082 | 0 | 0 | 127.4302 | 5.6843e-14 | 3.11e-14% | 392.1171 | 182.7556 | 392.1171 | 182.7556
758.312 | 208.8502 | 4.2428 | 50.9607 | 0 | 0 | 127.4471 | 5.6843e-14 | 3.112e-14% | 391.5008 | 182.6506 | 391.5008 | 182.6506
758.344 | 208.3194 | 4.2423 | 50.8345 | 0 | 0 | 127.464 | 5.6843e-14 | 3.114e-14% | 390.8603 | 182.5409 | 390.8603 | 182.5409
758.376 | 207.7649 | 4.2418 | 50.7026 | 0 | 6.8834e-13 | 127.4809 | 5.6843e-14 | 3.116e-14% | 390.1902 | 182.4254 | 390.1902 | 182.4254
758.408 | 207.1901 | 4.2413 | 50.5657 | 0 | 2.065e-12 | 127.4979 | 5.6843e-14 | 3.118e-14% | 389.495 | 182.3049 | 389.495 | 182.3049
758.44 | 206.6125 | 4.2408 | 50.4281 | 0 | 2.065e-12 | 127.515 | 5.6843e-14 | 3.12e-14% | 388.7964 | 182.1839 | 388.7964 | 182.1839
758.472 | 206.0583 | 4.2404 | 50.2961 | 0 | 0 | 127.5324 | 5.6843e-14 | 3.122e-14% | 388.1271 | 182.0689 | 388.1271 | 182.0689
758.504 | 205.5487 | 4.2399 | 50.1751 | 0 | 0.0058415 | 127.5497 | 5.6843e-14 | 3.124e-14% | 387.5192 | 181.9705 | 387.5192 | 181.9705
758.536 | 205.0902 | 4.2394 | 50.0665 | 0 | 0.055355 | 127.5667 | 5.6843e-14 | 3.125e-14% | 387.0181 | 181.9279 | 387.0181 | 181.9279
758.568 | 204.6763 | 4.2388 | 49.9688 | 0 | 0.41399 | 127.583 | 5.6843e-14 | 3.12e-14% | 386.8809 | 182.2046 | 386.8809 | 182.2046
758.6 | 204.3009 | 4.2383 | 49.8806 | 0 | 2.4435 | 127.5985 | 5.6843e-14 | 3.087e-14% | 388.4619 | 184.161 | 388.4619 | 184.161
758.632 | 203.9716 | 4.2377 | 49.8037 | 0 | 11.3827 | 127.6133 | 5.6843e-14 | 2.945e-14% | 397.0091 | 193.0374 | 397.0091 | 193.0374
758.664 | 203.7121 | 4.2371 | 49.7439 | 0 | 41.8471 | 127.6276 | 5.6843e-14 | 2.544e-14% | 427.1677 | 223.4556 | 427.1677 | 223.4556
758.696 | 203.5524 | 4.2364 | 49.7085 | 0 | 121.4177 | 127.6412 | 5.6843e-14 | 1.876e-14% | 506.5562 | 303.0038 | 506.5562 | 303.0038
758.728 | 203.5134 | 4.2358 | 49.7027 | 0 | 278.0323 | 127.6541 | 5.6843e-14 | 1.237e-14% | 663.1383 | 459.6248 | 663.1383 | 459.6248
758.76 | 203.5963 | 4.2351 | 49.7267 | 0 | 502.4636 | 127.6663 | 5.6843e-14 | 8.309e-15% | 887.688 | 684.0917 | 887.688 | 684.0917
758.792 | 203.783 | 4.2343 | 49.7761 | 0 | 716.6553 | 127.6777 | 5.6843e-14 | 6.328e-15% | 1102.1264 | 898.3434 | 1102.1264 | 898.3434
758.824 | 204.0481 | 4.2336 | 49.8447 | 0 | 806.7002 | 127.6881 | 0 | 0% | 1192.5147 | 988.4666 | 1192.5147 | 988.4666
758.856 | 204.373 | 4.2328 | 49.9281 | 0 | 716.6553 | 127.6975 | 5.6843e-14 | 6.326e-15% | 1102.8866 | 898.5136 | 1102.8866 | 898.5136
758.888 | 204.7529 | 4.2319 | 50.025 | 0 | 502.4636 | 127.7058 | 5.6843e-14 | 8.305e-15% | 889.1792 | 684.4263 | 889.1792 | 684.4263
758.92 | 205.1899 | 4.231 | 50.136 | 0 | 278.0323 | 127.7127 | 5.6843e-14 | 1.235e-14% | 665.3018 | 460.1119 | 665.3018 | 460.1119
758.952 | 205.6779 | 4.23 | 50.2595 | 0 | 121.4177 | 127.7182 | 5.6843e-14 | 1.872e-14% | 509.3033 | 303.6254 | 509.3033 | 303.6254
758.984 | 206.1935 | 4.229 | 50.39 | 0 | 41.8471 | 127.722 | 5.6843e-14 | 2.536e-14% | 430.3815 | 224.188 | 430.3815 | 224.188
759.016 | 206.7015 | 4.2278 | 50.5188 | 0 | 11.3827 | 127.7238 | 5.6843e-14 | 2.932e-14% | 400.5546 | 193.8531 | 400.5546 | 193.8531
759.048 | 207.1702 | 4.2266 | 50.6382 | 0 | 2.4435 | 127.7234 | 5.6843e-14 | 3.072e-14% | 392.202 | 185.0318 | 392.202 | 185.0318
759.08 | 207.5842 | 4.2253 | 50.7445 | 0 | 0.41399 | 127.7205 | 5.6843e-14 | 3.104e-14% | 390.6884 | 183.1042 | 390.6884 | 183.1042
759.112 | 207.9434 | 4.2238 | 50.8376 | 0 | 0.055355 | 127.7146 | 5.6843e-14 | 3.109e-14% | 390.7748 | 182.8315 | 390.7748 | 182.8315
759.144 | 208.2519 | 4.2223 | 50.9188 | 0 | 0.0058415 | 127.7053 | 5.6843e-14 | 3.109e-14% | 391.1041 | 182.8522 | 391.1041 | 182.8522
759.176 | 208.506 | 4.2205 | 50.987 | 0 | 0 | 127.6919 | 5.6843e-14 | 3.108e-14% | 391.4054 | 182.8994 | 391.4054 | 182.8994
759.208 | 208.691 | 4.2186 | 51.0389 | 0 | 8.6042e-14 | 127.6735 | 5.6843e-14 | 3.107e-14% | 391.622 | 182.9309 | 391.622 | 182.9309
759.24 | 208.788 | 4.2163 | 51.0699 | 0 | 8.6042e-14 | 127.6489 | 5.6843e-14 | 3.107e-14% | 391.7231 | 182.9351 | 391.7231 | 182.9351
759.272 | 208.7837 | 4.2138 | 51.0769 | 0 | 1.7208e-13 | 127.6162 | 5.6843e-14 | 3.108e-14% | 391.6905 | 182.9069 | 391.6905 | 182.9069
759.304 | 208.6738 | 4.2107 | 51.0594 | 0 | 1.7208e-13 | 127.5711 | 5.6843e-14 | 3.109e-14% | 391.515 | 182.8413 | 391.515 | 182.8413
759.336 | 208.4455 | 4.2066 | 51.0158 | 0 | 0 | 127.499 | 5.6843e-14 | 3.111e-14% | 391.1669 | 182.7213 | 391.1669 | 182.7213
759.368 | 208.0129 | 4.1992 | 50.9301 | 0 | 1.0325e-12 | 127.3467 | 5.6843e-14 | 3.115e-14% | 390.4889 | 182.476 | 390.4889 | 182.476
759.4 | 207.0575 | 4.1821 | 50.7406 | 0 | 3.4417e-13 | 126.9471 | 5.6843e-14 | 3.125e-14% | 388.9274 | 181.8699 | 388.9274 | 181.8699
759.432 | 204.7722 | 4.1392 | 50.2878 | 0 | 0 | 125.8917 | 5.6843e-14 | 3.152e-14% | 385.0909 | 180.3187 | 385.0909 | 180.3187
759.464 | 199.7093 | 4.042 | 49.2825 | 0 | 0 | 123.4495 | 5.6843e-14 | 3.216e-14% | 376.4832 | 176.7739 | 376.4832 | 176.7739
759.496 | 190.2039 | 3.8578 | 47.3879 | 0 | 0 | 118.7699 | 5.6843e-14 | 3.343e-14% | 360.2194 | 170.0156 | 360.2194 | 170.0156
759.528 | 175.5825 | 3.5732 | 44.4589 | 0 | 0 | 111.4838 | 5.6843e-14 | 3.563e-14% | 335.0984 | 159.5159 | 335.0984 | 159.5159
759.56 | 157.3139 | 3.2164 | 40.7742 | 0 | 6.8834e-13 | 102.2873 | 5.6843e-14 | 3.886e-14% | 303.5918 | 146.2779 | 303.5918 | 146.2779
759.592 | 138.6247 | 2.8504 | 36.9647 | 0 | 5.1625e-13 | 92.7633 | 5.6843e-14 | 4.288e-14% | 271.2032 | 132.5784 | 271.2032 | 132.5784
759.624 | 122.452 | 2.5323 | 33.6094 | 0 | 2.6888e-13 | 84.3669 | 5.6843e-14 | 4.717e-14% | 242.9607 | 120.5087 | 242.9607 | 120.5087
759.656 | 109.688 | 2.2798 | 30.8885 | 0 | 1.3686e-12 | 77.5542 | 5.6843e-14 | 5.134e-14% | 220.4104 | 110.7224 | 220.4104 | 110.7224
759.688 | 99.4605 | 2.0762 | 28.6417 | 0 | 3.9526e-13 | 71.9263 | 5.6843e-14 | 5.538e-14% | 202.1048 | 102.6443 | 202.1048 | 102.6443
759.72 | 90.7592 | 1.9022 | 26.6863 | 0 | 0.0069717 | 67.0258 | 7.1054e-14 | 7.431e-14% | 186.3805 | 95.6213 | 186.3805 | 95.6213
759.752 | 83.5294 | 1.7568 | 25.0238 | 0 | 0.066066 | 62.8563 | 5.6843e-14 | 6.337e-14% | 173.2324 | 89.7029 | 173.2324 | 89.7029
759.784 | 78.6067 | 1.6566 | 23.8337 | 0 | 0.49409 | 59.8682 | 5.6843e-14 | 6.621e-14% | 164.4592 | 85.8526 | 164.4592 | 85.8526
759.816 | 76.9636 | 1.6212 | 23.3405 | 0 | 2.9163 | 58.6258 | 5.6843e-14 | 6.571e-14% | 163.4674 | 86.5038 | 163.4674 | 86.5038
759.848 | 78.6376 | 1.6518 | 23.585 | 0 | 13.585 | 59.2329 | 6.3949e-14 | 6.522e-14% | 176.6923 | 98.0546 | 176.6923 | 98.0546
759.88 | 82.1957 | 1.7204 | 24.2796 | 0 | 49.9437 | 60.9695 | 5.6843e-14 | 4.152e-14% | 219.109 | 136.9133 | 219.109 | 136.9133
759.912 | 85.7625 | 1.79 | 25.0157 | 0 | 144.9098 | 62.8115 | 5.6843e-14 | 2.424e-14% | 320.2896 | 234.5271 | 320.2896 | 234.5271
759.944 | 88.385 | 1.8412 | 25.5632 | 0 | 331.8264 | 64.1832 | 6.3949e-14 | 1.51e-14% | 511.7991 | 423.4141 | 511.7991 | 423.4141
759.976 | 89.5547 | 1.8634 | 25.7648 | 0 | 599.6811 | 64.6924 | 5.6843e-14 | 8.214e-15% | 781.5563 | 692.0016 | 781.5563 | 692.0016
760.008 | 88.2202 | 1.8348 | 25.341 | 0 | 855.3148 | 63.6423 | 5.6843e-14 | 6.008e-15% | 1034.3532 | 946.133 | 1034.3532 | 946.133
760.04 | 84.0818 | 1.75 | 24.2387 | 0 | 962.7818 | 60.9038 | 0 | 0% | 1133.7561 | 1049.6743 | 1133.7561 | 1049.6743
760.072 | 79.2069 | 1.6514 | 23.0021 | 0 | 855.3148 | 57.8455 | 6.7502e-14 | 7.198e-15% | 1017.0206 | 937.8138 | 1017.0206 | 937.8138
760.104 | 76.0053 | 1.5879 | 22.2282 | 0 | 599.6811 | 55.9592 | 6.3949e-14 | 9.412e-15% | 755.4617 | 679.4564 | 755.4617 | 679.4564
760.136 | 73.7743 | 1.5443 | 21.7031 | 0 | 331.8264 | 54.6943 | 5.6843e-14 | 1.387e-14% | 483.5423 | 409.768 | 483.5423 | 409.768
760.168 | 69.6588 | 1.4615 | 20.6758 | 0 | 144.9098 | 52.1539 | 5.6843e-14 | 2.593e-14% | 288.8598 | 219.201 | 288.8598 | 219.201
760.2 | 63.3243 | 1.3328 | 19.0598 | 0 | 49.9437 | 48.1257 | 7.1054e-14 | 5.998e-14% | 181.7862 | 118.4619 | 181.7862 | 118.4619
760.232 | 58.294 | 1.231 | 17.7772 | 0 | 13.585 | 44.9433 | 6.7502e-14 | 8.706e-14% | 135.8305 | 77.5366 | 135.8305 | 77.5366
760.264 | 57.4997 | 1.2168 | 17.616 | 0 | 2.9163 | 44.5941 | 6.7502e-14 | 1.017e-13% | 123.8429 | 66.3432 | 123.8429 | 66.3432
760.296 | 59.1386 | 1.2533 | 18.1387 | 0 | 0.49409 | 45.9645 | 5.6843e-14 | 8.632e-14% | 124.9893 | 65.8506 | 124.9893 | 65.8506
760.328 | 58.6185 | 1.2454 | 18.1485 | 0 | 0.066066 | 46.0244 | 5.6843e-14 | 8.68e-14% | 124.1028 | 65.4843 | 124.1028 | 65.4843
760.36 | 54.0787 | 1.1541 | 17.1128 | 0 | 0.0069717 | 43.4314 | 7.1054e-14 | 1.152e-13% | 115.784 | 61.7053 | 115.784 | 61.7053
760.392 | 48.5336 | 1.0415 | 15.759 | 0 | 0.00017613 | 40.0379 | 7.1054e-14 | 1.25e-13% | 105.3721 | 56.8386 | 105.3721 | 56.8386
760.424 | 46.3617 | 0.99797 | 15.2105 | 0 | 0.001669 | 38.697 | 7.1054e-14 | 1.294e-13% | 101.2688 | 54.9071 | 101.2688 | 54.9071
760.456 | 48.5611 | 1.0447 | 15.7624 | 0 | 0.012482 | 40.1544 | 7.1054e-14 | 1.247e-13% | 105.5351 | 56.974 | 105.5351 | 56.974
760.488 | 51.9289 | 1.1157 | 16.6327 | 0 | 0.073676 | 42.4148 | 5.6843e-14 | 9.437e-14% | 112.1659 | 60.237 | 112.1659 | 60.237
760.52 | 52.5733 | 1.1305 | 16.8295 | 0 | 0.34334 | 42.9505 | 5.6843e-14 | 9.28e-14% | 113.8272 | 61.2538 | 113.8272 | 61.2538
760.552 | 49.6449 | 1.0709 | 16.1088 | 0 | 1.263 | 41.1384 | 7.1054e-14 | 1.193e-13% | 109.226 | 59.5811 | 109.226 | 59.5811
760.584 | 45.5648 | 0.9867 | 15.0631 | 0 | 3.6704 | 38.4874 | 7.1054e-14 | 1.221e-13% | 103.7724 | 58.2076 | 103.7724 | 58.2076
760.616 | 43.3709 | 0.94099 | 14.4742 | 0 | 8.439 | 36.9892 | 5.6843e-14 | 9.343e-14% | 104.2143 | 60.8434 | 104.2143 | 60.8434
760.648 | 44.3044 | 0.95986 | 14.692 | 0 | 15.4109 | 37.537 | 7.1054e-14 | 1.036e-13% | 112.9041 | 68.5998 | 112.9041 | 68.5998
760.68 | 47.2906 | 1.0213 | 15.4604 | 0 | 22.5695 | 39.4799 | 7.1054e-14 | 9.048e-14% | 125.8217 | 78.5311 | 125.8217 | 78.5311
760.712 | 50.1337 | 1.0797 | 16.1999 | 0 | 27.1254 | 41.3435 | 5.6843e-14 | 6.629e-14% | 135.8822 | 85.7485 | 135.8822 | 85.7485
760.744 | 51.3885 | 1.1049 | 16.5199 | 0 | 28.0855 | 42.1347 | 7.1054e-14 | 8.089e-14% | 139.2335 | 87.8451 | 139.2335 | 87.8451
760.776 | 51.1423 | 1.0989 | 16.4525 | 0 | 27.0796 | 41.9398 | 7.1054e-14 | 8.208e-14% | 137.7131 | 86.5708 | 137.7131 | 86.5708
760.808 | 50.144 | 1.0776 | 16.2099 | 0 | 26.0525 | 41.3059 | 8.5265e-14 | 1.007e-13% | 134.7899 | 84.6459 | 134.7899 | 84.6459
760.84 | 49.0323 | 1.0546 | 15.9541 | 0 | 25.0817 | 40.6513 | 5.6843e-14 | 6.87e-14% | 131.7739 | 82.7416 | 131.7739 | 82.7416
760.872 | 48.558 | 1.045 | 15.8579 | 0 | 23.2112 | 40.4172 | 7.1054e-14 | 8.823e-14% | 129.0893 | 80.5313 | 129.0893 | 80.5313
760.904 | 49.4289 | 1.0634 | 16.084 | 0 | 20.457 | 41.015 | 7.1054e-14 | 9.038e-14% | 128.0484 | 78.6195 | 128.0484 | 78.6195
760.936 | 51.6181 | 1.109 | 16.6161 | 0 | 18.1557 | 42.3983 | 8.5265e-14 | 1.089e-13% | 129.8972 | 78.2791 | 129.8972 | 78.2791
760.968 | 54.6387 | 1.1715 | 17.3377 | 0 | 17.875 | 44.2666 | 8.5265e-14 | 1.057e-13% | 135.2895 | 80.6508 | 135.2895 | 80.6508
761 | 58.2256 | 1.2456 | 18.2078 | 0 | 20.2183 | 46.5133 | 7.2831e-14 | 8.45e-14% | 144.4106 | 86.185 | 144.4106 | 86.185
761.032 | 61.7177 | 1.3179 | 19.0792 | 0 | 24.1911 | 48.7582 | 8.5265e-14 | 9.134e-14% | 155.0641 | 93.3464 | 155.0641 | 93.3464
761.064 | 63.4371 | 1.3533 | 19.521 | 0 | 28.0398 | 49.8947 | 5.6843e-14 | 5.753e-14% | 162.2459 | 98.8088 | 162.2459 | 98.8088
761.096 | 62.2211 | 1.3278 | 19.2261 | 0 | 31.2273 | 49.1363 | 8.5265e-14 | 8.449e-14% | 163.1387 | 100.9175 | 163.1387 | 100.9175
761.128 | 59.2831 | 1.2666 | 18.501 | 0 | 34.7416 | 47.2679 | 7.4607e-14 | 7.33e-14% | 161.0601 | 101.777 | 161.0601 | 101.777
761.16 | 57.3314 | 1.2256 | 18.0206 | 0 | 38.8988 | 46.0197 | 7.1054e-14 | 6.821e-14% | 161.4961 | 104.1647 | 161.4961 | 104.1647
761.192 | 58.2777 | 1.2441 | 18.2324 | 0 | 42.413 | 46.5423 | 5.6843e-14 | 5.242e-14% | 166.7095 | 108.4318 | 166.7095 | 108.4318
761.224 | 62.7242 | 1.3338 | 19.2614 | 0 | 44.6326 | 49.1596 | 8.5265e-14 | 7.454e-14% | 177.1116 | 114.3874 | 177.1116 | 114.3874
761.256 | 70.4739 | 1.491 | 21.0769 | 0 | 46.6192 | 53.7946 | 7.4607e-14 | 6.067e-14% | 193.4556 | 122.9817 | 193.4556 | 122.9817
761.288 | 79.6927 | 1.6786 | 23.2667 | 0 | 48.3468 | 59.3929 | 8.5265e-14 | 6.426e-14% | 212.3777 | 132.685 | 212.3777 | 132.685
761.32 | 86.3661 | 1.8145 | 24.8585 | 0 | 46.9823 | 63.469 | 5.6843e-14 | 4.145e-14% | 223.4905 | 137.1244 | 223.4905 | 137.1244
761.352 | 86.9461 | 1.8261 | 24.9743 | 0 | 40.3215 | 63.7775 | 5.6843e-14 | 4.343e-14% | 217.8455 | 130.8995 | 217.8455 | 130.8995
761.384 | 81.9843 | 1.7247 | 23.7586 | 0 | 30.5595 | 60.6859 | 8.5265e-14 | 7.305e-14% | 198.713 | 116.7287 | 198.713 | 116.7287
761.416 | 75.8593 | 1.6003 | 22.3097 | 0 | 22.5429 | 57.0018 | 7.4607e-14 | 7.212e-14% | 179.314 | 103.4547 | 179.314 | 103.4547
761.448 | 72.8647 | 1.5407 | 21.6724 | 0 | 19.1525 | 55.4021 | 8.5265e-14 | 8.721e-14% | 170.6322 | 97.7676 | 170.6322 | 97.7676
761.48 | 74.8741 | 1.5836 | 22.2357 | 0 | 19.9459 | 56.8949 | 5.6843e-14 | 5.647e-14% | 175.5343 | 100.6602 | 175.5343 | 100.6602
761.512 | 82.3757 | 1.7381 | 24.0266 | 0 | 23.3604 | 61.5624 | 7.1054e-14 | 6.419e-14% | 193.0633 | 110.6876 | 193.0633 | 110.6876
761.544 | 94.9948 | 1.9961 | 26.9172 | 0 | 28.1969 | 69.081 | 7.1054e-14 | 5.631e-14% | 221.1861 | 126.1913 | 221.1861 | 126.1913
761.576 | 109.6626 | 2.2957 | 30.2239 | 0 | 32.9189 | 77.6896 | 5.6843e-14 | 3.972e-14% | 252.7907 | 143.1281 | 252.7907 | 143.1281
761.608 | 120.3229 | 2.5142 | 32.6061 | 0 | 35.4318 | 83.9356 | 5.6843e-14 | 3.679e-14% | 274.8105 | 154.4877 | 274.8105 | 154.4877
761.64 | 121.9571 | 2.5505 | 32.9563 | 0 | 34.7401 | 84.9706 | 5.6843e-14 | 3.662e-14% | 277.1748 | 155.2176 | 277.1748 | 155.2176
761.672 | 115.2155 | 2.4183 | 31.4455 | 0 | 32.1133 | 81.241 | 5.6843e-14 | 3.861e-14% | 262.4336 | 147.2182 | 262.4336 | 147.2182
761.704 | 106.133 | 2.2404 | 29.4465 | 0 | 29.6543 | 76.2893 | 7.816e-14 | 5.679e-14% | 243.7635 | 137.6305 | 243.7635 | 137.6305
761.736 | 101.0764 | 2.1457 | 28.3729 | 0 | 27.8506 | 73.7597 | 8.5265e-14 | 6.453e-14% | 233.2053 | 132.1289 | 233.2053 | 132.1289
761.768 | 102.7201 | 2.1875 | 28.7703 | 0 | 25.3585 | 75.0601 | 5.6843e-14 | 4.327e-14% | 234.0964 | 131.3764 | 234.0964 | 131.3764
761.8 | 110.7631 | 2.359 | 30.5113 | 0 | 21.907 | 79.8735 | 8.5265e-14 | 6.332e-14% | 245.414 | 134.6509 | 245.414 | 134.6509
761.832 | 124.3051 | 2.6424 | 33.3743 | 0 | 22.443 | 87.6466 | 7.1054e-14 | 4.863e-14% | 270.4113 | 146.1063 | 270.4113 | 146.1063
761.864 | 141.7899 | 3.0066 | 37.0444 | 0 | 40.849 | 97.567 | 5.6843e-14 | 3.185e-14% | 320.2568 | 178.467 | 320.2568 | 178.467
761.896 | 159.9438 | 3.3852 | 40.8502 | 0 | 100.8001 | 107.8641 | 5.6843e-14 | 2.248e-14% | 412.8433 | 252.8995 | 412.8433 | 252.8995
761.928 | 174.9372 | 3.6993 | 43.9874 | 0 | 224.7941 | 116.4009 | 5.6843e-14 | 1.462e-14% | 563.8188 | 388.8816 | 563.8188 | 388.8816
761.96 | 184.7826 | 3.9072 | 46.036 | 0 | 404.658 | 122.04 | 5.6843e-14 | 9.858e-15% | 761.4238 | 576.6411 | 761.4238 | 576.6411
761.992 | 189.9806 | 4.018 | 47.1077 | 0 | 576.9856 | 125.0366 | 5.6843e-14 | 7.547e-15% | 943.1285 | 753.1479 | 943.1285 | 753.1479
762.024 | 192.1735 | 4.0642 | 47.5581 | 0 | 650.0774 | 126.293 | 0 | 0% | 1020.1664 | 827.9928 | 1020.1664 | 827.9928
762.056 | 192.6794 | 4.0723 | 47.6719 | 0 | 579.4076 | 126.5406 | 5.6843e-14 | 7.502e-15% | 950.3718 | 757.6924 | 950.3718 | 757.6924
762.088 | 191.9341 | 4.0513 | 47.5448 | 0 | 410.5914 | 126.0326 | 5.6843e-14 | 9.664e-15% | 780.1542 | 588.22 | 780.1542 | 588.22
762.12 | 189.5387 | 3.9938 | 47.0914 | 0 | 235.0933 | 124.565 | 5.6843e-14 | 1.384e-14% | 600.2822 | 410.7434 | 600.2822 | 410.7434
762.152 | 184.4089 | 3.8787 | 46.069 | 0 | 114.0616 | 121.5356 | 5.6843e-14 | 1.991e-14% | 469.9536 | 285.5448 | 469.9536 | 285.5448
762.184 | 175.0934 | 3.6774 | 44.1373 | 0 | 52.7027 | 116.0944 | 5.6843e-14 | 2.624e-14% | 391.7052 | 216.6118 | 391.7052 | 216.6118
762.216 | 160.8584 | 3.3758 | 41.0986 | 0 | 28.2536 | 107.7621 | 5.6843e-14 | 3.149e-14% | 341.3486 | 180.4901 | 341.3486 | 180.4901
762.248 | 143.6037 | 3.0127 | 37.3448 | 0 | 21.9196 | 97.5836 | 5.6843e-14 | 3.556e-14% | 303.4643 | 159.8606 | 303.4643 | 159.8606
762.28 | 128.7759 | 2.6991 | 34.0892 | 0 | 27.9756 | 88.7262 | 8.5265e-14 | 5.555e-14% | 282.2661 | 153.4902 | 282.2661 | 153.4902
762.312 | 122.7807 | 2.5658 | 32.7915 | 0 | 47.4863 | 84.9864 | 8.1712e-14 | 4.869e-14% | 290.6107 | 167.8299 | 290.6107 | 167.8299
762.344 | 127.8041 | 2.6576 | 33.9649 | 0 | 79.82 | 87.7024 | 5.6843e-14 | 2.784e-14% | 331.949 | 204.1449 | 331.949 | 204.1449
762.376 | 139.0197 | 2.8769 | 36.525 | 0 | 117.8101 | 94.0704 | 5.6843e-14 | 2.262e-14% | 390.3022 | 251.2824 | 390.3022 | 251.2824
762.408 | 147.4557 | 3.0418 | 38.4437 | 0 | 148.8317 | 98.8453 | 1.1369e-13 | 3.932e-14% | 436.6182 | 289.1625 | 436.6182 | 289.1625
762.44 | 146.0071 | 3.0087 | 38.1208 | 0 | 161.3439 | 97.889 | 5.6843e-14 | 1.892e-14% | 446.3695 | 300.3624 | 446.3695 | 300.3624
762.472 | 133.7313 | 2.7583 | 35.3543 | 0 | 151.7613 | 90.6714 | 1.1369e-13 | 4.052e-14% | 414.2766 | 280.5453 | 414.2766 | 280.5453
762.504 | 115.7824 | 2.3945 | 31.3236 | 0 | 125.8127 | 80.2185 | 5.6843e-14 | 2.371e-14% | 355.5316 | 239.7492 | 355.5316 | 239.7492
762.536 | 99.305 | 2.0611 | 27.6513 | 0 | 93.7621 | 70.6962 | 8.1712e-14 | 4.208e-14% | 293.4757 | 194.1707 | 293.4757 | 194.1707
762.568 | 88.5562 | 1.8432 | 25.2761 | 0 | 64.1592 | 64.5158 | 5.6843e-14 | 3.649e-14% | 244.3505 | 155.7943 | 244.3505 | 155.7943
762.6 | 83.8874 | 1.7473 | 24.231 | 0 | 41.3453 | 61.7633 | 5.6843e-14 | 4.404e-14% | 212.9742 | 129.0868 | 212.9742 | 129.0868
762.632 | 85.0217 | 1.767 | 24.4459 | 0 | 27.1448 | 62.2482 | 8.5265e-14 | 7.376e-14% | 200.6276 | 115.6059 | 200.6276 | 115.6059
762.664 | 93.1981 | 1.9276 | 26.257 | 0 | 22.5702 | 66.8156 | 8.3489e-14 | 7.101e-14% | 210.7686 | 117.5704 | 210.7686 | 117.5704
762.696 | 108.6762 | 2.2349 | 29.7765 | 0 | 27.0118 | 75.7484 | 8.5265e-14 | 6.327e-14% | 243.4479 | 134.7717 | 243.4479 | 134.7717
762.728 | 127.4486 | 2.6091 | 34.0867 | 0 | 36.9902 | 86.714 | 5.6843e-14 | 3.544e-14% | 287.8486 | 160.4 | 287.8486 | 160.4
762.76 | 142.1315 | 2.9024 | 37.4697 | 0 | 47.3001 | 95.3416 | 5.6843e-14 | 3.106e-14% | 325.1452 | 183.0137 | 325.1452 | 183.0137
762.792 | 146.1803 | 2.984 | 38.4161 | 0 | 54.0907 | 97.7847 | 5.6843e-14 | 2.941e-14% | 339.4558 | 193.2754 | 339.4558 | 193.2754
762.824 | 137.49 | 2.8117 | 36.4419 | 0 | 57.4127 | 92.8006 | 5.6843e-14 | 3e-14% | 326.9569 | 189.4669 | 326.9569 | 189.4669
762.856 | 119.4031 | 2.4517 | 32.301 | 0 | 63.06 | 82.2977 | 5.6843e-14 | 3.156e-14% | 299.5135 | 180.1104 | 299.5135 | 180.1104
762.888 | 98.8917 | 2.0428 | 27.5883 | 0 | 85.4833 | 70.3303 | 8.5265e-14 | 4.598e-14% | 284.3364 | 185.4447 | 284.3364 | 185.4447
762.92 | 82.5386 | 1.7166 | 23.8323 | 0 | 149.9511 | 60.7881 | 8.5265e-14 | 3.609e-14% | 318.8268 | 236.2881 | 318.8268 | 236.2881
762.952 | 73.2346 | 1.5309 | 21.706 | 0 | 286.2513 | 55.3858 | 8.5265e-14 | 2.337e-14% | 438.1086 | 364.874 | 438.1086 | 364.874
762.984 | 70.8945 | 1.4837 | 21.1751 | 0 | 505.1556 | 54.037 | 1.1369e-13 | 1.954e-14% | 652.7458 | 581.8513 | 652.7458 | 581.8513
763.016 | 75.6905 | 1.5785 | 22.2717 | 0 | 763.6656 | 56.8273 | 8.5265e-14 | 1.01e-14% | 920.0336 | 844.3431 | 920.0336 | 844.3431
763.048 | 88.6404 | 1.8362 | 25.245 | 0 | 957.4128 | 64.3957 | 0 | 0% | 1137.5301 | 1048.8897 | 1137.5301 | 1048.8897
763.08 | 108.5779 | 2.2336 | 29.8308 | 0 | 980.0681 | 76.072 | 0 | 0% | 1196.7824 | 1088.2045 | 1196.7824 | 1088.2045
763.112 | 130.2413 | 2.6653 | 34.8013 | 0 | 813.883 | 88.7284 | 1.1369e-13 | 1.209e-14% | 1070.3193 | 940.078 | 1070.3193 | 940.078
763.144 | 146.401 | 2.9869 | 38.4908 | 0 | 550.3247 | 98.1216 | 1.1369e-13 | 1.648e-14% | 836.3249 | 689.924 | 836.3249 | 689.924
763.176 | 151.5331 | 3.0886 | 39.6532 | 0 | 310.471 | 101.0791 | 1.1369e-13 | 2.503e-14% | 605.8251 | 454.2919 | 605.8251 | 454.2919
763.208 | 143.9488 | 2.9373 | 37.9129 | 0 | 157.0368 | 96.6466 | 1.1369e-13 | 3.86e-14% | 438.4824 | 294.5336 | 438.4824 | 294.5336
763.24 | 126.1872 | 2.5832 | 33.836 | 0 | 82.7231 | 86.2668 | 1.1369e-13 | 5.535e-14% | 331.5963 | 205.409 | 331.5963 | 205.409
763.272 | 104.1773 | 2.1443 | 28.7727 | 0 | 53.9058 | 73.379 | 8.5265e-14 | 5.39e-14% | 262.3791 | 158.2018 | 262.3791 | 158.2018
763.304 | 84.707 | 1.7562 | 24.2982 | 0 | 45.2465 | 61.9952 | 8.8818e-14 | 6.663e-14% | 218.0031 | 133.2961 | 218.0031 | 133.2961
763.336 | 72.1228 | 1.5056 | 21.4163 | 0 | 43.9097 | 54.6723 | 8.5265e-14 | 7.017e-14% | 193.6267 | 121.5039 | 193.6267 | 121.5039
763.368 | 67.3922 | 1.4115 | 20.3214 | 0 | 42.7444 | 51.9062 | 1.1369e-13 | 9.768e-14% | 183.7758 | 116.3836 | 183.7758 | 116.3836
763.4 | 70.4236 | 1.472 | 20.9799 | 0 | 38.7251 | 53.6156 | 8.5265e-14 | 7.428e-14% | 185.2161 | 114.7926 | 185.2161 | 114.7926
763.432 | 81.8007 | 1.6992 | 23.5618 | 0 | 34.0432 | 60.2408 | 8.8818e-14 | 7.43e-14% | 201.3458 | 119.5451 | 201.3458 | 119.5451
763.464 | 101.0269 | 2.0838 | 27.9845 | 0 | 32.9881 | 71.5731 | 8.5265e-14 | 6.333e-14% | 235.6564 | 134.6295 | 235.6564 | 134.6295
763.496 | 124.1699 | 2.5467 | 33.3201 | 0 | 36.7431 | 85.2411 | 1.1369e-13 | 7.202e-14% | 282.0209 | 157.851 | 282.0209 | 157.851
763.528 | 144.8189 | 2.9592 | 38.057 | 0 | 42.3876 | 97.3799 | 1.1369e-13 | 6.289e-14% | 325.6025 | 180.7837 | 325.6025 | 180.7837
763.56 | 157.323 | 3.2087 | 40.9051 | 0 | 46.1772 | 104.6887 | 1.1369e-13 | 5.831e-14% | 352.3027 | 194.9797 | 352.3027 | 194.9797
763.592 | 158.7926 | 3.2382 | 41.238 | 0 | 45.9567 | 105.5627 | 1.1369e-13 | 5.8e-14% | 354.7882 | 195.9956 | 354.7882 | 195.9956
763.624 | 149.0964 | 3.045 | 39.0352 | 0 | 40.9587 | 99.9452 | 1.1369e-13 | 6.213e-14% | 332.0803 | 182.984 | 332.0803 | 182.984
763.656 | 130.6147 | 2.6763 | 34.8193 | 0 | 31.7163 | 89.1711 | 1.1369e-13 | 7.178e-14% | 288.9976 | 158.383 | 288.9976 | 158.383
763.688 | 108.266 | 2.23 | 29.7076 | 0 | 20.6422 | 76.0997 | 8.5265e-14 | 6.626e-14% | 236.9454 | 128.6794 | 236.9454 | 128.6794
763.72 | 88.1934 | 1.8292 | 25.1247 | 0 | 11.0564 | 64.3803 | 8.8818e-14 | 8.674e-14% | 190.584 | 102.3906 | 190.584 | 102.3906
763.752 | 74.8832 | 1.5637 | 22.1004 | 0 | 5.0667 | 56.6533 | 8.5265e-14 | 9.986e-14% | 160.2674 | 85.3841 | 160.2674 | 85.3841
763.784 | 69.7348 | 1.4612 | 20.9233 | 0 | 2.9566 | 53.6622 | 8.5265e-14 | 1.079e-13% | 148.7382 | 79.0034 | 148.7382 | 79.0034
763.816 | 72.8091 | 1.5227 | 21.5904 | 0 | 4.3939 | 55.4061 | 8.5265e-14 | 1.028e-13% | 155.7222 | 82.9131 | 155.7222 | 82.9131
763.848 | 84.515 | 1.7569 | 24.2265 | 0 | 9.3286 | 62.2118 | 9.0594e-14 | 9.289e-14% | 182.0388 | 97.5238 | 182.0388 | 97.5238
763.88 | 104.147 | 2.15 | 28.6999 | 0 | 17.347 | 73.7443 | 8.5265e-14 | 6.992e-14% | 226.0882 | 121.9412 | 226.0882 | 121.9412
763.912 | 127.7889 | 2.6233 | 34.0938 | 0 | 26.6831 | 87.649 | 1.1369e-13 | 7.526e-14% | 278.838 | 151.0491 | 278.838 | 151.0491
763.944 | 149.3922 | 3.0553 | 38.9893 | 0 | 34.913 | 100.2807 | 1.1369e-13 | 6.414e-14% | 326.6304 | 177.2382 | 326.6304 | 177.2382
763.976 | 163.9691 | 3.3465 | 42.2561 | 0 | 40.9936 | 108.7317 | 1.1369e-13 | 5.82e-14% | 359.2969 | 195.3278 | 359.2969 | 195.3278
764.008 | 169.2179 | 3.4515 | 43.4135 | 0 | 45.7311 | 111.7604 | 1.1369e-13 | 5.563e-14% | 373.5744 | 204.3565 | 373.5744 | 204.3565
764.04 | 164.7421 | 3.3629 | 42.3949 | 0 | 49.6488 | 109.186 | 1.1369e-13 | 5.557e-14% | 369.3346 | 204.5925 | 369.3346 | 204.5925
764.072 | 151.1616 | 3.0923 | 39.3201 | 0 | 51.1793 | 101.3073 | 1.1369e-13 | 5.833e-14% | 346.0606 | 194.899 | 346.0606 | 194.899
764.104 | 130.7895 | 2.6853 | 34.684 | 0 | 47.7958 | 89.3927 | 1.1369e-13 | 6.513e-14% | 305.3473 | 174.5578 | 305.3473 | 174.5578
764.136 | 108.4333 | 2.238 | 29.5855 | 0 | 38.8489 | 76.2734 | 8.5265e-14 | 5.802e-14% | 255.3792 | 146.9458 | 255.3792 | 146.9458
764.168 | 89.8124 | 1.8655 | 25.3632 | 0 | 26.9617 | 65.4019 | 9.4147e-14 | 7.872e-14% | 209.4047 | 119.5923 | 209.4047 | 119.5923
764.2 | 78.5185 | 1.6397 | 22.8484 | 0 | 16.6694 | 58.9256 | 8.5265e-14 | 8.519e-14% | 178.6017 | 100.0831 | 178.6017 | 100.0831
764.232 | 75.3862 | 1.5771 | 22.1985 | 0 | 12.0137 | 57.2536 | 8.5265e-14 | 9.164e-14% | 168.4291 | 93.043 | 168.4291 | 93.043
764.264 | 80.6973 | 1.6829 | 23.4409 | 0 | 15.2247 | 60.4593 | 9.2371e-14 | 9.163e-14% | 181.5051 | 100.8078 | 181.5051 | 100.8078
764.296 | 94.9525 | 1.967 | 26.6821 | 0 | 26.1715 | 68.8187 | 9.2371e-14 | 7.471e-14% | 218.5918 | 123.6393 | 218.5918 | 123.6393
764.328 | 116.6003 | 2.3985 | 31.5696 | 0 | 41.4986 | 81.4212 | 1.1369e-13 | 7.246e-14% | 273.4882 | 156.8879 | 273.4882 | 156.8879
764.36 | 140.702 | 2.8781 | 36.9714 | 0 | 54.9675 | 95.3461 | 1.1369e-13 | 5.978e-14% | 330.8651 | 190.1631 | 330.8651 | 190.1631
764.392 | 161.2587 | 3.2859 | 41.5321 | 0 | 61.0148 | 107.0955 | 1.1369e-13 | 5.339e-14% | 374.187 | 212.9283 | 374.187 | 212.9283
764.424 | 174.4831 | 3.547 | 44.4325 | 0 | 58.9331 | 114.5568 | 1.1369e-13 | 5.133e-14% | 395.9525 | 221.4694 | 395.9525 | 221.4694
764.456 | 179.4706 | 3.6442 | 45.5163 | 0 | 52.691 | 117.3284 | 1.1369e-13 | 5.187e-14% | 398.6506 | 219.18 | 398.6506 | 219.18
764.488 | 176.4691 | 3.5833 | 44.8643 | 0 | 46.7016 | 115.6216 | 1.1369e-13 | 5.394e-14% | 387.2399 | 210.7708 | 387.2399 | 210.7708
764.52 | 165.5248 | 3.3652 | 42.4813 | 0 | 42.6614 | 109.4537 | 1.1369e-13 | 5.743e-14% | 363.4864 | 197.9616 | 363.4864 | 197.9616
764.552 | 147.3663 | 3.0043 | 38.5084 | 0 | 39.7557 | 99.1913 | 1.1369e-13 | 6.3e-14% | 327.826 | 180.4597 | 327.826 | 180.4597
764.584 | 125.3052 | 2.566 | 33.6628 | 0 | 36.5394 | 86.6839 | 1.1369e-13 | 7.13e-14% | 284.7573 | 159.4521 | 284.7573 | 159.4521
764.616 | 104.9708 | 2.162 | 29.1814 | 0 | 32.7426 | 75.1185 | 9.9476e-14 | 7.146e-14% | 244.1752 | 139.2045 | 244.1752 | 139.2045
764.648 | 91.1761 | 1.8874 | 26.1143 | 0 | 29.5612 | 67.2 | 9.9476e-14 | 7.973e-14% | 215.939 | 124.7629 | 215.939 | 124.7629
764.68 | 85.6406 | 1.776 | 24.8252 | 0 | 27.9082 | 63.8658 | 1.1369e-13 | 9.604e-14% | 204.0158 | 118.3751 | 204.0158 | 118.3751
764.712 | 88.3421 | 1.8272 | 25.3265 | 0 | 27.0368 | 65.1463 | 1.1369e-13 | 9.527e-14% | 207.6789 | 119.3368 | 207.6789 | 119.3368
764.744 | 99.495 | 2.046 | 27.7231 | 0 | 25.6693 | 71.3089 | 9.9476e-14 | 7.848e-14% | 226.2423 | 126.7473 | 226.2423 | 126.7473
764.776 | 118.4152 | 2.4192 | 31.9017 | 0 | 23.6597 | 82.0607 | 8.5265e-14 | 6.089e-14% | 258.4566 | 140.0414 | 258.4566 | 140.0414
764.808 | 141.3992 | 2.8732 | 37.0142 | 0 | 21.7368 | 95.2182 | 1.1369e-13 | 7.248e-14% | 298.2415 | 156.8424 | 298.2415 | 156.8424
764.84 | 162.7675 | 3.2947 | 41.747 | 0 | 20.3885 | 107.4023 | 1.1369e-13 | 6.578e-14% | 335.6 | 172.8325 | 335.6 | 172.8325
764.872 | 178.2629 | 3.5995 | 45.1406 | 0 | 19.5899 | 116.1436 | 1.1369e-13 | 6.163e-14% | 362.7366 | 184.4737 | 362.7366 | 184.4737
764.904 | 186.7882 | 3.7665 | 46.9814 | 0 | 18.9598 | 120.8908 | 1.1369e-13 | 5.965e-14% | 377.3867 | 190.5985 | 377.3867 | 190.5985
764.936 | 189.1264 | 3.8118 | 47.4809 | 0 | 17.9365 | 122.186 | 1.1369e-13 | 5.939e-14% | 380.5416 | 191.4151 | 380.5416 | 191.4151
764.968 | 185.7003 | 3.7441 | 46.7558 | 0 | 16.4108 | 120.3283 | 1.1369e-13 | 6.072e-14% | 372.9393 | 187.239 | 372.9393 | 187.239
765 | 175.8465 | 3.5505 | 44.6657 | 0 | 15.1576 | 114.9558 | 1.1369e-13 | 6.375e-14% | 354.1762 | 178.3296 | 354.1762 | 178.3296
765.032 | 159.3801 | 3.2273 | 41.1561 | 0 | 15.1135 | 105.93 | 1.1369e-13 | 6.872e-14% | 324.807 | 165.4269 | 324.807 | 165.4269
765.064 | 138.8304 | 2.8238 | 36.7508 | 0 | 16.3882 | 94.6016 | 1.1369e-13 | 7.551e-14% | 289.3947 | 150.5643 | 289.3947 | 150.5643
765.096 | 119.4069 | 2.4421 | 32.5539 | 0 | 18.2563 | 83.8157 | 9.9476e-14 | 7.257e-14% | 256.475 | 137.0681 | 256.475 | 137.0681
765.128 | 105.9461 | 2.1772 | 29.5946 | 0 | 19.7589 | 76.2259 | 9.9476e-14 | 7.786e-14% | 233.7027 | 127.7566 | 233.7027 | 127.7566
765.16 | 100.2871 | 2.0653 | 28.2691 | 0 | 20.2893 | 72.8593 | 1.1369e-13 | 9.207e-14% | 223.7701 | 123.483 | 223.7701 | 123.483
765.192 | 102.2484 | 2.1036 | 28.5718 | 0 | 20.1256 | 73.7131 | 1.1369e-13 | 9.13e-14% | 226.7624 | 124.514 | 226.7624 | 124.514
765.224 | 111.8222 | 2.2932 | 30.5633 | 0 | 20.2239 | 78.9562 | 1.0303e-13 | 7.803e-14% | 243.8589 | 132.0367 | 243.8589 | 132.0367
765.256 | 128.5002 | 2.6249 | 34.169 | 0 | 20.9539 | 88.404 | 1.1369e-13 | 7.779e-14% | 274.6521 | 146.1519 | 274.6521 | 146.1519
765.288 | 149.1098 | 3.0359 | 38.6707 | 0 | 21.6065 | 100.205 | 1.1369e-13 | 6.953e-14% | 312.6279 | 163.5181 | 312.6279 | 163.5181
765.32 | 168.4519 | 3.4228 | 42.8828 | 0 | 22.0834 | 111.2937 | 1.1369e-13 | 6.327e-14% | 348.1347 | 179.6827 | 348.1347 | 179.6827
765.352 | 182.5366 | 3.7062 | 45.9154 | 0 | 25.3116 | 119.3614 | 1.1369e-13 | 5.851e-14% | 376.8312 | 194.2947 | 376.8312 | 194.2947
765.384 | 190.5046 | 3.8692 | 47.5999 | 0 | 38.9313 | 123.9568 | 1.1369e-13 | 5.304e-14% | 404.8618 | 214.3573 | 404.8618 | 214.3573
765.416 | 193.5947 | 3.9359 | 48.2332 | 0 | 75.8461 | 125.8274 | 1.1369e-13 | 4.479e-14% | 447.4372 | 253.8425 | 447.4372 | 253.8425
765.448 | 192.9214 | 3.928 | 48.0742 | 0 | 148.8687 | 125.6236 | 1.1369e-13 | 3.482e-14% | 519.4159 | 326.4945 | 519.4159 | 326.4945
765.48 | 188.1962 | 3.8393 | 47.0686 | 0 | 253.88 | 123.1884 | 1.1369e-13 | 2.656e-14% | 616.1725 | 427.9763 | 616.1725 | 427.9763
765.512 | 178.2277 | 3.6462 | 44.9602 | 0 | 354.2059 | 117.8494 | 1.1369e-13 | 2.184e-14% | 698.8894 | 520.6617 | 698.8894 | 520.6617
765.544 | 162.8452 | 3.3454 | 41.707 | 0 | 395.3493 | 109.5044 | 0 | 0% | 712.7513 | 549.9061 | 712.7513 | 549.9061
765.576 | 144.6339 | 2.9886 | 37.8559 | 0 | 350.0948 | 99.6005 | 1.1369e-13 | 2.318e-14% | 635.1737 | 490.5398 | 635.1737 | 490.5398
765.608 | 128.278 | 2.6694 | 34.3989 | 0 | 245.2567 | 90.7519 | 9.9476e-14 | 2.666e-14% | 501.3549 | 373.0769 | 501.3549 | 373.0769
765.64 | 117.5669 | 2.4632 | 32.1241 | 0 | 136.0433 | 85.0339 | 1.1369e-13 | 4.447e-14% | 373.2315 | 255.6645 | 373.2315 | 255.6645
765.672 | 113.541 | 2.3905 | 31.2275 | 0 | 60.5755 | 82.9736 | 1.1369e-13 | 6.417e-14% | 290.7082 | 177.1671 | 290.7082 | 177.1671
765.704 | 115.9381 | 2.4471 | 31.6525 | 0 | 23.6407 | 84.4509 | 1.1369e-13 | 7.995e-14% | 258.1293 | 142.1912 | 258.1293 | 142.1912
765.736 | 124.8815 | 2.637 | 33.4614 | 0 | 11.6887 | 89.6602 | 9.9476e-14 | 7.237e-14% | 262.3288 | 137.4473 | 262.3288 | 137.4473
765.768 | 139.6425 | 2.9464 | 36.5371 | 0 | 10.77 | 98.2903 | 1.1369e-13 | 7.653e-14% | 288.1862 | 148.5437 | 288.1862 | 148.5437
765.8 | 156.9066 | 3.3075 | 40.1774 | 0 | 12.8678 | 108.4395 | 1.1369e-13 | 6.899e-14% | 321.6986 | 164.7921 | 321.6986 | 164.7921
765.832 | 172.1272 | 3.6267 | 43.3921 | 0 | 14.6971 | 117.4263 | 1.1369e-13 | 6.346e-14% | 351.2693 | 179.1421 | 351.2693 | 179.1421
765.864 | 182.5361 | 3.8469 | 45.5763 | 0 | 15.2277 | 123.6071 | 1.1369e-13 | 6.039e-14% | 370.794 | 188.2579 | 370.794 | 188.2579
765.896 | 188.1761 | 3.9685 | 46.7418 | 0 | 14.2214 | 127.0032 | 1.1369e-13 | 5.923e-14% | 380.111 | 191.9349 | 380.111 | 191.9349
765.928 | 190.486 | 4.0211 | 47.205 | 0 | 12.0479 | 128.4646 | 1.1369e-13 | 5.929e-14% | 382.2245 | 191.7385 | 382.2245 | 191.7385
765.96 | 190.5256 | 4.0262 | 47.2002 | 0 | 9.8194 | 128.6241 | 1.1369e-13 | 5.994e-14% | 380.1954 | 189.6698 | 380.1954 | 189.6698
765.992 | 188.2009 | 3.982 | 46.7124 | 0 | 8.6518 | 127.4396 | 1.1369e-13 | 6.086e-14% | 374.9867 | 186.7858 | 374.9867 | 186.7858
766.024 | 182.4905 | 3.8674 | 45.5238 | 0 | 8.5272 | 124.3143 | 1.1369e-13 | 6.239e-14% | 364.7232 | 182.2327 | 364.7232 | 182.2327
766.056 | 172.486 | 3.6634 | 43.4316 | 0 | 8.3113 | 118.6907 | 1.1369e-13 | 6.53e-14% | 346.5831 | 174.097 | 346.5831 | 174.097
766.088 | 158.912 | 3.3847 | 40.5747 | 0 | 7.0371 | 110.9477 | 1.1369e-13 | 7.02e-14% | 320.8561 | 161.9442 | 320.8561 | 161.9442
766.12 | 144.765 | 3.0934 | 37.5824 | 0 | 4.8627 | 102.8122 | 1.1369e-13 | 7.663e-14% | 293.1157 | 148.3507 | 293.1157 | 148.3507
766.152 | 133.7404 | 2.8663 | 35.2474 | 0 | 2.7071 | 96.4678 | 1.1369e-13 | 8.281e-14% | 271.029 | 137.2886 | 271.029 | 137.2886
766.184 | 127.8497 | 2.7459 | 34.0097 | 0 | 1.4011 | 93.1424 | 1.1369e-13 | 8.659e-14% | 259.1489 | 131.2992 | 259.1489 | 131.2992
766.216 | 127.272 | 2.7369 | 33.9082 | 0 | 1.826 | 92.9714 | 1.1369e-13 | 8.649e-14% | 258.7145 | 131.4425 | 258.7145 | 131.4425
766.248 | 132.0638 | 2.8409 | 34.9405 | 0 | 6.9978 | 95.9717 | 1.1369e-13 | 8.077e-14% | 272.8147 | 140.7509 | 272.8147 | 140.7509
766.28 | 142.2361 | 3.0578 | 37.0895 | 0 | 26.5387 | 102.103 | 1.1369e-13 | 6.735e-14% | 311.025 | 168.7889 | 311.025 | 168.7889
766.312 | 155.9838 | 3.3497 | 39.9615 | 0 | 81.3135 | 110.2737 | 1.1369e-13 | 4.84e-14% | 390.8823 | 234.8985 | 390.8823 | 234.8985
766.344 | 169.5851 | 3.6391 | 42.7751 | 0 | 198.8887 | 118.3134 | 1.1369e-13 | 3.127e-14% | 533.2014 | 363.6163 | 533.2014 | 363.6163
766.376 | 179.8043 | 3.8584 | 44.8654 | 0 | 388.512 | 124.3681 | 1.1369e-13 | 2.024e-14% | 741.4082 | 561.6039 | 741.4082 | 561.6039
766.408 | 185.7771 | 3.9891 | 46.0688 | 0 | 606.6793 | 127.9583 | 1.1369e-13 | 1.449e-14% | 970.4727 | 784.6956 | 970.4727 | 784.6956
766.44 | 188.5571 | 4.0522 | 46.6169 | 0 | 757.8594 | 129.686 | 0 | 0% | 1126.7716 | 938.2145 | 1126.7716 | 938.2145
766.472 | 189.5659 | 4.0758 | 46.8102 | 0 | 757.6368 | 130.3398 | 0 | 0% | 1128.4284 | 938.8625 | 1128.4284 | 938.8625
766.504 | 189.5678 | 4.0746 | 46.8089 | 0 | 606.1499 | 130.3275 | 1.1369e-13 | 1.444e-14% | 976.9288 | 787.361 | 976.9288 | 787.361
766.536 | 188.4089 | 4.0452 | 46.5809 | 0 | 387.9572 | 129.5493 | 1.1369e-13 | 2.001e-14% | 756.5415 | 568.1326 | 756.5415 | 568.1326
766.568 | 185.1543 | 3.9689 | 45.9293 | 0 | 198.501 | 127.484 | 1.1369e-13 | 3.025e-14% | 561.0374 | 375.8831 | 561.0374 | 375.8831
766.6 | 178.691 | 3.8242 | 44.6188 | 0 | 81.1129 | 123.5312 | 1.1369e-13 | 4.492e-14% | 431.7781 | 253.0871 | 431.7781 | 253.0871
766.632 | 168.9611 | 3.612 | 42.6347 | 0 | 26.4399 | 117.71 | 1.1369e-13 | 5.971e-14% | 359.3578 | 190.3966 | 359.3578 | 190.3966
766.664 | 157.9149 | 3.3741 | 40.3857 | 0 | 6.8664 | 111.1953 | 1.1369e-13 | 7.025e-14% | 319.7364 | 161.8214 | 319.7364 | 161.8214
766.696 | 148.6618 | 3.1754 | 38.5251 | 0 | 1.4189 | 105.8097 | 1.1369e-13 | 7.634e-14% | 297.591 | 148.9291 | 297.591 | 148.9291
766.728 | 143.3314 | 3.0597 | 37.4957 | 0 | 0.23302 | 102.7634 | 1.1369e-13 | 7.92e-14% | 286.8833 | 143.5519 | 286.8833 | 143.5519
766.76 | 142.3715 | 3.0345 | 37.3747 | 0 | 0.030379 | 102.2293 | 1.1369e-13 | 7.969e-14% | 285.0403 | 142.6689 | 285.0403 | 142.6689
766.792 | 145.8689 | 3.099 | 38.154 | 0 | 0.0028985 | 104.1245 | 1.1369e-13 | 7.82e-14% | 291.2494 | 145.3805 | 291.2494 | 145.3805
766.824 | 154.04 | 3.2554 | 39.8609 | 0 | 0 | 108.4649 | 1.1369e-13 | 7.5e-14% | 305.6213 | 151.5812 | 305.6213 | 151.5812
766.856 | 165.8215 | 3.4809 | 42.2796 | 0 | 0 | 114.6253 | 1.1369e-13 | 7.088e-14% | 326.2074 | 160.3859 | 326.2074 | 160.3859
766.888 | 178.3155 | 3.7166 | 44.8336 | 0 | 0 | 121.0233 | 1.1369e-13 | 6.704e-14% | 347.889 | 169.5735 | 347.889 | 169.5735
766.92 | 188.5627 | 3.9029 | 46.9349 | 0 | 9.142e-14 | 126.0694 | 1.1369e-13 | 6.426e-14% | 365.4699 | 176.9072 | 365.4699 | 176.9072
766.952 | 195.4147 | 4.0176 | 48.3576 | 0 | 0 | 129.1767 | 1.1369e-13 | 6.262e-14% | 376.9666 | 181.5519 | 376.9666 | 181.5519
766.984 | 199.4865 | 4.0743 | 49.2266 | 0 | 7.206e-13 | 130.7243 | 1.1369e-13 | 6.178e-14% | 383.5117 | 184.0252 | 383.5117 | 184.0252
767.016 | 201.9109 | 4.0973 | 49.7674 | 0 | 1.4654e-12 | 131.3753 | 1.1369e-13 | 6.137e-14% | 387.1509 | 185.24 | 387.1509 | 185.24
767.048 | 203.4249 | 4.1035 | 50.1236 | 0 | 1.702e-12 | 131.5809 | 1.1369e-13 | 6.119e-14% | 389.2329 | 185.8079 | 389.2329 | 185.8079
767.08 | 204.1612 | 4.0974 | 50.3174 | 0 | 0.00015384 | 131.4649 | 1.1369e-13 | 6.116e-14% | 390.0411 | 185.8798 | 390.0411 | 185.8798
767.112 | 203.6995 | 4.0725 | 50.26 | 0 | 0.0014588 | 130.8441 | 1.1369e-13 | 6.139e-14% | 388.8776 | 185.1781 | 388.8776 | 185.1781
767.144 | 201.1559 | 4.0123 | 49.7704 | 0 | 0.010912 | 129.2655 | 1.1369e-13 | 6.21e-14% | 384.215 | 183.0592 | 384.215 | 183.0592
767.176 | 195.6296 | 3.8992 | 48.6658 | 0 | 0.064589 | 126.2394 | 1.1369e-13 | 6.356e-14% | 374.4986 | 178.869 | 374.4986 | 178.869
767.208 | 187.2173 | 3.7339 | 46.9679 | 0 | 0.30177 | 121.7839 | 1.1369e-13 | 6.58e-14% | 360.0048 | 172.7875 | 360.0048 | 172.7875
767.24 | 177.7472 | 3.5504 | 45.053 | 0 | 1.1158 | 116.8309 | 1.1369e-13 | 6.826e-14% | 344.2974 | 166.5502 | 344.2974 | 166.5502
767.272 | 169.9442 | 3.3999 | 43.4823 | 0 | 3.2746 | 112.7964 | 1.1369e-13 | 6.977e-14% | 332.8975 | 162.9533 | 332.8975 | 162.9533
767.304 | 165.6047 | 3.3165 | 42.6252 | 0 | 7.6687 | 110.6126 | 1.1369e-13 | 6.923e-14% | 329.8277 | 164.223 | 329.8277 | 164.223
767.336 | 165.0912 | 3.3064 | 42.5509 | 0 | 14.4789 | 110.4468 | 1.1369e-13 | 6.657e-14% | 335.8742 | 170.783 | 335.8742 | 170.783
767.368 | 168.3978 | 3.3693 | 43.2451 | 0 | 22.4391 | 112.2615 | 1.1369e-13 | 6.27e-14% | 349.7128 | 181.315 | 349.7128 | 181.315
767.4 | 175.3957 | 3.5024 | 44.6692 | 0 | 29.338 | 115.9612 | 1.1369e-13 | 5.876e-14% | 368.8664 | 193.4707 | 368.8664 | 193.4707
767.432 | 184.768 | 3.6807 | 46.5537 | 0 | 33.4189 | 120.8531 | 1.1369e-13 | 5.559e-14% | 389.2743 | 204.5063 | 389.2743 | 204.5063
767.464 | 193.9595 | 3.8553 | 48.3898 | 0 | 33.907 | 125.6216 | 1.1369e-13 | 5.368e-14% | 405.7331 | 211.7736 | 405.7331 | 211.7736
767.496 | 200.8051 | 3.9851 | 49.751 | 0 | 30.5441 | 129.1653 | 1.1369e-13 | 5.326e-14% | 414.2506 | 213.4455 | 414.2506 | 213.4455
767.528 | 204.7774 | 4.0602 | 50.5378 | 0 | 23.7998 | 131.2305 | 1.1369e-13 | 5.423e-14% | 414.4059 | 209.6284 | 414.4059 | 209.6284
767.56 | 206.6216 | 4.0951 | 50.9011 | 0 | 15.5347 | 132.2141 | 1.1369e-13 | 5.607e-14% | 409.3667 | 202.745 | 409.3667 | 202.745
767.592 | 207.3141 | 4.1085 | 51.0352 | 0 | 8.2817 | 132.6243 | 1.1369e-13 | 5.799e-14% | 403.3639 | 196.0498 | 403.3639 | 196.0498
767.624 | 207.4763 | 4.1124 | 51.0632 | 0 | 3.549 | 132.7807 | 1.1369e-13 | 5.936e-14% | 398.9817 | 191.5054 | 398.9817 | 191.5054
767.656 | 207.329 | 4.1109 | 51.029 | 0 | 1.2117 | 132.7952 | 1.1369e-13 | 6.011e-14% | 396.4758 | 189.1468 | 396.4758 | 189.1468
767.688 | 206.7693 | 4.102 | 50.913 | 0 | 0.32803 | 132.6136 | 1.1369e-13 | 6.049e-14% | 394.726 | 187.9567 | 394.726 | 187.9567
767.72 | 205.3575 | 4.0773 | 50.6296 | 0 | 0.070254 | 132.0126 | 1.1369e-13 | 6.086e-14% | 392.1472 | 186.7897 | 392.1472 | 186.7897
767.752 | 202.385 | 4.0233 | 50.04 | 0 | 0.011876 | 130.6331 | 1.1369e-13 | 6.155e-14% | 387.0933 | 184.7083 | 387.0933 | 184.7083
767.784 | 197.3383 | 3.9305 | 49.0423 | 0 | 0.0015878 | 128.2139 | 1.1369e-13 | 6.275e-14% | 378.5265 | 181.1882 | 378.5265 | 181.1882
767.816 | 190.6475 | 3.807 | 47.7174 | 0 | 0.00016756 | 124.9694 | 1.1369e-13 | 6.441e-14% | 367.1415 | 176.4939 | 367.1415 | 176.4939
767.848 | 183.8707 | 3.6826 | 46.3665 | 0 | 8.7118e-13 | 121.6837 | 1.1369e-13 | 6.62e-14% | 355.6035 | 171.7328 | 355.6035 | 171.7328
767.88 | 178.7404 | 3.5901 | 45.3269 | 0 | 8.7118e-13 | 119.2301 | 1.1369e-13 | 6.761e-14% | 346.8876 | 168.1472 | 346.8876 | 168.1472
767.912 | 176.0925 | 3.5453 | 44.7657 | 0 | 0 | 118.0349 | 1.1369e-13 | 6.834e-14% | 342.4383 | 166.3459 | 342.4383 | 166.3459
767.944 | 176.0585 | 3.5507 | 44.7176 | 0 | 1.0056e-12 | 118.1853 | 1.1369e-13 | 6.83e-14% | 342.5122 | 166.4537 | 342.5122 | 166.4537
767.976 | 178.7997 | 3.6098 | 45.2251 | 0 | 4.087e-13 | 119.7943 | 1.1369e-13 | 6.742e-14% | 347.4288 | 168.6291 | 347.4288 | 168.6291
768.008 | 184.1408 | 3.719 | 46.2587 | 0 | 4.8937e-13 | 122.7833 | 1.1369e-13 | 6.581e-14% | 356.9017 | 172.761 | 356.9017 | 172.761
768.04 | 190.7467 | 3.8523 | 47.5528 | 0 | 0.00053499 | 126.4422 | 1.1369e-13 | 6.392e-14% | 368.5946 | 177.8478 | 368.5946 | 177.8478
768.072 | 196.6234 | 3.9707 | 48.7081 | 0 | 0.0050697 | 129.7034 | 1.1369e-13 | 6.233e-14% | 379.0107 | 182.3873 | 379.0107 | 182.3873
768.104 | 200.5282 | 4.0498 | 49.4751 | 0 | 0.038357 | 131.8996 | 1.1369e-13 | 6.13e-14% | 385.991 | 185.4628 | 385.991 | 185.4628
768.136 | 202.5111 | 4.0904 | 49.8627 | 0 | 0.22798 | 133.055 | 1.1369e-13 | 6.072e-14% | 389.7471 | 187.236 | 389.7471 | 187.236
768.168 | 203.2907 | 4.107 | 50.0126 | 0 | 1.0738 | 133.5557 | 1.1369e-13 | 6.023e-14% | 392.0398 | 188.7491 | 392.0398 | 188.7491
768.2 | 203.5143 | 4.1124 | 50.0528 | 0 | 4.0173 | 133.7546 | 1.1369e-13 | 5.923e-14% | 395.4514 | 191.9371 | 395.4514 | 191.9371
768.232 | 203.5199 | 4.1135 | 50.0495 | 0 | 11.9809 | 133.8397 | 1.1369e-13 | 5.685e-14% | 403.5034 | 199.9835 | 403.5034 | 199.9835
768.264 | 203.4197 | 4.1127 | 50.0249 | 0 | 28.6285 | 133.8728 | 1.1369e-13 | 5.248e-14% | 420.0587 | 216.639 | 420.0587 | 216.639
768.296 | 203.1803 | 4.1091 | 49.9731 | 0 | 55.2019 | 133.8311 | 1.1369e-13 | 4.676e-14% | 446.2954 | 243.1151 | 446.2954 | 243.1151
768.328 | 202.5891 | 4.0981 | 49.8537 | 0 | 86.6685 | 133.5909 | 1.1369e-13 | 4.146e-14% | 476.8003 | 274.2113 | 476.8003 | 274.2113
768.36 | 201.2032 | 4.0707 | 49.5812 | 0 | 111.9211 | 132.9071 | 1.1369e-13 | 3.809e-14% | 499.6833 | 298.4801 | 499.6833 | 298.4801
768.392 | 198.5197 | 4.0167 | 49.0579 | 0 | 120.0509 | 131.5084 | 1.1369e-13 | 3.732e-14% | 503.1536 | 304.6339 | 503.1536 | 304.6339
768.424 | 194.4854 | 3.9353 | 48.2732 | 0 | 108.0373 | 129.3679 | 1.1369e-13 | 3.925e-14% | 484.0992 | 289.6138 | 484.0992 | 289.6138
768.456 | 189.9158 | 3.8425 | 47.3866 | 0 | 83.4594 | 126.9212 | 1.1369e-13 | 4.346e-14% | 451.5255 | 261.6097 | 451.5255 | 261.6097
768.488 | 186.143 | 3.7647 | 46.6581 | 0 | 60.5142 | 124.8767 | 1.1369e-13 | 4.821e-14% | 421.9566 | 235.8137 | 421.9566 | 235.8137
768.52 | 184.134 | 3.7208 | 46.2767 | 0 | 52.1499 | 123.7496 | 1.1369e-13 | 5.033e-14% | 410.0311 | 225.897 | 410.0311 | 225.897
768.552 | 184.1936 | 3.7171 | 46.3012 | 0 | 62.6016 | 123.7042 | 1.1369e-13 | 4.811e-14% | 420.5176 | 236.324 | 420.5176 | 236.324
768.584 | 186.3528 | 3.7541 | 46.7362 | 0 | 84.642 | 124.7611 | 1.1369e-13 | 4.374e-14% | 446.2462 | 259.8934 | 446.2462 | 259.8934
768.616 | 190.365 | 3.8276 | 47.5316 | 0 | 104.5917 | 126.7998 | 1.1369e-13 | 4.021e-14% | 473.1156 | 282.7507 | 473.1156 | 282.7507
768.648 | 195.2754 | 3.9195 | 48.499 | 0 | 112.8348 | 129.3333 | 1.1369e-13 | 3.859e-14% | 489.8621 | 294.5867 | 489.8621 | 294.5867
768.68 | 199.6757 | 4.003 | 49.3622 | 0 | 110.5803 | 131.6363 | 1.1369e-13 | 3.846e-14% | 495.2575 | 295.5818 | 495.2575 | 295.5818
768.712 | 202.6271 | 4.0599 | 49.938 | 0 | 106.2009 | 133.2209 | 1.1369e-13 | 3.875e-14% | 496.0467 | 293.4196 | 496.0467 | 293.4196
768.744 | 204.1085 | 4.0894 | 50.2233 | 0 | 106.9281 | 134.0694 | 1.1369e-13 | 3.85e-14% | 499.4186 | 295.3102 | 499.4186 | 295.3102
768.776 | 204.6344 | 4.1012 | 50.3199 | 0 | 115.1996 | 134.4394 | 1.1369e-13 | 3.739e-14% | 508.6945 | 304.0601 | 508.6945 | 304.0601
768.808 | 204.7091 | 4.1046 | 50.3274 | 0 | 128.9498 | 134.5845 | 1.1369e-13 | 3.575e-14% | 522.6754 | 317.9664 | 522.6754 | 317.9664
768.84 | 204.6125 | 4.1048 | 50.3008 | 0 | 141.7712 | 134.6468 | 1.1369e-13 | 3.436e-14% | 535.4362 | 330.8237 | 535.4362 | 330.8237
768.872 | 204.4494 | 4.1042 | 50.2604 | 0 | 146.4105 | 134.683 | 1.1369e-13 | 3.389e-14% | 539.9074 | 335.458 | 539.9074 | 335.458
768.904 | 204.2335 | 4.103 | 50.2083 | 0 | 142.3871 | 134.7062 | 1.1369e-13 | 3.43e-14% | 535.6381 | 331.4046 | 535.6381 | 331.4046
768.936 | 203.9081 | 4.1004 | 50.133 | 0 | 136.7007 | 134.6915 | 1.1369e-13 | 3.491e-14% | 529.5337 | 325.6256 | 529.5337 | 325.6256
768.968 | 203.3146 | 4.0933 | 50.0039 | 0 | 133.2144 | 134.5561 | 1.1369e-13 | 3.532e-14% | 525.1824 | 321.8677 | 525.1824 | 321.8677
769 | 202.1728 | 4.076 | 49.7673 | 0 | 126.1525 | 134.1477 | 1.1369e-13 | 3.619e-14% | 516.3164 | 314.1436 | 516.3164 | 314.1436
769.032 | 200.1802 | 4.0424 | 49.3656 | 0 | 109.015 | 133.2999 | 1.1369e-13 | 3.844e-14% | 495.9032 | 295.723 | 495.9032 | 295.723
769.064 | 197.3044 | 3.9916 | 48.7935 | 0 | 85.6151 | 131.9878 | 1.1369e-13 | 4.205e-14% | 467.6923 | 270.388 | 467.6923 | 270.388
769.096 | 194.0476 | 3.9329 | 48.1486 | 0 | 66.9444 | 130.4674 | 1.1369e-13 | 4.557e-14% | 443.5409 | 249.4934 | 443.5409 | 249.4934
769.128 | 191.2673 | 3.8829 | 47.5974 | 0 | 59.3633 | 129.18 | 1.1369e-13 | 4.736e-14% | 431.291 | 240.0237 | 431.291 | 240.0237
769.16 | 189.6386 | 3.8544 | 47.2713 | 0 | 59.659 | 128.4693 | 1.1369e-13 | 4.752e-14% | 428.8927 | 239.2541 | 428.8927 | 239.2541
769.192 | 189.4153 | 3.8519 | 47.2207 | 0 | 60.9323 | 128.4578 | 1.1369e-13 | 4.728e-14% | 429.8779 | 240.4626 | 429.8779 | 240.4626
769.224 | 190.6188 | 3.8756 | 47.4502 | 0 | 61.6116 | 129.15 | 1.1369e-13 | 4.696e-14% | 432.7062 | 242.0874 | 432.7062 | 242.0874
769.256 | 193.0517 | 3.9217 | 47.9218 | 0 | 69.5517 | 130.4432 | 1.1369e-13 | 4.514e-14% | 444.8901 | 251.8384 | 444.8901 | 251.8384
769.288 | 196.0919 | 3.9784 | 48.5142 | 0 | 98.7483 | 132.0214 | 1.1369e-13 | 4.013e-14% | 479.3542 | 283.2623 | 479.3542 | 283.2623
769.32 | 198.8779 | 4.0296 | 49.0594 | 0 | 159.7972 | 133.4493 | 1.1369e-13 | 3.283e-14% | 545.2133 | 346.3354 | 545.2133 | 346.3354
769.352 | 200.848 | 4.0648 | 49.4474 | 0 | 246.3344 | 134.4487 | 1.7053e-13 | 3.927e-14% | 635.1434 | 434.2954 | 635.1434 | 434.2954
769.384 | 201.9734 | 4.0838 | 49.6717 | 0 | 326.874 | 135.0131 | 1.7053e-13 | 3.307e-14% | 717.616 | 515.6426 | 717.616 | 515.6426
769.416 | 202.5276 | 4.0919 | 49.7849 | 0 | 358.7155 | 135.2831 | 0 | 0% | 750.4029 | 547.8753 | 750.4029 | 547.8753
769.448 | 202.7961 | 4.0941 | 49.843 | 0 | 321.831 | 135.3976 | 1.7053e-13 | 3.336e-14% | 713.9618 | 511.1657 | 713.9618 | 511.1657
769.48 | 202.9709 | 4.0938 | 49.8845 | 0 | 238.0335 | 135.4449 | 1.7053e-13 | 3.989e-14% | 630.4277 | 427.4568 | 630.4277 | 427.4568
769.512 | 203.159 | 4.0929 | 49.931 | 0 | 150.8383 | 135.474 | 1.7053e-13 | 5.011e-14% | 543.4952 | 340.3362 | 543.4952 | 340.3362
769.544 | 203.4048 | 4.0921 | 49.9912 | 0 | 90.0346 | 135.5083 | 1.7053e-13 | 6.099e-14% | 483.031 | 279.6262 | 483.031 | 279.6262
769.576 | 203.6998 | 4.0917 | 50.0629 | 0 | 58.7771 | 135.5514 | 1.1369e-13 | 4.575e-14% | 452.1828 | 248.4831 | 452.1828 | 248.4831
769.608 | 203.9766 | 4.0908 | 50.1314 | 0 | 45.851 | 135.5828 | 1.7053e-13 | 7.236e-14% | 439.6327 | 235.6561 | 439.6327 | 235.6561
769.64 | 204.0932 | 4.0875 | 50.1673 | 0 | 40.6187 | 135.5485 | 1.7053e-13 | 7.401e-14% | 434.5151 | 230.422 | 434.5151 | 230.422
769.672 | 203.8347 | 4.0785 | 50.127 | 0 | 38.1262 | 135.3596 | 1.7053e-13 | 7.49e-14% | 431.526 | 227.6912 | 431.526 | 227.6912
769.704 | 202.9874 | 4.0603 | 49.9674 | 0 | 37.8054 | 134.9255 | 1.7053e-13 | 7.52e-14% | 429.746 | 226.7586 | 429.746 | 226.7586
769.736 | 201.5123 | 4.0327 | 49.68 | 0 | 40.6641 | 134.2384 | 1.7053e-13 | 7.459e-14% | 430.1276 | 228.6152 | 430.1276 | 228.6152
769.768 | 199.6899 | 4.0011 | 49.3183 | 0 | 46.3722 | 133.4443 | 1.7053e-13 | 7.315e-14% | 432.8259 | 233.136 | 432.8259 | 233.136
769.8 | 198.0018 | 3.9746 | 48.9756 | 0 | 52.2872 | 132.7839 | 1.1369e-13 | 4.776e-14% | 436.0232 | 238.0214 | 436.0232 | 238.0214
769.832 | 196.8233 | 3.9597 | 48.7252 | 0 | 55.3919 | 132.4369 | 1.7053e-13 | 7.09e-14% | 437.337 | 240.5137 | 437.337 | 240.5137
769.864 | 196.3101 | 3.9588 | 48.5989 | 0 | 54.2256 | 132.4663 | 1.7053e-13 | 7.128e-14% | 435.5596 | 239.2495 | 435.5596 | 239.2495
769.896 | 196.5229 | 3.9722 | 48.6111 | 0 | 49.1334 | 132.8823 | 1.1369e-13 | 4.846e-14% | 431.1219 | 234.599 | 431.1219 | 234.599
769.928 | 197.413 | 3.9981 | 48.7554 | 0 | 43.1804 | 133.634 | 1.7053e-13 | 7.428e-14% | 426.9809 | 229.5679 | 426.9809 | 229.5679
769.96 | 198.6766 | 4.0296 | 48.9766 | 0 | 44.1636 | 134.5346 | 1.7053e-13 | 7.36e-14% | 430.381 | 231.7044 | 430.381 | 231.7044
769.992 | 199.8611 | 4.057 | 49.1895 | 0 | 64.4112 | 135.327 | 1.7053e-13 | 6.741e-14% | 452.8458 | 252.9847 | 452.8458 | 252.9847
770.024 | 200.6828 | 4.0747 | 49.3401 | 0 | 116.1261 | 135.8594 | 1.7053e-13 | 5.584e-14% | 506.0831 | 305.4003 | 506.0831 | 305.4003
770.056 | 201.1461 | 4.0834 | 49.4277 | 0 | 202.3914 | 136.1501 | 1.1369e-13 | 2.9e-14% | 593.1987 | 392.0526 | 593.1987 | 392.0526
770.088 | 201.3882 | 4.0868 | 49.4758 | 0 | 307.5293 | 136.2978 | 1.7053e-13 | 3.429e-14% | 698.7778 | 497.3897 | 698.7778 | 497.3897
770.12 | 201.5193 | 4.0879 | 49.5029 | 0 | 397.3803 | 136.3845 | 2.2737e-13 | 3.871e-14% | 788.875 | 587.3557 | 788.875 | 587.3557
770.152 | 201.5984 | 4.0884 | 49.5192 | 0 | 436.8556 | 136.4525 | 2.2737e-13 | 3.627e-14% | 828.514 | 626.9156 | 828.514 | 626.9156
770.184 | 201.6656 | 4.0887 | 49.533 | 0 | 412.3602 | 136.5173 | 1.7053e-13 | 2.83e-14% | 804.1648 | 602.4992 | 804.1648 | 602.4992
770.216 | 201.7542 | 4.0888 | 49.5525 | 0 | 337.9733 | 136.5777 | 2.2737e-13 | 4.305e-14% | 729.9465 | 528.1923 | 729.9465 | 528.1923
770.248 | 201.8913 | 4.0885 | 49.5851 | 0 | 242.9891 | 136.6244 | 1.7053e-13 | 3.936e-14% | 635.1783 | 433.287 | 635.1783 | 433.287
770.28 | 202.1003 | 4.0875 | 49.6369 | 0 | 155.2642 | 136.6538 | 1.7053e-13 | 4.934e-14% | 547.7426 | 345.6423 | 547.7426 | 345.6423
770.312 | 202.3846 | 4.0858 | 49.7088 | 0 | 90.8703 | 136.6658 | 1.7053e-13 | 6.062e-14% | 483.7153 | 281.3307 | 483.7153 | 281.3307
770.344 | 202.6935 | 4.0829 | 49.7901 | 0 | 52.4296 | 136.6433 | 1.7053e-13 | 7.019e-14% | 445.6394 | 242.9459 | 445.6394 | 242.9459
770.376 | 202.9259 | 4.0772 | 49.86 | 0 | 34.1298 | 136.5463 | 1.7053e-13 | 7.592e-14% | 427.5392 | 224.6133 | 427.5392 | 224.6133
770.408 | 203.0093 | 4.0677 | 49.9032 | 0 | 27.8321 | 136.348 | 1.7053e-13 | 7.817e-14% | 421.1603 | 218.151 | 421.1603 | 218.151
770.44 | 202.9897 | 4.0558 | 49.9276 | 0 | 26.4694 | 136.0833 | 1.7053e-13 | 7.875e-14% | 419.5257 | 216.536 | 419.5257 | 216.536
770.472 | 203.0091 | 4.0446 | 49.9598 | 0 | 25.6542 | 135.8406 | 1.7053e-13 | 7.913e-14% | 418.5084 | 215.4992 | 418.5084 | 215.4992
770.504 | 203.1671 | 4.037 | 50.0173 | 0 | 24.3865 | 135.6912 | 1.7053e-13 | 7.964e-14% | 417.2991 | 214.132 | 417.2991 | 214.132
770.536 | 203.4436 | 4.0333 | 50.0941 | 0 | 23.8437 | 135.6457 | 1.7053e-13 | 7.983e-14% | 417.0603 | 213.6167 | 417.0603 | 213.6167
770.568 | 203.7991 | 4.0332 | 50.1807 | 0 | 24.6511 | 135.6989 | 1.7053e-13 | 7.948e-14% | 418.3629 | 214.5638 | 418.3629 | 214.5638
770.6 | 204.2792 | 4.0378 | 50.285 | 0 | 25.2859 | 135.8789 | 1.7053e-13 | 7.914e-14% | 419.7668 | 215.4876 | 419.7668 | 215.4876
770.632 | 204.9298 | 4.0477 | 50.4165 | 0 | 23.3656 | 136.2022 | 1.7053e-13 | 7.968e-14% | 418.9619 | 214.032 | 418.9619 | 214.032
770.664 | 205.6574 | 4.0606 | 50.5586 | 0 | 18.2222 | 136.606 | 1.7053e-13 | 8.142e-14% | 415.1047 | 209.4473 | 415.1047 | 209.4473
770.696 | 206.2693 | 4.0723 | 50.6754 | 0 | 11.6172 | 136.9774 | 1.7053e-13 | 8.386e-14% | 409.6115 | 203.3422 | 409.6115 | 203.3422
770.728 | 206.6351 | 4.08 | 50.7422 | 0 | 5.9694 | 137.2436 | 1.7053e-13 | 8.611e-14% | 404.6703 | 198.0352 | 404.6703 | 198.0352
770.76 | 206.7495 | 4.084 | 50.7577 | 0 | 2.4562 | 137.4062 | 1.7053e-13 | 8.758e-14% | 401.4536 | 194.704 | 401.4536 | 194.704
770.792 | 206.669 | 4.0855 | 50.7318 | 0 | 0.80648 | 137.5042 | 1.7053e-13 | 8.83e-14% | 399.7969 | 193.128 | 399.7969 | 193.128
770.824 | 206.4413 | 4.0859 | 50.6728 | 0 | 0.21087 | 137.5717 | 1.7053e-13 | 8.857e-14% | 398.9826 | 192.5413 | 398.9826 | 192.5413
770.856 | 206.0934 | 4.0858 | 50.5856 | 0 | 0.043832 | 137.6263 | 1.7053e-13 | 8.866e-14% | 398.435 | 192.3416 | 398.435 | 192.3416
770.888 | 205.6461 | 4.0856 | 50.4744 | 0 | 0.0072358 | 137.6753 | 1.7053e-13 | 8.871e-14% | 397.8886 | 192.2426 | 397.8886 | 192.2426
770.92 | 205.1225 | 4.0852 | 50.3448 | 0 | 0.00094741 | 137.7218 | 1.7053e-13 | 8.875e-14% | 397.2751 | 192.1527 | 397.2751 | 192.1527
770.952 | 204.5475 | 4.0848 | 50.2026 | 0 | 9.2037e-05 | 137.767 | 1.7053e-13 | 8.879e-14% | 396.602 | 192.0544 | 396.602 | 192.0544
770.984 | 203.9472 | 4.0843 | 50.0544 | 0 | 8.4224e-05 | 137.8103 | 1.7053e-13 | 8.884e-14% | 395.8963 | 191.9491 | 395.8963 | 191.9491
771.016 | 203.3465 | 4.0836 | 49.9066 | 0 | 0.00079813 | 137.848 | 1.7053e-13 | 8.889e-14% | 395.1855 | 191.8389 | 395.1855 | 191.8389
771.048 | 202.7616 | 4.0823 | 49.764 | 0 | 0.0059691 | 137.8702 | 1.7053e-13 | 8.895e-14% | 394.484 | 191.7225 | 394.484 | 191.7225
771.08 | 202.1905 | 4.0799 | 49.6277 | 0 | 0.035232 | 137.8603 | 1.7053e-13 | 8.9e-14% | 393.7936 | 191.6031 | 393.7936 | 191.6031
771.112 | 201.6194 | 4.0757 | 49.4956 | 0 | 0.17784 | 137.8032 | 1.7053e-13 | 8.903e-14% | 393.1717 | 191.5523 | 393.1717 | 191.5523
771.144 | 201.0482 | 4.0699 | 49.3673 | 0 | 0.75348 | 137.7032 | 1.7053e-13 | 8.887e-14% | 392.9421 | 191.8939 | 392.9421 | 191.8939
771.176 | 200.5098 | 4.0638 | 49.2481 | 0 | 2.9134 | 137.5936 | 1.7053e-13 | 8.798e-14% | 394.3286 | 193.8189 | 394.3286 | 193.8189
771.208 | 200.0476 | 4.059 | 49.1445 | 0 | 11.1718 | 137.5197 | 1.7053e-13 | 8.446e-14% | 401.9426 | 201.895 | 401.9426 | 201.895
771.24 | 199.6782 | 4.0565 | 49.0581 | 0 | 42.3815 | 137.5091 | 1.7053e-13 | 7.319e-14% | 432.6833 | 233.0052 | 432.6833 | 233.0052
771.272 | 199.3957 | 4.0565 | 48.987 | 0 | 147.7527 | 137.5657 | 1.7053e-13 | 5.04e-14% | 537.7576 | 338.3619 | 537.7576 | 338.3619
771.304 | 199.2052 | 4.0588 | 48.9327 | 0 | 440.6562 | 137.685 | 1.7053e-13 | 2.701e-14% | 830.5379 | 631.3326 | 830.5379 | 631.3326
771.336 | 199.1148 | 4.0629 | 48.8984 | 0 | 1080.6961 | 137.8527 | 1.7053e-13 | 1.341e-14% | 1470.6249 | 1271.5101 | 1470.6249 | 1271.5101
771.368 | 199.1024 | 4.0675 | 48.8819 | 0 | 2143.0828 | 138.0335 | 1.7053e-13 | 7.306e-15% | 2533.1681 | 2334.0657 | 2533.1681 | 2334.0657
771.4 | 199.1288 | 4.071 | 48.8775 | 0 | 3414.7701 | 138.1851 | 1.7053e-13 | 4.729e-15% | 3805.0324 | 3605.9037 | 3805.0324 | 3605.9037
771.432 | 199.1876 | 4.0727 | 48.8853 | 0 | 4362.2384 | 138.2887 | 0 | 0% | 4752.6727 | 4553.4851 | 4752.6727 | 4553.4851
771.464 | 199.3177 | 4.073 | 48.9142 | 0 | 4465.2302 | 138.3543 | 0 | 0% | 4855.8895 | 4656.5717 | 4855.8895 | 4656.5717
771.496 | 199.5672 | 4.0726 | 48.9742 | 0 | 3666.2754 | 138.4 | 1.7053e-13 | 4.42e-15% | 4057.2894 | 3857.7222 | 4057.2894 | 3857.7222
771.528 | 199.9619 | 4.0719 | 49.0707 | 0 | 2430.2967 | 138.4375 | 1.7053e-13 | 6.504e-15% | 2821.8388 | 2621.8768 | 2821.8388 | 2621.8768
771.56 | 200.503 | 4.0713 | 49.203 | 0 | 1343.7173 | 138.4768 | 1.7053e-13 | 1.111e-14% | 1735.9714 | 1535.4684 | 1735.9714 | 1535.4684
771.592 | 201.1664 | 4.0712 | 49.3642 | 0 | 724.097 | 138.5296 | 1.1369e-13 | 1.241e-14% | 1117.2283 | 916.0619 | 1117.2283 | 916.0619
771.624 | 201.8935 | 4.0717 | 49.5394 | 0 | 580.7987 | 138.6011 | 1.7053e-13 | 2.206e-14% | 974.9045 | 773.011 | 974.9045 | 773.011
771.656 | 202.5969 | 4.0726 | 49.7081 | 0 | 780.0804 | 138.6825 | 1.7053e-13 | 1.753e-14% | 1175.1406 | 972.5437 | 1175.1406 | 972.5437
771.688 | 203.1944 | 4.0732 | 49.8513 | 0 | 1154.3065 | 138.7565 | 1.7053e-13 | 1.266e-14% | 1550.1819 | 1346.9875 | 1550.1819 | 1346.9875
771.72 | 203.6422 | 4.0731 | 49.9596 | 0 | 1534.1626 | 138.809 | 0 | 0% | 1930.6465 | 1727.0043 | 1930.6465 | 1727.0043
771.752 | 203.9419 | 4.072 | 50.0338 | 0 | 1809.7174 | 138.8343 | 1.7053e-13 | 8.515e-15% | 2206.5993 | 2002.6574 | 2206.5993 | 2002.6574
771.784 | 204.1246 | 4.0699 | 50.0815 | 0 | 2019.9677 | 138.8343 | 0 | 0% | 2417.078 | 2212.9534 | 2417.078 | 2212.9534
771.816 | 204.2315 | 4.0671 | 50.1122 | 0 | 2344.9024 | 138.8163 | 1.7053e-13 | 6.719e-15% | 2742.1295 | 2537.898 | 2742.1295 | 2537.898
771.848 | 204.2975 | 4.0641 | 50.1338 | 0 | 2915.5729 | 138.789 | 1.7053e-13 | 5.486e-15% | 3312.8572 | 3108.5598 | 3312.8572 | 3108.5598
771.88 | 204.3475 | 4.061 | 50.1517 | 0 | 3589.0693 | 138.7603 | 1.7053e-13 | 4.509e-15% | 3986.3897 | 3782.0422 | 3986.3897 | 3782.0422
771.912 | 204.4102 | 4.0582 | 50.1718 | 0 | 3991.7741 | 138.7425 | 0 | 0% | 4389.1568 | 4184.7466 | 4389.1568 | 4184.7466
771.944 | 204.5231 | 4.0566 | 50.2015 | 0 | 3855.0881 | 138.7545 | 2.2737e-13 | 5.617e-15% | 4252.6238 | 4048.1007 | 4252.6238 | 4048.1007
771.976 | 204.7068 | 4.0566 | 50.2445 | 0 | 3243.7645 | 138.8102 | 1.7053e-13 | 4.962e-15% | 3641.5826 | 3436.8759 | 3641.5826 | 3436.8759
772.008 | 204.9374 | 4.058 | 50.2955 | 0 | 2423.0579 | 138.9064 | 0 | 0% | 2821.2552 | 2616.3178 | 2821.2552 | 2616.3178
772.04 | 205.1532 | 4.0603 | 50.3407 | 0 | 1618.7038 | 139.0261 | 1.7053e-13 | 9.41e-15% | 2017.2842 | 1812.131 | 2017.2842 | 1812.131
772.072 | 205.2816 | 4.0628 | 50.3644 | 0 | 951.8199 | 139.1496 | 1.7053e-13 | 1.489e-14% | 1350.6782 | 1145.3966 | 1350.6782 | 1145.3966
772.104 | 205.2599 | 4.0646 | 50.3526 | 0 | 479.8669 | 139.257 | 1.7053e-13 | 2.532e-14% | 878.801 | 673.5411 | 878.801 | 673.5411
772.136 | 205.053 | 4.0653 | 50.2983 | 0 | 206.7751 | 139.3312 | 1.7053e-13 | 4.258e-14% | 605.5229 | 400.4699 | 605.5229 | 400.4699
772.168 | 204.6722 | 4.0645 | 50.2046 | 0 | 84.2842 | 139.3672 | 1.7053e-13 | 6.136e-14% | 482.5927 | 277.9205 | 482.5927 | 277.9205
772.2 | 204.1757 | 4.0628 | 50.0847 | 0 | 44.8931 | 139.3772 | 1.7053e-13 | 7.153e-14% | 442.5935 | 238.4178 | 442.5935 | 238.4178
772.232 | 203.6395 | 4.0609 | 49.9555 | 0 | 37.536 | 139.3826 | 2.2737e-13 | 9.846e-14% | 434.5745 | 230.9351 | 434.5745 | 230.9351
772.264 | 203.1182 | 4.0594 | 49.8292 | 0 | 37.8466 | 139.398 | 1.7053e-13 | 7.378e-14% | 434.2515 | 231.1333 | 434.2515 | 231.1333
772.296 | 202.6354 | 4.0584 | 49.7115 | 0 | 39.2524 | 139.425 | 1.7053e-13 | 7.336e-14% | 435.0827 | 232.4473 | 435.0827 | 232.4473
772.328 | 202.2105 | 4.0577 | 49.6069 | 0 | 40.6046 | 139.4641 | 1.7053e-13 | 7.296e-14% | 435.9439 | 233.7333 | 435.9439 | 233.7333
772.36 | 201.8794 | 4.0578 | 49.5237 | 0 | 40.6256 | 139.5239 | 2.2737e-13 | 9.728e-14% | 435.6104 | 233.7309 | 435.6104 | 233.7309
772.392 | 201.6721 | 4.0589 | 49.4684 | 0 | 41.7836 | 139.6109 | 1.7053e-13 | 7.259e-14% | 436.5939 | 234.9218 | 436.5939 | 234.9218
772.424 | 201.5771 | 4.0607 | 49.4391 | 0 | 58.2052 | 139.7154 | 1.7053e-13 | 6.783e-14% | 452.9974 | 251.4204 | 452.9974 | 251.4204
772.456 | 201.5417 | 4.0623 | 49.4248 | 0 | 117.8484 | 139.816 | 1.7053e-13 | 5.481e-14% | 512.6932 | 311.1515 | 512.6932 | 311.1515
772.488 | 201.5028 | 4.0631 | 49.4113 | 0 | 248.1105 | 139.8968 | 1.7053e-13 | 3.863e-14% | 642.9846 | 441.4818 | 642.9846 | 441.4818
772.52 | 201.4118 | 4.0631 | 49.387 | 0 | 441.9207 | 139.9534 | 1.7053e-13 | 2.684e-14% | 836.736 | 635.3242 | 836.736 | 635.3242
772.552 | 201.2439 | 4.0622 | 49.3459 | 0 | 631.8696 | 139.9857 | 1.7053e-13 | 2.066e-14% | 1026.5073 | 825.2634 | 1026.5073 | 825.2634
772.584 | 201.0031 | 4.0604 | 49.2891 | 0 | 721.2905 | 139.993 | 0 | 0% | 1115.6362 | 914.6331 | 1115.6362 | 914.6331
772.616 | 200.7266 | 4.0578 | 49.2253 | 0 | 668.4229 | 139.9779 | 1.7053e-13 | 1.979e-14% | 1062.4105 | 861.6839 | 1062.4105 | 861.6839
772.648 | 200.4772 | 4.0549 | 49.1689 | 0 | 537.9865 | 139.9528 | 1.7053e-13 | 2.332e-14% | 931.6402 | 731.1631 | 931.6402 | 731.1631
772.68 | 200.3154 | 4.0522 | 49.1333 | 0 | 458.6589 | 139.9368 | 2.2737e-13 | 3.488e-14% | 852.0967 | 651.7812 | 852.0967 | 651.7812
772.712 | 200.2704 | 4.0504 | 49.1246 | 0 | 529.1623 | 139.9427 | 2.2737e-13 | 3.148e-14% | 922.5503 | 722.2799 | 922.5503 | 722.2799
772.744 | 200.3413 | 4.0495 | 49.1422 | 0 | 745.5444 | 139.9736 | 1.7053e-13 | 1.817e-14% | 1139.051 | 938.7097 | 1139.051 | 938.7097
772.776 | 200.5281 | 4.0495 | 49.1861 | 0 | 987.2604 | 140.0314 | 1.7053e-13 | 1.445e-14% | 1381.0554 | 1180.5273 | 1381.0554 | 1180.5273
772.808 | 200.8435 | 4.0506 | 49.259 | 0 | 1087.9964 | 140.1195 | 0 | 0% | 1482.269 | 1281.4255 | 1482.269 | 1281.4255
772.84 | 201.2876 | 4.0526 | 49.3616 | 0 | 965.2313 | 140.2321 | 1.7053e-13 | 1.472e-14% | 1360.1651 | 1158.8775 | 1360.1651 | 1158.8775
772.872 | 201.8227 | 4.0549 | 49.486 | 0 | 687.1871 | 140.3498 | 1.7053e-13 | 1.935e-14% | 1082.9004 | 881.0777 | 1082.9004 | 881.0777
772.904 | 202.3845 | 4.0565 | 49.6182 | 0 | 398.7195 | 140.4518 | 1.7053e-13 | 2.876e-14% | 795.2305 | 592.846 | 795.2305 | 592.846
772.936 | 202.9102 | 4.0572 | 49.7437 | 0 | 197.5739 | 140.529 | 1.7053e-13 | 4.351e-14% | 594.814 | 391.9038 | 594.814 | 391.9038
772.968 | 203.3551 | 4.0571 | 49.8511 | 0 | 92.6679 | 140.5835 | 2.2737e-13 | 7.918e-14% | 490.5147 | 287.1596 | 490.5147 | 287.1596
773 | 203.6959 | 4.0564 | 49.9346 | 0 | 47.7518 | 140.6188 | 1.7053e-13 | 7.036e-14% | 446.0574 | 242.3615 | 446.0574 | 242.3615
773.032 | 203.9336 | 4.0549 | 49.9944 | 0 | 30.4985 | 140.6359 | 1.7053e-13 | 7.573e-14% | 429.1173 | 225.1836 | 429.1173 | 225.1836
773.064 | 204.0989 | 4.053 | 50.0376 | 0 | 25.6887 | 140.6379 | 1.7053e-13 | 7.737e-14% | 424.516 | 220.4171 | 424.516 | 220.4171
773.096 | 204.2456 | 4.0508 | 50.0765 | 0 | 27.2112 | 140.6356 | 1.7053e-13 | 7.682e-14% | 426.2198 | 221.9741 | 426.2198 | 221.9741
773.128 | 204.4238 | 4.0491 | 50.1224 | 0 | 31.4714 | 140.6432 | 2.2737e-13 | 1.005e-13% | 430.7099 | 226.2861 | 430.7099 | 226.2861
773.16 | 204.6508 | 4.0479 | 50.1787 | 0 | 36.9561 | 140.6677 | 1.7053e-13 | 7.355e-14% | 436.5012 | 231.8504 | 436.5012 | 231.8504
773.192 | 204.9138 | 4.0473 | 50.2427 | 0 | 43.6764 | 140.7069 | 1.7053e-13 | 7.145e-14% | 443.5871 | 238.6733 | 443.5871 | 238.6733
773.224 | 205.2015 | 4.0471 | 50.3116 | 0 | 49.9515 | 140.7599 | 1.7053e-13 | 6.958e-14% | 450.2716 | 245.0701 | 450.2716 | 245.0701
773.256 | 205.5188 | 4.0476 | 50.3863 | 0 | 51.6252 | 140.8306 | 2.2737e-13 | 9.21e-14% | 452.4085 | 246.8897 | 452.4085 | 246.8897
773.288 | 205.8679 | 4.0487 | 50.4674 | 0 | 46.5127 | 140.9185 | 1.7053e-13 | 7.048e-14% | 447.8153 | 241.9474 | 447.8153 | 241.9474
773.32 | 206.2283 | 4.05 | 50.5509 | 0 | 38.0455 | 141.0119 | 1.7053e-13 | 7.298e-14% | 439.8865 | 233.6583 | 439.8865 | 233.6583
773.352 | 206.5634 | 4.051 | 50.6289 | 0 | 32.1719 | 141.0956 | 1.7053e-13 | 7.481e-14% | 434.5108 | 227.9474 | 434.5108 | 227.9474
773.384 | 206.8411 | 4.0513 | 50.6943 | 0 | 31.3815 | 141.162 | 1.7053e-13 | 7.503e-14% | 434.1302 | 227.2891 | 434.1302 | 227.2891
773.416 | 207.0445 | 4.0511 | 50.7428 | 0 | 33.7986 | 141.2126 | 2.2737e-13 | 9.894e-14% | 436.8496 | 229.805 | 436.8496 | 229.805
773.448 | 207.1709 | 4.0505 | 50.7733 | 0 | 38.4104 | 141.2515 | 1.7053e-13 | 7.273e-14% | 441.6565 | 234.4857 | 441.6565 | 234.4857
773.48 | 207.2254 | 4.0495 | 50.7871 | 0 | 50.0332 | 141.2802 | 1.7053e-13 | 6.928e-14% | 453.3754 | 246.1499 | 453.3754 | 246.1499
773.512 | 207.2173 | 4.048 | 50.7864 | 0 | 77.4264 | 141.2977 | 1.7053e-13 | 6.234e-14% | 480.7758 | 273.5585 | 480.7758 | 273.5585
773.544 | 207.1611 | 4.0463 | 50.7748 | 0 | 124.1846 | 141.3052 | 1.7053e-13 | 5.324e-14% | 527.472 | 320.3109 | 527.472 | 320.3109
773.576 | 207.0814 | 4.0445 | 50.7576 | 0 | 181.0816 | 141.3111 | 2.2737e-13 | 6.028e-14% | 584.2763 | 377.1949 | 584.2763 | 377.1949
773.608 | 207.0062 | 4.043 | 50.7407 | 0 | 230.974 | 141.3268 | 2.2737e-13 | 5.324e-14% | 634.0907 | 427.0845 | 634.0907 | 427.0845
773.64 | 206.9536 | 4.0421 | 50.7281 | 0 | 263.35 | 141.3581 | 2.2737e-13 | 4.949e-14% | 666.4319 | 459.4782 | 666.4319 | 459.4782
773.672 | 206.9308 | 4.0417 | 50.7214 | 0 | 281.1387 | 141.4045 | 2.2737e-13 | 4.764e-14% | 684.2371 | 477.3063 | 684.2371 | 477.3063
773.704 | 206.9444 | 4.0418 | 50.7225 | 0 | 292.8088 | 141.4656 | 2.2737e-13 | 4.649e-14% | 695.9831 | 489.0387 | 695.9831 | 489.0387
773.736 | 206.9997 | 4.0425 | 50.7326 | 0 | 301.1533 | 141.5418 | 2.2737e-13 | 4.571e-14% | 704.4699 | 497.4702 | 704.4699 | 497.4702
773.768 | 207.0883 | 4.0436 | 50.7499 | 0 | 298.5033 | 141.6282 | 2.2737e-13 | 4.594e-14% | 702.0133 | 494.925 | 702.0133 | 494.925
773.8 | 207.1873 | 4.0446 | 50.77 | 0 | 271.4221 | 141.7134 | 2.2737e-13 | 4.859e-14% | 675.1375 | 467.9501 | 675.1375 | 467.9501
773.832 | 207.2761 | 4.0452 | 50.7885 | 0 | 214.9799 | 141.7876 | 2.2737e-13 | 5.524e-14% | 618.8773 | 411.6012 | 618.8773 | 411.6012
773.864 | 207.3469 | 4.0453 | 50.8036 | 0 | 143.4488 | 141.8486 | 2.2737e-13 | 6.685e-14% | 547.4933 | 340.1464 | 547.4933 | 340.1464
773.896 | 207.4004 | 4.0451 | 50.8153 | 0 | 81.8692 | 141.8997 | 2.2737e-13 | 8.16e-14% | 486.0298 | 278.6294 | 486.0298 | 278.6294
773.928 | 207.4324 | 4.0447 | 50.8223 | 0 | 47.1984 | 141.9439 | 2.2737e-13 | 9.318e-14% | 451.4418 | 244.0094 | 451.4418 | 244.0094
773.96 | 207.4265 | 4.044 | 50.8206 | 0 | 39.8349 | 141.9815 | 2.2737e-13 | 9.607e-14% | 444.1075 | 236.681 | 444.1075 | 236.681
773.992 | 207.3575 | 4.043 | 50.8041 | 0 | 48.7734 | 142.0105 | 2.2737e-13 | 9.257e-14% | 452.9885 | 245.631 | 452.9885 | 245.631
774.024 | 207.2054 | 4.0417 | 50.768 | 0 | 60.1845 | 142.0309 | 2.2737e-13 | 8.846e-14% | 464.2304 | 257.025 | 464.2304 | 257.025
774.056 | 206.9708 | 4.0403 | 50.7119 | 0 | 64.0455 | 142.0479 | 2.2737e-13 | 8.717e-14% | 467.8164 | 260.8456 | 467.8164 | 260.8456
774.088 | 206.6766 | 4.039 | 50.6409 | 0 | 58.4492 | 142.0701 | 2.2737e-13 | 8.91e-14% | 461.8758 | 255.1992 | 461.8758 | 255.1992
774.12 | 206.3522 | 4.0381 | 50.5617 | 0 | 49.9359 | 142.1016 | 2.2737e-13 | 9.219e-14% | 452.9895 | 246.6374 | 452.9895 | 246.6374
774.152 | 206.0182 | 4.0375 | 50.4796 | 0 | 48.6289 | 142.1402 | 2.2737e-13 | 9.27e-14% | 451.3043 | 245.2862 | 451.3043 | 245.2862
774.184 | 205.6896 | 4.037 | 50.3984 | 0 | 60.6172 | 142.1839 | 2.2737e-13 | 8.839e-14% | 462.9261 | 257.2365 | 462.9261 | 257.2365
774.216 | 205.3819 | 4.0368 | 50.3217 | 0 | 82.6862 | 142.2364 | 2.2737e-13 | 8.141e-14% | 484.6631 | 279.2812 | 484.6631 | 279.2812
774.248 | 205.1042 | 4.0371 | 50.2513 | 0 | 103.6476 | 142.3012 | 2.2737e-13 | 7.573e-14% | 505.3414 | 300.2372 | 505.3414 | 300.2372
774.28 | 204.849 | 4.0377 | 50.1857 | 0 | 111.7447 | 142.3741 | 2.2737e-13 | 7.374e-14% | 513.1912 | 308.3422 | 513.1912 | 308.3422
774.312 | 204.5964 | 4.0382 | 50.1209 | 0 | 102.3333 | 142.4452 | 2.2737e-13 | 7.606e-14% | 503.534 | 298.9376 | 503.534 | 298.9376
774.344 | 204.3253 | 4.0384 | 50.0522 | 0 | 79.9503 | 142.5076 | 2.2737e-13 | 8.222e-14% | 480.8738 | 276.5486 | 480.8738 | 276.5486
774.376 | 204.0169 | 4.0382 | 49.9752 | 0 | 53.9873 | 142.5612 | 2.2737e-13 | 9.075e-14% | 454.5788 | 250.562 | 454.5788 | 250.562
774.408 | 203.6529 | 4.0379 | 49.8849 | 0 | 32.2467 | 142.6095 | 2.2737e-13 | 9.939e-14% | 432.432 | 228.7791 | 432.432 | 228.7791
774.44 | 203.2178 | 4.0375 | 49.7774 | 0 | 17.6654 | 142.655 | 2.2737e-13 | 1.062e-13% | 417.3532 | 214.1353 | 417.3532 | 214.1353
774.472 | 202.7032 | 4.037 | 49.6506 | 0 | 9.6486 | 142.6982 | 2.2737e-13 | 1.104e-13% | 408.7377 | 206.0345 | 408.7377 | 206.0345
774.504 | 202.1078 | 4.0364 | 49.5044 | 0 | 6.9396 | 142.7372 | 2.2737e-13 | 1.119e-13% | 405.3254 | 203.2176 | 405.3254 | 203.2176
774.536 | 201.4348 | 4.0355 | 49.3397 | 0 | 8.8843 | 142.77 | 2.2737e-13 | 1.109e-13% | 406.4643 | 205.0295 | 406.4643 | 205.0295
774.568 | 200.6917 | 4.0345 | 49.1582 | 0 | 14.9914 | 142.7968 | 2.2737e-13 | 1.078e-13% | 411.6726 | 210.9809 | 411.6726 | 210.9809
774.6 | 199.8953 | 4.0333 | 48.9639 | 0 | 24.5582 | 142.8214 | 2.2737e-13 | 1.032e-13% | 420.2721 | 220.3768 | 420.2721 | 220.3768
774.632 | 199.073 | 4.0323 | 48.7629 | 0 | 37.4525 | 142.8496 | 2.2737e-13 | 9.754e-14% | 432.1703 | 233.0973 | 432.1703 | 233.0973
774.664 | 198.2589 | 4.0315 | 48.5635 | 0 | 54.5306 | 142.8849 | 2.2737e-13 | 9.095e-14% | 448.2694 | 250.0105 | 448.2694 | 250.0105
774.696 | 197.4871 | 4.0311 | 48.3739 | 0 | 75.2918 | 142.9289 | 2.2737e-13 | 8.402e-14% | 468.1128 | 270.6257 | 468.1128 | 270.6257
774.728 | 196.7843 | 4.031 | 48.2008 | 0 | 94.8994 | 142.9825 | 2.2737e-13 | 7.837e-14% | 486.898 | 290.1136 | 486.898 | 290.1136
774.76 | 196.1608 | 4.0311 | 48.0469 | 0 | 106.156 | 143.0452 | 2.2737e-13 | 7.547e-14% | 497.44 | 301.2792 | 497.44 | 301.2792
774.792 | 195.6063 | 4.0315 | 47.9104 | 0 | 105.4764 | 143.1125 | 2.2737e-13 | 7.566e-14% | 496.137 | 300.5307 | 496.137 | 300.5307
774.824 | 195.1021 | 4.0318 | 47.7874 | 0 | 94.777 | 143.1774 | 2.2737e-13 | 7.847e-14% | 484.8757 | 289.7736 | 484.8757 | 289.7736
774.856 | 194.6406 | 4.0318 | 47.6763 | 0 | 77.6477 | 143.2356 | 2.2737e-13 | 8.341e-14% | 467.232 | 272.5914 | 467.232 | 272.5914
774.888 | 194.2368 | 4.0316 | 47.5804 | 0 | 57.185 | 143.2872 | 2.2737e-13 | 9.02e-14% | 446.321 | 252.0842 | 446.321 | 252.0842
774.92 | 193.9236 | 4.0313 | 47.5075 | 0 | 38.32 | 143.3345 | 2.2737e-13 | 9.75e-14% | 427.1169 | 233.1933 | 427.1169 | 233.1933
774.952 | 193.7354 | 4.0309 | 47.4656 | 0 | 30.8595 | 143.3799 | 2.2737e-13 | 1.007e-13% | 419.4713 | 225.7359 | 419.4713 | 225.7359
774.984 | 193.6871 | 4.0305 | 47.458 | 0 | 52.9803 | 143.4242 | 2.2737e-13 | 9.172e-14% | 441.5801 | 247.893 | 441.5801 | 247.893
775.016 | 193.764 | 4.03 | 47.4813 | 0 | 135.5509 | 143.467 | 2.2737e-13 | 6.879e-14% | 524.2933 | 330.5292 | 524.2933 | 330.5292
775.048 | 193.9324 | 4.0295 | 47.5273 | 0 | 317.6394 | 143.507 | 2.2737e-13 | 4.435e-14% | 706.6357 | 512.7032 | 706.6357 | 512.7032
775.08 | 194.1638 | 4.0289 | 47.5889 | 0 | 631.987 | 143.543 | 2.2737e-13 | 2.749e-14% | 1021.3116 | 827.1479 | 1021.3116 | 827.1479
775.112 | 194.4561 | 4.0281 | 47.6658 | 0 | 1118.4835 | 143.5754 | 2.2737e-13 | 1.731e-14% | 1508.2089 | 1313.7528 | 1508.2089 | 1313.7528
775.144 | 194.8368 | 4.0273 | 47.7645 | 0 | 1889.4487 | 143.6067 | 0 | 0% | 2279.684 | 2084.8472 | 2279.684 | 2084.8472
775.176 | 195.3425 | 4.0267 | 47.8936 | 0 | 3122.3253 | 143.6408 | 2.2737e-13 | 6.853e-15% | 3513.2289 | 3317.8863 | 3513.2289 | 3317.8863
775.208 | 195.9916 | 4.0261 | 48.0575 | 0 | 4798.9298 | 143.6796 | 2.2737e-13 | 4.552e-15% | 5190.6846 | 4994.693 | 5190.6846 | 4994.693
775.24 | 196.7689 | 4.0258 | 48.2526 | 0 | 6379.9896 | 143.7239 | 2.2737e-13 | 3.458e-15% | 6772.7607 | 6575.9919 | 6772.7607 | 6575.9919
775.272 | 197.6336 | 4.0257 | 48.4686 | 0 | 6985.7531 | 143.7742 | 0 | 0% | 7379.6553 | 7182.0216 | 7379.6553 | 7182.0216
775.304 | 198.5394 | 4.0258 | 48.6943 | 0 | 6156.4358 | 143.8303 | 2.2737e-13 | 3.579e-15% | 6551.5255 | 6352.9862 | 6551.5255 | 6352.9862
775.336 | 199.4502 | 4.026 | 48.9211 | 0 | 4340.4627 | 143.8892 | 2.2737e-13 | 5.011e-15% | 4736.7492 | 4537.299 | 4736.7492 | 4537.299
775.368 | 200.3461 | 4.0261 | 49.1444 | 0 | 2471.9162 | 143.9467 | 2.2737e-13 | 8.519e-15% | 2869.3795 | 2669.0334 | 2869.3795 | 2669.0334
775.4 | 201.2173 | 4.0261 | 49.362 | 0 | 1185.1028 | 143.9998 | 2.2737e-13 | 1.645e-14% | 1583.7079 | 1382.4906 | 1583.7079 | 1382.4906
775.432 | 202.0518 | 4.0259 | 49.5711 | 0 | 534.8639 | 144.0484 | 2.2737e-13 | 3.104e-14% | 934.5611 | 732.5093 | 934.5611 | 732.5093
775.464 | 202.8273 | 4.0256 | 49.7659 | 0 | 270.0107 | 144.0941 | 2.2737e-13 | 4.859e-14% | 670.7236 | 467.8963 | 670.7236 | 467.8963
775.496 | 203.5137 | 4.0253 | 49.9389 | 0 | 158.5313 | 144.1384 | 2.2737e-13 | 6.376e-14% | 560.1476 | 356.6339 | 560.1476 | 356.6339
775.528 | 204.0865 | 4.025 | 50.0842 | 0 | 92.9086 | 144.1823 | 2.2737e-13 | 7.808e-14% | 495.2865 | 291.2 | 495.2865 | 291.2
775.56 | 204.5389 | 4.0246 | 50.1999 | 0 | 47.5559 | 144.226 | 2.2737e-13 | 9.243e-14% | 450.5454 | 246.0065 | 450.5454 | 246.0065
775.592 | 204.8838 | 4.0242 | 50.2893 | 0 | 20.5898 | 144.2693 | 2.2737e-13 | 1.037e-13% | 424.0564 | 219.1727 | 424.0564 | 219.1727
775.624 | 205.1437 | 4.0238 | 50.3579 | 0 | 9.0532 | 144.3112 | 2.2737e-13 | 1.094e-13% | 412.8898 | 207.7461 | 412.8898 | 207.7461
775.656 | 205.3387 | 4.0233 | 50.4108 | 0 | 7.9591 | 144.351 | 2.2737e-13 | 1.1e-13% | 412.083 | 206.7442 | 412.083 | 206.7442
775.688 | 205.4786 | 4.0228 | 50.4503 | 0 | 14.6223 | 144.3887 | 2.2737e-13 | 1.065e-13% | 418.9627 | 213.4841 | 418.9627 | 213.4841
775.72 | 205.5632 | 4.0222 | 50.4762 | 0 | 31.6966 | 144.4258 | 2.2737e-13 | 9.859e-14% | 436.184 | 230.6208 | 436.184 | 230.6208
775.752 | 205.5889 | 4.0217 | 50.4876 | 0 | 68.9242 | 144.4643 | 2.2737e-13 | 8.487e-14% | 473.4868 | 267.8978 | 473.4868 | 267.8978
775.784 | 205.5562 | 4.0213 | 50.4844 | 0 | 139.6842 | 144.5058 | 2.2737e-13 | 6.713e-14% | 544.2519 | 338.6957 | 544.2519 | 338.6957
775.816 | 205.4736 | 4.021 | 50.4687 | 0 | 245.9017 | 144.5509 | 2.2737e-13 | 5.11e-14% | 650.4158 | 444.9422 | 650.4158 | 444.9422
775.848 | 205.3574 | 4.0208 | 50.4444 | 0 | 359.5711 | 144.5997 | 2.2737e-13 | 4.07e-14% | 763.9934 | 558.636 | 763.9934 | 558.636
775.88 | 205.2244 | 4.0207 | 50.4157 | 0 | 427.5693 | 144.6519 | 2.2737e-13 | 3.628e-14% | 831.8821 | 626.6577 | 831.8821 | 626.6577
775.912 | 205.0867 | 4.0207 | 50.3858 | 0 | 410.0085 | 144.7056 | 2.2737e-13 | 3.733e-14% | 814.2073 | 609.1206 | 814.2073 | 609.1206
775.944 | 204.9519 | 4.0207 | 50.3566 | 0 | 317.0642 | 144.7581 | 2.2737e-13 | 4.405e-14% | 721.1515 | 516.1996 | 721.1515 | 516.1996
775.976 | 204.8263 | 4.0206 | 50.3299 | 0 | 203.6966 | 144.808 | 2.2737e-13 | 5.644e-14% | 607.6814 | 402.8551 | 607.6814 | 402.8551
776.008 | 204.7164 | 4.0203 | 50.3073 | 0 | 137.3262 | 144.8555 | 2.2737e-13 | 6.757e-14% | 541.2257 | 336.5094 | 541.2257 | 336.5094
776.04 | 204.6269 | 4.0201 | 50.2898 | 0 | 189.0913 | 144.9015 | 2.2737e-13 | 5.856e-14% | 592.9296 | 388.3027 | 592.9296 | 388.3027
776.072 | 204.5583 | 4.0198 | 50.2774 | 0 | 453.2644 | 144.9469 | 2.2737e-13 | 3.485e-14% | 857.0668 | 652.5085 | 857.0668 | 652.5085
776.104 | 204.5065 | 4.0195 | 50.2693 | 0 | 1023.7221 | 144.9921 | 2.2737e-13 | 1.859e-14% | 1427.5094 | 1223.0029 | 1427.5094 | 1223.0029
776.136 | 204.4647 | 4.0192 | 50.2635 | 0 | 1869.3859 | 145.0371 | 2.2737e-13 | 1.099e-14% | 2273.1704 | 2068.7057 | 2273.1704 | 2068.7057
776.168 | 204.4256 | 4.0189 | 50.2585 | 0 | 2709.5048 | 145.0818 | 2.2737e-13 | 7.817e-15% | 3113.2895 | 2908.8639 | 3113.2895 | 2908.8639
776.2 | 204.3836 | 4.0185 | 50.2528 | 0 | 3113.1829 | 145.1258 | 0 | 0% | 3516.9636 | 3312.5801 | 3516.9636 | 3312.5801
776.232 | 204.3363 | 4.0182 | 50.2459 | 0 | 2838.2587 | 145.1687 | 4.5475e-13 | 1.497e-14% | 3242.0276 | 3037.6914 | 3242.0276 | 3037.6914
776.264 | 204.2851 | 4.0177 | 50.2381 | 0 | 2056.8785 | 145.2103 | 2.2737e-13 | 1.008e-14% | 2460.6298 | 2256.3446 | 2460.6298 | 2256.3446
776.296 | 204.2351 | 4.0173 | 50.2306 | 0 | 1188.9133 | 145.2513 | 2.2737e-13 | 1.638e-14% | 1592.6476 | 1388.4125 | 1592.6476 | 1388.4125
776.328 | 204.1928 | 4.0169 | 50.2251 | 0 | 552.7539 | 145.293 | 2.2737e-13 | 3.022e-14% | 956.4816 | 752.2888 | 956.4816 | 752.2888
776.36 | 204.1649 | 4.0165 | 50.2229 | 0 | 212.5913 | 145.3359 | 2.2737e-13 | 5.517e-14% | 616.3315 | 412.1666 | 616.3315 | 412.1666
776.392 | 204.1567 | 4.0162 | 50.2255 | 0 | 75.3132 | 145.3801 | 2.2737e-13 | 8.27e-14% | 479.0917 | 274.935 | 479.0917 | 274.935
776.424 | 204.1734 | 4.0159 | 50.2341 | 0 | 33.0784 | 145.4254 | 2.2737e-13 | 9.769e-14% | 436.9272 | 232.7538 | 436.9272 | 232.7538
776.456 | 204.219 | 4.0156 | 50.2498 | 0 | 22.2299 | 145.4721 | 2.2737e-13 | 1.024e-13% | 426.1864 | 221.9673 | 426.1864 | 221.9673
776.488 | 204.2932 | 4.0154 | 50.2724 | 0 | 17.6776 | 145.5203 | 2.2737e-13 | 1.045e-13% | 421.779 | 217.4858 | 421.779 | 217.4858
776.52 | 204.3892 | 4.0153 | 50.3002 | 0 | 13.9437 | 145.5694 | 2.2737e-13 | 1.063e-13% | 418.2179 | 213.8286 | 418.2179 | 213.8286
776.552 | 204.496 | 4.0151 | 50.3308 | 0 | 12.2651 | 145.618 | 2.2737e-13 | 1.071e-13% | 416.725 | 212.229 | 416.725 | 212.229
776.584 | 204.6024 | 4.0149 | 50.3614 | 0 | 13.7071 | 145.6653 | 2.2737e-13 | 1.064e-13% | 418.3511 | 213.7487 | 418.3511 | 213.7487
776.616 | 204.6999 | 4.0146 | 50.3899 | 0 | 16.6486 | 145.7114 | 2.2737e-13 | 1.049e-13% | 421.4644 | 216.7645 | 421.4644 | 216.7645
776.648 | 204.7824 | 4.0143 | 50.4147 | 0 | 17.9525 | 145.7568 | 2.2737e-13 | 1.042e-13% | 422.9208 | 218.1383 | 422.9208 | 218.1383
776.68 | 204.845 | 4.014 | 50.4347 | 0 | 15.7804 | 145.8018 | 2.2737e-13 | 1.053e-13% | 420.876 | 216.0309 | 420.876 | 216.0309
776.712 | 204.8835 | 4.0137 | 50.4487 | 0 | 11.0413 | 145.8468 | 2.2737e-13 | 1.076e-13% | 416.2341 | 211.3506 | 416.2341 | 211.3506
776.744 | 204.8952 | 4.0134 | 50.4562 | 0 | 6.1412 | 145.8917 | 2.2737e-13 | 1.101e-13% | 411.3978 | 206.5025 | 411.3978 | 206.5025
776.776 | 204.8809 | 4.0131 | 50.4573 | 0 | 2.8471 | 145.9365 | 2.8422e-13 | 1.398e-13% | 408.1348 | 203.2539 | 408.1348 | 203.2539
776.808 | 204.8435 | 4.0128 | 50.4527 | 0 | 1.5941 | 145.9811 | 2.8422e-13 | 1.407e-13% | 406.8843 | 202.0407 | 406.8843 | 202.0407
776.84 | 204.7866 | 4.0125 | 50.4433 | 0 | 2.2375 | 146.0253 | 2.8422e-13 | 1.402e-13% | 407.5052 | 202.7186 | 407.5052 | 202.7186
776.872 | 204.7102 | 4.0121 | 50.4292 | 0 | 4.7461 | 146.0688 | 2.8422e-13 | 1.385e-13% | 409.9665 | 205.2563 | 409.9665 | 205.2563
776.904 | 204.6093 | 4.0117 | 50.4091 | 0 | 9.1056 | 146.1118 | 2.8422e-13 | 1.356e-13% | 414.2475 | 209.6382 | 414.2475 | 209.6382
776.936 | 204.4736 | 4.0114 | 50.3804 | 0 | 15.2208 | 146.1546 | 2.8422e-13 | 1.317e-13% | 420.2406 | 215.7671 | 420.2406 | 215.7671
776.968 | 204.2912 | 4.011 | 50.3401 | 0 | 23.9553 | 146.1978 | 2.8422e-13 | 1.266e-13% | 428.7953 | 224.5041 | 428.7953 | 224.5041
777 | 204.0547 | 4.0106 | 50.2865 | 0 | 38.4923 | 146.2417 | 2.8422e-13 | 1.189e-13% | 443.0858 | 239.0311 | 443.0858 | 239.0311
777.032 | 203.7663 | 4.0103 | 50.22 | 0 | 62.71 | 146.2866 | 2.8422e-13 | 1.08e-13% | 466.9933 | 263.2269 | 466.9933 | 263.2269
777.064 | 203.4369 | 4.0101 | 50.1433 | 0 | 95.1047 | 146.3324 | 2.8422e-13 | 9.615e-14% | 499.0275 | 295.5905 | 499.0275 | 295.5905
777.096 | 203.078 | 4.0098 | 50.0592 | 0 | 123.999 | 146.3792 | 2.8422e-13 | 8.76e-14% | 527.5252 | 324.4472 | 527.5252 | 324.4472
777.128 | 202.6938 | 4.0096 | 49.9689 | 0 | 132.9868 | 146.4264 | 2.2737e-13 | 6.82e-14% | 536.0855 | 333.3917 | 536.0855 | 333.3917
777.16 | 202.2816 | 4.0094 | 49.8717 | 0 | 114.9827 | 146.4733 | 2.8422e-13 | 9.013e-14% | 517.6187 | 315.3371 | 517.6187 | 315.3371
777.192 | 201.8381 | 4.0091 | 49.7668 | 0 | 79.6944 | 146.5196 | 2.8422e-13 | 1.015e-13% | 481.8279 | 279.9898 | 481.8279 | 279.9898
777.224 | 201.3671 | 4.0088 | 49.6551 | 0 | 45.5032 | 146.5652 | 2.8422e-13 | 1.157e-13% | 447.0995 | 245.7324 | 447.0995 | 245.7324
777.256 | 200.8802 | 4.0085 | 49.5395 | 0 | 26.5578 | 146.6104 | 2.8422e-13 | 1.254e-13% | 427.5965 | 226.7163 | 427.5965 | 226.7163
777.288 | 200.3909 | 4.0082 | 49.4234 | 0 | 29.0524 | 146.6554 | 2.8422e-13 | 1.24e-13% | 429.5303 | 229.1394 | 429.5303 | 229.1394
777.32 | 199.9085 | 4.0079 | 49.3089 | 0 | 54.645 | 146.7004 | 2.8422e-13 | 1.116e-13% | 454.5707 | 254.6622 | 454.5707 | 254.6622
777.352 | 199.4355 | 4.0076 | 49.1967 | 0 | 101.6638 | 146.7453 | 2.8422e-13 | 9.423e-14% | 501.049 | 301.6135 | 501.049 | 301.6135
777.384 | 198.9717 | 4.0073 | 49.0868 | 0 | 166.5867 | 146.7903 | 2.8422e-13 | 7.756e-14% | 565.4428 | 366.4711 | 565.4428 | 366.4711
777.416 | 198.5205 | 4.007 | 48.98 | 0 | 255.5187 | 146.8351 | 2.2737e-13 | 4.993e-14% | 653.8614 | 455.3408 | 653.8614 | 455.3408
777.448 | 198.0938 | 4.0067 | 48.8793 | 0 | 394.9365 | 146.8799 | 2.8422e-13 | 4.779e-14% | 792.7961 | 594.7024 | 792.7961 | 594.7024
777.48 | 197.7113 | 4.0064 | 48.7895 | 0 | 609.1208 | 146.9245 | 2.8422e-13 | 3.514e-14% | 1006.5525 | 808.8412 | 1006.5525 | 808.8412
777.512 | 197.3975 | 4.006 | 48.7166 | 0 | 865.6301 | 146.9686 | 2.8422e-13 | 2.668e-14% | 1262.7189 | 1065.3214 | 1262.7189 | 1065.3214
777.544 | 197.1738 | 4.0057 | 48.6661 | 0 | 1057.4696 | 147.0124 | 4.5475e-13 | 3.617e-14% | 1454.3275 | 1257.1537 | 1454.3275 | 1257.1537
777.576 | 197.0516 | 4.0053 | 48.6406 | 0 | 1074.7681 | 147.0557 | 4.5475e-13 | 3.568e-14% | 1471.5213 | 1274.4697 | 1471.5213 | 1274.4697
777.608 | 197.0278 | 4.005 | 48.6393 | 0 | 902.9095 | 147.0991 | 2.2737e-13 | 2.062e-14% | 1299.6807 | 1102.6529 | 1299.6807 | 1102.6529
777.64 | 197.0871 | 4.0046 | 48.6586 | 0 | 634.2572 | 147.1427 | 2.2737e-13 | 2.726e-14% | 1031.1503 | 834.0632 | 1031.1503 | 834.0632
777.672 | 197.2098 | 4.0043 | 48.6935 | 0 | 385.6401 | 147.1866 | 2.8422e-13 | 4.854e-14% | 782.7343 | 585.5245 | 782.7343 | 585.5245
777.704 | 197.38 | 4.004 | 48.7401 | 0 | 218.9994 | 147.2307 | 2.8422e-13 | 6.784e-14% | 616.3541 | 418.9741 | 616.3541 | 418.9741
777.736 | 197.5874 | 4.0036 | 48.7958 | 0 | 130.5926 | 147.2749 | 2.8422e-13 | 8.595e-14% | 528.2544 | 330.667 | 528.2544 | 330.667
777.768 | 197.8242 | 4.0033 | 48.8588 | 0 | 86.8935 | 147.3194 | 2.2737e-13 | 7.92e-14% | 484.8992 | 287.0749 | 484.8992 | 287.0749
777.8 | 198.0795 | 4.003 | 48.9263 | 0 | 59.4036 | 147.3645 | 2.8422e-13 | 1.094e-13% | 457.7769 | 259.6974 | 457.7769 | 259.6974
777.832 | 198.3384 | 4.0027 | 48.9946 | 0 | 36.8051 | 147.4104 | 2.8422e-13 | 1.198e-13% | 435.5513 | 237.2129 | 435.5513 | 237.2129
777.864 | 198.5869 | 4.0025 | 49.0604 | 0 | 19.1409 | 147.4567 | 2.8422e-13 | 1.294e-13% | 418.2474 | 219.6604 | 418.2474 | 219.6604
777.896 | 198.8183 | 4.0022 | 49.1219 | 0 | 8.1073 | 147.503 | 2.8422e-13 | 1.362e-13% | 407.5526 | 208.7344 | 407.5526 | 208.7344
777.928 | 199.0343 | 4.0019 | 49.1797 | 0 | 2.9322 | 147.5488 | 2.8422e-13 | 1.396e-13% | 402.6971 | 203.6627 | 402.6971 | 203.6627
777.96 | 199.2409 | 4.0017 | 49.2352 | 0 | 1.654 | 147.5944 | 2.8422e-13 | 1.404e-13% | 401.7262 | 202.4853 | 401.7262 | 202.4853
777.992 | 199.4412 | 4.0014 | 49.2892 | 0 | 3.6928 | 147.6396 | 2.8422e-13 | 1.389e-13% | 404.0642 | 204.623 | 404.0642 | 204.623
778.024 | 199.6332 | 4.0011 | 49.3411 | 0 | 12.4419 | 147.6848 | 2.8422e-13 | 1.331e-13% | 413.1021 | 213.4689 | 413.1021 | 213.4689
778.056 | 199.8118 | 4.0008 | 49.3898 | 0 | 40.6477 | 147.7299 | 2.8422e-13 | 1.176e-13% | 441.58 | 241.7682 | 441.58 | 241.7682
778.088 | 199.973 | 4.0005 | 49.4341 | 0 | 120.9673 | 147.775 | 2.8422e-13 | 8.822e-14% | 522.1499 | 322.1769 | 522.1499 | 322.1769
778.12 | 200.1153 | 4.0002 | 49.4738 | 0 | 312.4293 | 147.8202 | 2.8422e-13 | 5.532e-14% | 713.8387 | 513.7234 | 713.8387 | 513.7234
778.152 | 200.2402 | 3.9999 | 49.5092 | 0 | 672.6616 | 147.8653 | 2.8422e-13 | 3.252e-14% | 1074.2761 | 874.0359 | 1074.2761 | 874.0359
778.184 | 200.3508 | 3.9996 | 49.541 | 0 | 1177.158 | 147.9104 | 3.4106e-13 | 2.474e-14% | 1578.9598 | 1378.609 | 1578.9598 | 1378.609
778.216 | 200.4502 | 3.9993 | 49.5701 | 0 | 1651.9689 | 147.9554 | 2.8422e-13 | 1.533e-14% | 2053.9439 | 1853.4937 | 2053.9439 | 1853.4937
778.248 | 200.5403 | 3.999 | 49.597 | 0 | 1847.3835 | 148.0004 | 0 | 0% | 2249.5202 | 2048.9798 | 2249.5202 | 2048.9798
778.28 | 200.6221 | 3.9987 | 49.6217 | 0 | 1643.6446 | 148.0453 | 2.8422e-13 | 1.54e-14% | 2045.9324 | 1845.3103 | 2045.9324 | 1845.3103
778.312 | 200.6957 | 3.9983 | 49.6445 | 0 | 1167.4527 | 148.09 | 2.8422e-13 | 2.076e-14% | 1569.8813 | 1369.1855 | 1569.8813 | 1369.1855
778.344 | 200.7622 | 3.998 | 49.6655 | 0 | 670.8265 | 148.1348 | 2.8422e-13 | 3.257e-14% | 1073.3871 | 872.6248 | 1073.3871 | 872.6248
778.376 | 200.8242 | 3.9977 | 49.6854 | 0 | 323.9016 | 148.1798 | 3.4106e-13 | 6.487e-14% | 726.5887 | 525.7645 | 726.5887 | 525.7645
778.408 | 200.8851 | 3.9974 | 49.7049 | 0 | 144.4386 | 148.2251 | 2.8422e-13 | 8.206e-14% | 547.2511 | 346.3661 | 547.2511 | 346.3661
778.44 | 200.9473 | 3.9972 | 49.7249 | 0 | 70.5996 | 148.2705 | 2.8422e-13 | 1.043e-13% | 473.5394 | 272.5921 | 473.5394 | 272.5921
778.472 | 201.0117 | 3.9969 | 49.7453 | 0 | 44.514 | 148.316 | 2.8422e-13 | 1.153e-13% | 447.5839 | 246.5722 | 447.5839 | 246.5722
778.504 | 201.077 | 3.9966 | 49.766 | 0 | 37.6896 | 148.3614 | 2.8422e-13 | 1.185e-13% | 440.8905 | 239.8135 | 440.8905 | 239.8135
778.536 | 201.1398 | 3.9963 | 49.786 | 0 | 39.4869 | 148.4066 | 2.8422e-13 | 1.176e-13% | 442.8157 | 241.6759 | 442.8157 | 241.6759
778.568 | 201.1941 | 3.996 | 49.804 | 0 | 44.3165 | 148.4518 | 2.8422e-13 | 1.153e-13% | 447.7624 | 246.5683 | 447.7624 | 246.5683
778.6 | 201.2295 | 3.9957 | 49.8173 | 0 | 49.662 | 148.4969 | 2.8422e-13 | 1.128e-13% | 453.2014 | 251.9719 | 453.2014 | 251.9719
778.632 | 201.2304 | 3.9954 | 49.8221 | 0 | 58.5785 | 148.542 | 2.8422e-13 | 1.089e-13% | 462.1685 | 260.9381 | 462.1685 | 260.9381
778.664 | 201.1793 | 3.9951 | 49.814 | 0 | 76.9174 | 148.5872 | 2.8422e-13 | 1.018e-13% | 480.4929 | 279.3137 | 480.4929 | 279.3137
778.696 | 201.0641 | 3.9948 | 49.79 | 0 | 104.7033 | 148.6323 | 2.8422e-13 | 9.254e-14% | 508.1844 | 307.1203 | 508.1844 | 307.1203
778.728 | 200.8864 | 3.9945 | 49.7505 | 0 | 131.4348 | 148.6774 | 3.4106e-13 | 1.022e-13% | 534.7436 | 333.8572 | 534.7436 | 333.8572
778.76 | 200.6623 | 3.9942 | 49.6996 | 0 | 143.0908 | 148.7225 | 3.4106e-13 | 9.871e-14% | 546.1693 | 345.5071 | 546.1693 | 345.5071
778.792 | 200.415 | 3.9939 | 49.6428 | 0 | 134.7074 | 148.7676 | 3.4106e-13 | 1.012e-13% | 537.5267 | 337.1117 | 537.5267 | 337.1117
778.824 | 200.165 | 3.9936 | 49.5855 | 0 | 114.4529 | 148.8127 | 2.8422e-13 | 8.97e-14% | 517.0096 | 316.8446 | 517.0096 | 316.8446
778.856 | 199.9262 | 3.9933 | 49.5308 | 0 | 94.93 | 148.8576 | 2.8422e-13 | 9.56e-14% | 497.2379 | 297.3117 | 497.2379 | 297.3117
778.888 | 199.7083 | 3.993 | 49.4814 | 0 | 82.2676 | 148.9025 | 3.4106e-13 | 1.198e-13% | 484.3527 | 284.6444 | 484.3527 | 284.6444
778.92 | 199.5229 | 3.9927 | 49.44 | 0 | 74.1087 | 148.9472 | 2.8422e-13 | 1.028e-13% | 476.0115 | 276.4886 | 476.0115 | 276.4886
778.952 | 199.3842 | 3.9924 | 49.4102 | 0 | 65.8727 | 148.9919 | 3.4106e-13 | 1.271e-13% | 467.6513 | 268.2671 | 467.6513 | 268.2671
778.984 | 199.3039 | 3.9921 | 49.3948 | 0 | 56.8645 | 149.0368 | 2.8422e-13 | 1.096e-13% | 458.592 | 259.2882 | 458.592 | 259.2882
779.016 | 199.2829 | 3.9918 | 49.3941 | 0 | 50.3118 | 149.0821 | 2.8422e-13 | 1.124e-13% | 452.0627 | 252.7798 | 452.0627 | 252.7798
779.048 | 199.3073 | 3.9915 | 49.4047 | 0 | 48.9647 | 149.1276 | 2.8422e-13 | 1.13e-13% | 450.7957 | 251.4884 | 450.7957 | 251.4884
779.08 | 199.3524 | 3.9912 | 49.4203 | 0 | 52.6712 | 149.1732 | 3.4106e-13 | 1.336e-13% | 454.6082 | 255.2559 | 454.6082 | 255.2559
779.112 | 199.3939 | 3.9909 | 49.4351 | 0 | 60.9429 | 149.2186 | 2.8422e-13 | 1.078e-13% | 462.9814 | 263.5875 | 462.9814 | 263.5875
779.144 | 199.4185 | 3.9906 | 49.4457 | 0 | 76.5737 | 149.2638 | 2.8422e-13 | 1.018e-13% | 478.6923 | 279.2738 | 478.6923 | 279.2738
779.176 | 199.4291 | 3.9903 | 49.4529 | 0 | 105.3877 | 149.309 | 3.4106e-13 | 1.107e-13% | 507.569 | 308.1399 | 507.569 | 308.1399
779.208 | 199.4424 | 3.99 | 49.4607 | 0 | 151.1634 | 149.354 | 2.8422e-13 | 8.029e-14% | 553.4106 | 353.9681 | 553.4106 | 353.9681
779.24 | 199.4813 | 3.9897 | 49.4749 | 0 | 208.4126 | 149.3988 | 2.8422e-13 | 6.911e-14% | 610.7572 | 411.2759 | 610.7572 | 411.2759
779.272 | 199.5637 | 3.9894 | 49.4999 | 0 | 259.5256 | 149.443 | 2.2737e-13 | 4.917e-14% | 662.0216 | 462.4579 | 662.0216 | 462.4579
779.304 | 199.695 | 3.989 | 49.5372 | 0 | 282.5167 | 149.4863 | 2.8422e-13 | 5.854e-14% | 685.2242 | 485.5291 | 685.2242 | 485.5291
779.336 | 199.8679 | 3.9886 | 49.5848 | 0 | 265.9263 | 149.5287 | 2.2737e-13 | 4.848e-14% | 668.8963 | 469.0284 | 668.8963 | 469.0284
779.368 | 200.0689 | 3.9882 | 49.6394 | 0 | 219.2288 | 149.5709 | 3.4106e-13 | 8.074e-14% | 622.4962 | 422.4273 | 622.4962 | 422.4273
779.4 | 200.2841 | 3.9879 | 49.6975 | 0 | 173.7094 | 149.6138 | 3.4106e-13 | 9.046e-14% | 577.2927 | 377.0086 | 577.2927 | 377.0086
779.432 | 200.4986 | 3.9875 | 49.7553 | 0 | 188.5456 | 149.6584 | 3.4106e-13 | 8.702e-14% | 592.4454 | 391.9468 | 592.4454 | 391.9468
779.464 | 200.6909 | 3.9873 | 49.8075 | 0 | 381.9787 | 149.7048 | 3.4106e-13 | 5.825e-14% | 786.1692 | 585.4783 | 786.1692 | 585.4783
779.496 | 200.8297 | 3.9871 | 49.8464 | 0 | 958.6018 | 149.7524 | 3.4106e-13 | 2.935e-14% | 1363.0174 | 1162.1877 | 1363.0174 | 1162.1877
779.528 | 200.8792 | 3.9869 | 49.863 | 0 | 2120.2052 | 149.8003 | 3.4106e-13 | 1.468e-14% | 2524.7346 | 2323.8554 | 2524.7346 | 2323.8554
779.56 | 200.8137 | 3.9866 | 49.8511 | 0 | 3790.5396 | 149.8478 | 3.4106e-13 | 8.539e-15% | 4195.0388 | 3994.2251 | 4195.0388 | 3994.2251
779.592 | 200.6311 | 3.9864 | 49.8102 | 0 | 5383.7089 | 149.8944 | 3.4106e-13 | 6.104e-15% | 5788.031 | 5587.3999 | 5788.031 | 5587.3999
779.624 | 200.3525 | 3.9861 | 49.7455 | 0 | 6052.0409 | 149.9403 | 0 | 0% | 6456.0653 | 6255.7128 | 6456.0653 | 6255.7128
779.656 | 200.0083 | 3.9858 | 49.6646 | 0 | 5381.8235 | 149.9859 | 3.4106e-13 | 6.106e-15% | 5785.4681 | 5585.4598 | 5785.4681 | 5585.4598
779.688 | 199.6239 | 3.9855 | 49.5736 | 0 | 3789.7638 | 150.0313 | 3.4106e-13 | 8.541e-15% | 4192.9782 | 3993.3543 | 4192.9782 | 3993.3543
779.72 | 199.215 | 3.9853 | 49.4765 | 0 | 2120.553 | 150.077 | 3.4106e-13 | 1.468e-14% | 2523.3068 | 2324.0918 | 2523.3068 | 2324.0918
779.752 | 198.7946 | 3.985 | 49.3766 | 0 | 952.146 | 150.1227 | 3.4106e-13 | 2.951e-14% | 1354.4249 | 1155.6302 | 1354.4249 | 1155.6302
779.784 | 198.3808 | 3.9847 | 49.2782 | 0 | 353.1206 | 150.1685 | 3.4106e-13 | 6.128e-14% | 754.9328 | 556.552 | 754.9328 | 556.552
779.816 | 197.9978 | 3.9844 | 49.1874 | 0 | 117.4388 | 150.2143 | 3.4106e-13 | 1.063e-13% | 518.8227 | 320.8249 | 518.8227 | 320.8249
779.848 | 197.6674 | 3.9842 | 49.1097 | 0 | 41.9383 | 150.2599 | 3.4106e-13 | 1.39e-13% | 442.9594 | 245.2921 | 442.9594 | 245.2921
779.88 | 197.3969 | 3.9839 | 49.0468 | 0 | 19.9832 | 150.3057 | 3.4106e-13 | 1.527e-13% | 420.7165 | 223.3196 | 420.7165 | 223.3196
779.912 | 197.1756 | 3.9836 | 48.9962 | 0 | 14.5825 | 150.3516 | 3.4106e-13 | 1.565e-13% | 415.0895 | 217.9139 | 415.0895 | 217.9139
779.944 | 196.9833 | 3.9833 | 48.9527 | 0 | 16.0759 | 150.3977 | 3.4106e-13 | 1.554e-13% | 416.3929 | 219.4096 | 416.3929 | 219.4096
779.976 | 196.8051 | 3.9831 | 48.9128 | 0 | 20.6366 | 150.4436 | 3.4106e-13 | 1.523e-13% | 420.7812 | 223.976 | 420.7812 | 223.976
780.008 | 196.6414 | 3.9828 | 48.8765 | 0 | 25.4226 | 150.4894 | 3.4106e-13 | 1.491e-13% | 425.4126 | 228.7712 | 425.4126 | 228.7712
780.04 | 196.5087 | 3.9825 | 48.8479 | 0 | 29.8271 | 150.535 | 3.4106e-13 | 1.463e-13% | 429.7013 | 233.1925 | 429.7013 | 233.1925
780.072 | 196.4331 | 3.9822 | 48.8335 | 0 | 35.5442 | 150.5805 | 3.4106e-13 | 1.427e-13% | 435.3735 | 238.9404 | 435.3735 | 238.9404
780.104 | 196.4372 | 3.9819 | 48.839 | 0 | 43.4202 | 150.6259 | 3.4106e-13 | 1.382e-13% | 443.3042 | 246.867 | 443.3042 | 246.867
780.136 | 196.5292 | 3.9816 | 48.8664 | 0 | 50.8356 | 150.6713 | 3.4106e-13 | 1.341e-13% | 450.8841 | 254.3549 | 450.8841 | 254.3549
780.168 | 196.6995 | 3.9813 | 48.9132 | 0 | 53.154 | 150.7167 | 3.4106e-13 | 1.328e-13% | 453.4647 | 256.7652 | 453.4647 | 256.7652
780.2 | 196.9291 | 3.981 | 48.9748 | 0 | 47.6868 | 150.7621 | 3.4106e-13 | 1.357e-13% | 448.3337 | 251.4046 | 448.3337 | 251.4046
780.232 | 197.2024 | 3.9807 | 49.0472 | 0 | 36.0145 | 150.8074 | 3.4106e-13 | 1.422e-13% | 437.0523 | 239.8498 | 437.0523 | 239.8498
780.264 | 197.5149 | 3.9804 | 49.1295 | 0 | 22.7986 | 150.8527 | 3.4106e-13 | 1.504e-13% | 424.2762 | 226.7612 | 424.2762 | 226.7612
780.296 | 197.8688 | 3.9801 | 49.222 | 0 | 12.5775 | 150.8978 | 3.4106e-13 | 1.574e-13% | 414.5462 | 216.6774 | 414.5462 | 216.6774
780.328 | 198.2619 | 3.9798 | 49.3244 | 0 | 7.3584 | 150.9422 | 3.4106e-13 | 1.612e-13% | 409.8667 | 211.6048 | 409.8667 | 211.6048
780.36 | 198.6779 | 3.9794 | 49.4326 | 0 | 6.4753 | 150.9851 | 3.4106e-13 | 1.617e-13% | 409.5503 | 210.8724 | 409.5503 | 210.8724
780.392 | 199.0872 | 3.979 | 49.5393 | 0 | 8.0035 | 151.0259 | 3.4106e-13 | 1.605e-13% | 411.6348 | 212.5476 | 411.6348 | 212.5476
780.424 | 199.4593 | 3.9785 | 49.6369 | 0 | 10.5242 | 151.0647 | 3.4106e-13 | 1.585e-13% | 414.6636 | 215.2043 | 414.6636 | 215.2043
780.456 | 199.7761 | 3.978 | 49.7207 | 0 | 14.468 | 151.1038 | 3.4106e-13 | 1.555e-13% | 419.0466 | 219.2705 | 419.0466 | 219.2705
780.488 | 200.0335 | 3.9776 | 49.7896 | 0 | 21.8966 | 151.1464 | 3.4106e-13 | 1.504e-13% | 426.8437 | 226.8102 | 426.8437 | 226.8102
780.52 | 200.2322 | 3.9774 | 49.8434 | 0 | 33.8883 | 151.1942 | 3.4106e-13 | 1.428e-13% | 439.1354 | 238.9032 | 439.1354 | 238.9032
780.552 | 200.3684 | 3.9773 | 49.8814 | 0 | 47.3994 | 151.2457 | 3.4106e-13 | 1.351e-13% | 452.8721 | 252.5037 | 452.8721 | 252.5037
780.584 | 200.4365 | 3.9772 | 49.9024 | 0 | 55.6784 | 151.2977 | 3.4106e-13 | 1.307e-13% | 461.2922 | 260.8558 | 461.2922 | 260.8558
780.616 | 200.4366 | 3.977 | 49.9067 | 0 | 53.3837 | 151.3479 | 3.4106e-13 | 1.319e-13% | 459.052 | 258.6154 | 459.052 | 258.6154
780.648 | 200.3786 | 3.9768 | 49.8966 | 0 | 41.5323 | 151.396 | 3.4106e-13 | 1.382e-13% | 447.1803 | 246.8017 | 447.1803 | 246.8017
780.68 | 200.2781 | 3.9766 | 49.8761 | 0 | 26.7732 | 151.4425 | 3.4106e-13 | 1.47e-13% | 432.3464 | 232.0682 | 432.3464 | 232.0682
780.712 | 200.1503 | 3.9763 | 49.8488 | 0 | 16.1214 | 151.4882 | 3.4106e-13 | 1.54e-13% | 421.585 | 221.4347 | 421.585 | 221.4347
780.744 | 200.005 | 3.976 | 49.8171 | 0 | 12.8098 | 151.5337 | 3.4106e-13 | 1.564e-13% | 418.1417 | 218.1367 | 418.1417 | 218.1367
780.776 | 199.8458 | 3.9757 | 49.782 | 0 | 15.8465 | 151.5792 | 3.4106e-13 | 1.542e-13% | 421.0292 | 221.1834 | 421.0292 | 221.1834
780.808 | 199.6713 | 3.9754 | 49.7431 | 0 | 22.2694 | 151.6246 | 3.4106e-13 | 1.498e-13% | 427.2838 | 227.6125 | 427.2838 | 227.6125
780.84 | 199.4766 | 3.9751 | 49.6992 | 0 | 32.4307 | 151.6699 | 3.4106e-13 | 1.434e-13% | 437.2515 | 237.7749 | 437.2515 | 237.7749
780.872 | 199.2548 | 3.9748 | 49.6485 | 0 | 61.2599 | 151.7152 | 3.4106e-13 | 1.279e-13% | 465.8532 | 266.5983 | 465.8532 | 266.5983
780.904 | 198.9998 | 3.9745 | 49.5895 | 0 | 155.2809 | 151.7603 | 3.4106e-13 | 9.458e-14% | 559.605 | 360.6052 | 559.605 | 360.6052
780.936 | 198.7081 | 3.9742 | 49.5214 | 0 | 399.7311 | 151.8054 | 3.4106e-13 | 5.637e-14% | 803.7402 | 605.0321 | 803.7402 | 605.0321
780.968 | 198.3806 | 3.9739 | 49.4443 | 0 | 876.4598 | 151.8502 | 3.4106e-13 | 3.153e-14% | 1280.1088 | 1081.7282 | 1280.1088 | 1081.7282
781 | 198.0227 | 3.9736 | 49.3597 | 0 | 1552.1745 | 151.8947 | 3.4106e-13 | 1.941e-14% | 1955.4252 | 1757.4025 | 1955.4252 | 1757.4025
781.032 | 197.647 | 3.9732 | 49.2707 | 0 | 2189.1603 | 151.9388 | 3.4106e-13 | 1.424e-14% | 2591.99 | 2394.343 | 2591.99 | 2394.343
781.064 | 197.2751 | 3.9729 | 49.1826 | 0 | 2448.0637 | 151.983 | 0 | 0% | 2850.4772 | 2653.2021 | 2850.4772 | 2653.2021
781.096 | 196.9385 | 3.9726 | 49.1032 | 0 | 2167.1097 | 152.0275 | 3.4106e-13 | 1.438e-14% | 2569.1514 | 2372.2129 | 2569.1514 | 2372.2129
781.128 | 196.6731 | 3.9723 | 49.0416 | 0 | 1519.1487 | 152.0724 | 3.4106e-13 | 1.978e-14% | 1920.908 | 1724.2349 | 1920.908 | 1724.2349
781.16 | 196.5091 | 3.972 | 49.0052 | 0 | 847.6023 | 152.1175 | 3.4106e-13 | 3.24e-14% | 1249.2061 | 1052.697 | 1249.2061 | 1052.697
781.192 | 196.4596 | 3.9716 | 48.9974 | 0 | 385.2169 | 152.1625 | 3.4106e-13 | 5.777e-14% | 786.8081 | 590.3485 | 786.8081 | 590.3485
781.224 | 196.5149 | 3.9713 | 49.0157 | 0 | 156.1148 | 152.2075 | 3.4106e-13 | 9.44e-14% | 557.8242 | 361.3093 | 557.8242 | 361.3093
781.256 | 196.6463 | 3.971 | 49.053 | 0 | 73.07 | 152.2528 | 3.4106e-13 | 1.225e-13% | 474.9931 | 278.3469 | 474.9931 | 278.3469
781.288 | 196.8183 | 3.9708 | 49.1004 | 0 | 53.1741 | 152.2987 | 3.4106e-13 | 1.319e-13% | 455.3623 | 258.544 | 455.3623 | 258.544
781.32 | 197.002 | 3.9705 | 49.1507 | 0 | 55.7258 | 152.345 | 3.4106e-13 | 1.306e-13% | 458.1939 | 261.1919 | 458.1939 | 261.1919
781.352 | 197.1814 | 3.9702 | 49.1999 | 0 | 67.0327 | 152.3911 | 3.4106e-13 | 1.251e-13% | 469.7753 | 272.5939 | 469.7753 | 272.5939
781.384 | 197.3536 | 3.9699 | 49.2474 | 0 | 80.1525 | 152.4368 | 3.4106e-13 | 1.193e-13% | 483.1602 | 285.8066 | 483.1602 | 285.8066
781.416 | 197.5241 | 3.9696 | 49.2945 | 0 | 88.529 | 152.4822 | 3.4106e-13 | 1.159e-13% | 491.7995 | 294.2754 | 491.7995 | 294.2754
781.448 | 197.7018 | 3.9693 | 49.3433 | 0 | 88.7168 | 152.5275 | 3.4106e-13 | 1.158e-13% | 492.2589 | 294.557 | 492.2589 | 294.557
781.48 | 197.895 | 3.969 | 49.3961 | 0 | 82.2571 | 152.5727 | 3.979e-13 | 1.381e-13% | 486.0899 | 288.1949 | 486.0899 | 288.1949
781.512 | 198.1091 | 3.9687 | 49.4541 | 0 | 73.3145 | 152.6181 | 3.979e-13 | 1.424e-13% | 477.4645 | 279.3554 | 477.4645 | 279.3554
781.544 | 198.3465 | 3.9685 | 49.5178 | 0 | 65.7991 | 152.6636 | 3.4106e-13 | 1.254e-13% | 470.2955 | 271.949 | 470.2955 | 271.949
781.576 | 198.608 | 3.9682 | 49.5876 | 0 | 63.5077 | 152.7093 | 3.979e-13 | 1.475e-13% | 468.3808 | 269.7728 | 468.3808 | 269.7728
781.608 | 198.8931 | 3.9679 | 49.6632 | 0 | 70.2815 | 152.7552 | 3.979e-13 | 1.438e-13% | 475.5608 | 276.6677 | 475.5608 | 276.6677
781.64 | 199.1985 | 3.9676 | 49.7439 | 0 | 86.4357 | 152.8012 | 3.979e-13 | 1.358e-13% | 492.1469 | 292.9484 | 492.1469 | 292.9484
781.672 | 199.5153 | 3.9673 | 49.8274 | 0 | 105.9974 | 152.8474 | 3.4106e-13 | 1.091e-13% | 512.1548 | 312.6396 | 512.1548 | 312.6396
781.704 | 199.8253 | 3.9671 | 49.9093 | 0 | 120.929 | 152.8938 | 3.4106e-13 | 1.041e-13% | 527.5246 | 327.6992 | 527.5246 | 327.6992
781.736 | 200.1041 | 3.9668 | 49.9833 | 0 | 127.5084 | 152.9401 | 3.979e-13 | 1.19e-13% | 534.5028 | 334.3987 | 534.5028 | 334.3987
781.768 | 200.3276 | 3.9665 | 50.0436 | 0 | 125.8204 | 152.9859 | 3.979e-13 | 1.196e-13% | 533.1441 | 332.8165 | 533.1441 | 332.8165
781.8 | 200.4821 | 3.9662 | 50.0868 | 0 | 115.3202 | 153.0308 | 3.4106e-13 | 1.058e-13% | 522.8861 | 322.4041 | 522.8861 | 322.4041
781.832 | 200.5674 | 3.9659 | 50.1127 | 0 | 95.6277 | 153.0749 | 3.979e-13 | 1.314e-13% | 503.3487 | 302.7813 | 503.3487 | 302.7813
781.864 | 200.5949 | 3.9655 | 50.1243 | 0 | 70.4669 | 153.1185 | 3.979e-13 | 1.433e-13% | 478.2703 | 277.6753 | 478.2703 | 277.6753
781.896 | 200.5805 | 3.9652 | 50.1254 | 0 | 46.6294 | 153.1621 | 3.979e-13 | 1.567e-13% | 454.4626 | 253.8821 | 454.4626 | 253.8821
781.928 | 200.538 | 3.9648 | 50.1195 | 0 | 29.5364 | 153.2063 | 3.979e-13 | 1.68e-13% | 437.3651 | 236.8271 | 437.3651 | 236.8271
781.96 | 200.4767 | 3.9645 | 50.1088 | 0 | 22.0865 | 153.2513 | 3.979e-13 | 1.734e-13% | 429.8878 | 229.4111 | 429.8878 | 229.4111
781.992 | 200.4013 | 3.9642 | 50.0946 | 0 | 26.4665 | 153.2967 | 3.979e-13 | 1.702e-13% | 434.2232 | 233.822 | 434.2232 | 233.822
782.024 | 200.3146 | 3.9639 | 50.0776 | 0 | 44.3514 | 153.3414 | 3.979e-13 | 1.581e-13% | 452.0489 | 251.7343 | 452.0489 | 251.7343
782.056 | 200.2204 | 3.9636 | 50.0588 | 0 | 74.5293 | 153.3849 | 3.979e-13 | 1.411e-13% | 482.1568 | 281.9365 | 482.1568 | 281.9365
782.088 | 200.1246 | 3.9632 | 50.0396 | 0 | 110.786 | 153.4274 | 3.4106e-13 | 1.072e-13% | 518.3408 | 318.2162 | 518.3408 | 318.2162
782.12 | 200.0344 | 3.9628 | 50.0218 | 0 | 144.5457 | 153.4706 | 3.979e-13 | 1.13e-13% | 552.0353 | 352.0009 | 552.0353 | 352.0009
782.152 | 199.9558 | 3.9625 | 50.0068 | 0 | 178.2949 | 153.5157 | 3.4106e-13 | 8.841e-14% | 585.7357 | 385.7799 | 585.7357 | 385.7799
782.184 | 199.8911 | 3.9623 | 49.9951 | 0 | 258.8734 | 153.5629 | 3.979e-13 | 8.532e-14% | 666.2847 | 466.3937 | 666.2847 | 466.3937
782.216 | 199.8392 | 3.9621 | 49.9865 | 0 | 531.8294 | 153.6112 | 3.4106e-13 | 4.613e-14% | 939.2284 | 739.3891 | 939.2284 | 739.3891
782.248 | 199.7979 | 3.9619 | 49.9806 | 0 | 1269.1371 | 153.6592 | 3.979e-13 | 2.694e-14% | 1676.5367 | 1476.7389 | 1676.5367 | 1476.7389
782.28 | 199.7641 | 3.9616 | 49.9766 | 0 | 2740.432 | 153.7065 | 3.979e-13 | 1.35e-14% | 3147.8408 | 2948.0768 | 3147.8408 | 2948.0768
782.312 | 199.7331 | 3.9613 | 49.9734 | 0 | 4855.3888 | 153.7527 | 3.4106e-13 | 6.736e-15% | 5262.8094 | 5063.0763 | 5262.8094 | 5063.0763
782.344 | 199.6973 | 3.961 | 49.9691 | 0 | 6870.616 | 153.798 | 3.979e-13 | 5.621e-15% | 7278.0414 | 7078.3441 | 7278.0414 | 7078.3441
782.376 | 199.6463 | 3.9607 | 49.961 | 0 | 7708.1846 | 153.8427 | 0 | 0% | 8115.5954 | 7915.9491 | 8115.5954 | 7915.9491
782.408 | 199.5696 | 3.9604 | 49.9464 | 0 | 6842.2005 | 153.8878 | 3.979e-13 | 5.644e-15% | 7249.5647 | 7049.9951 | 7249.5647 | 7049.9951
782.44 | 199.4585 | 3.9602 | 49.9232 | 0 | 4804.5564 | 153.9338 | 4.5475e-13 | 9.072e-15% | 5211.8321 | 5012.3736 | 5211.8321 | 5012.3736
782.472 | 199.3106 | 3.9599 | 49.8906 | 0 | 2673.8099 | 153.9809 | 3.979e-13 | 1.381e-14% | 3080.9519 | 2881.6412 | 3080.9519 | 2881.6412
782.504 | 199.1318 | 3.9597 | 49.8503 | 0 | 1188.7802 | 154.0282 | 3.979e-13 | 2.849e-14% | 1595.7503 | 1396.6184 | 1595.7503 | 1396.6184
782.536 | 198.9366 | 3.9594 | 49.8059 | 0 | 436.0012 | 154.0752 | 3.979e-13 | 6.18e-14% | 842.7783 | 643.8418 | 842.7783 | 643.8418
782.568 | 198.7424 | 3.9592 | 49.7618 | 0 | 148.9902 | 154.1213 | 4.5475e-13 | 1.274e-13% | 555.5749 | 356.8325 | 555.5749 | 356.8325
782.6 | 198.5636 | 3.9589 | 49.7216 | 0 | 65.5294 | 154.1666 | 3.979e-13 | 1.456e-13% | 471.9401 | 273.3764 | 471.9401 | 273.3764
782.632 | 198.4084 | 3.9585 | 49.6873 | 0 | 48.3413 | 154.2112 | 3.979e-13 | 1.553e-13% | 454.6067 | 256.1983 | 454.6067 | 256.1983
782.664 | 198.2812 | 3.9582 | 49.66 | 0 | 48.7178 | 154.2554 | 3.979e-13 | 1.551e-13% | 454.8727 | 256.5915 | 454.8727 | 256.5915
782.696 | 198.1869 | 3.9579 | 49.641 | 0 | 52.1377 | 154.2999 | 4.5475e-13 | 1.749e-13% | 458.2234 | 260.0365 | 458.2234 | 260.0365
782.728 | 198.132 | 3.9576 | 49.6317 | 0 | 53.3613 | 154.345 | 3.979e-13 | 1.523e-13% | 459.4277 | 261.2956 | 459.4277 | 261.2956
782.76 | 198.121 | 3.9573 | 49.6335 | 0 | 50.5036 | 154.3905 | 3.979e-13 | 1.539e-13% | 456.6059 | 258.4849 | 456.6059 | 258.4849
782.792 | 198.1509 | 3.957 | 49.6454 | 0 | 43.3409 | 154.4361 | 4.5475e-13 | 1.809e-13% | 449.5303 | 251.3794 | 449.5303 | 251.3794
782.824 | 198.2065 | 3.9567 | 49.6638 | 0 | 32.8613 | 154.4817 | 3.979e-13 | 1.651e-13% | 439.17 | 240.9635 | 439.17 | 240.9635
782.856 | 198.2616 | 3.9564 | 49.6821 | 0 | 21.8614 | 154.5275 | 3.979e-13 | 1.73e-13% | 428.289 | 230.0275 | 428.289 | 230.0275
782.888 | 198.2824 | 3.9561 | 49.6918 | 0 | 14.7986 | 154.5734 | 3.979e-13 | 1.784e-13% | 421.3024 | 223.02 | 421.3024 | 223.02
782.92 | 198.2354 | 3.9558 | 49.6846 | 0 | 16.7588 | 154.6188 | 3.979e-13 | 1.768e-13% | 423.2535 | 225.0181 | 423.2535 | 225.0181
782.952 | 198.0948 | 3.9555 | 49.654 | 0 | 32.557 | 154.6637 | 3.979e-13 | 1.652e-13% | 438.925 | 240.8302 | 438.925 | 240.8302
782.984 | 197.8486 | 3.9552 | 49.5969 | 0 | 64.2003 | 154.7085 | 3.979e-13 | 1.46e-13% | 470.3094 | 272.4609 | 470.3094 | 272.4609
783.016 | 197.5026 | 3.9549 | 49.5147 | 0 | 105.7194 | 154.7537 | 3.979e-13 | 1.267e-13% | 511.4454 | 313.9428 | 511.4454 | 313.9428
783.048 | 197.0805 | 3.9546 | 49.4134 | 0 | 141.4 | 154.7993 | 4.5475e-13 | 1.301e-13% | 546.6478 | 349.5673 | 546.6478 | 349.5673
783.08 | 196.6184 | 3.9543 | 49.3021 | 0 | 154.4719 | 154.845 | 4.5475e-13 | 1.254e-13% | 559.1918 | 362.5734 | 559.1918 | 362.5734
783.112 | 196.1551 | 3.9541 | 49.1904 | 0 | 140.3736 | 154.8911 | 3.979e-13 | 1.142e-13% | 544.5643 | 348.4092 | 544.5643 | 348.4092
783.144 | 195.7209 | 3.9538 | 49.086 | 0 | 109.325 | 154.9381 | 3.979e-13 | 1.254e-13% | 513.0238 | 317.3029 | 513.0238 | 317.3029
783.176 | 195.3328 | 3.9536 | 48.993 | 0 | 75.5734 | 154.9858 | 4.5475e-13 | 1.604e-13% | 478.8386 | 283.5058 | 478.8386 | 283.5058
783.208 | 194.9983 | 3.9534 | 48.9135 | 0 | 47.3658 | 155.0334 | 3.979e-13 | 1.559e-13% | 450.2644 | 255.2661 | 450.2644 | 255.2661
783.24 | 194.7202 | 3.9531 | 48.8482 | 0 | 26.6582 | 155.0802 | 3.979e-13 | 1.697e-13% | 429.2599 | 234.5397 | 429.2599 | 234.5397
783.272 | 194.4966 | 3.9528 | 48.7966 | 0 | 13.031 | 155.1259 | 3.979e-13 | 1.801e-13% | 415.4029 | 220.9063 | 415.4029 | 220.9063
783.304 | 194.3154 | 3.9525 | 48.7557 | 0 | 5.372 | 155.1703 | 3.979e-13 | 1.866e-13% | 407.566 | 213.2505 | 407.566 | 213.2505
783.336 | 194.1496 | 3.9521 | 48.7188 | 0 | 2.0407 | 155.2133 | 4.5475e-13 | 2.166e-13% | 404.0746 | 209.925 | 404.0746 | 209.925
783.368 | 193.9609 | 3.9517 | 48.6762 | 0 | 1.7086 | 155.2549 | 4.5475e-13 | 2.17e-13% | 403.5522 | 209.5914 | 403.5522 | 209.5914
783.4 | 193.713 | 3.9513 | 48.6188 | 0 | 4.6416 | 155.2956 | 4.5475e-13 | 2.14e-13% | 406.2203 | 212.5073 | 406.2203 | 212.5073
783.432 | 193.3888 | 3.9509 | 48.5422 | 0 | 13.2291 | 155.3371 | 4.5475e-13 | 2.057e-13% | 414.4481 | 221.0593 | 414.4481 | 221.0593
783.464 | 192.9997 | 3.9505 | 48.4491 | 0 | 30.4404 | 155.3814 | 4.5475e-13 | 1.909e-13% | 431.2211 | 238.2215 | 431.2211 | 238.2215
783.496 | 192.5828 | 3.9503 | 48.3488 | 0 | 55.7151 | 155.4293 | 4.5475e-13 | 1.726e-13% | 456.0263 | 263.4435 | 456.0263 | 263.4435
783.528 | 192.1924 | 3.9502 | 48.2549 | 0 | 81.6265 | 155.4794 | 4.5475e-13 | 1.572e-13% | 481.5033 | 289.3109 | 481.5033 | 289.3109
783.56 | 191.8888 | 3.95 | 48.1828 | 0 | 97.1534 | 155.5294 | 4.5475e-13 | 1.492e-13% | 496.7045 | 304.8157 | 496.7045 | 304.8157
783.592 | 191.7274 | 3.9498 | 48.1465 | 0 | 96.5715 | 155.5778 | 4.5475e-13 | 1.495e-13% | 495.973 | 304.2456 | 495.973 | 304.2456
783.624 | 191.7446 | 3.9496 | 48.1552 | 0 | 83.6776 | 155.6244 | 4.5475e-13 | 1.561e-13% | 483.1514 | 291.4068 | 483.1514 | 291.4068
783.656 | 191.9489 | 3.9493 | 48.2109 | 0 | 66.1773 | 155.6702 | 4.5475e-13 | 1.66e-13% | 465.9566 | 274.0077 | 465.9566 | 274.0077
783.688 | 192.3194 | 3.949 | 48.3084 | 0 | 48.6951 | 155.7159 | 4.5475e-13 | 1.772e-13% | 448.9877 | 256.6684 | 448.9877 | 256.6684
783.72 | 192.8131 | 3.9487 | 48.4368 | 0 | 32.5617 | 155.7613 | 4.5475e-13 | 1.889e-13% | 433.5216 | 240.7085 | 433.5216 | 240.7085
783.752 | 193.3769 | 3.9484 | 48.5829 | 0 | 18.9201 | 155.8059 | 4.5475e-13 | 2.001e-13% | 420.6342 | 227.2573 | 420.6342 | 227.2573
783.784 | 193.9582 | 3.948 | 48.7335 | 0 | 9.1943 | 155.8491 | 4.5475e-13 | 2.089e-13% | 411.683 | 217.7249 | 411.683 | 217.7249
783.816 | 194.5113 | 3.9476 | 48.8772 | 0 | 3.6562 | 155.8905 | 4.5475e-13 | 2.141e-13% | 406.8829 | 212.3715 | 406.8829 | 212.3715
783.848 | 195.0008 | 3.9471 | 49.005 | 0 | 1.2171 | 155.931 | 4.5475e-13 | 2.164e-13% | 405.1011 | 210.1003 | 405.1011 | 210.1003
783.88 | 195.4049 | 3.9467 | 49.1113 | 0 | 0.54013 | 155.972 | 4.5475e-13 | 2.17e-13% | 404.975 | 209.5701 | 404.975 | 209.5701
783.912 | 195.7204 | 3.9463 | 49.1952 | 0 | 0.98888 | 156.0153 | 4.5475e-13 | 2.164e-13% | 405.8662 | 210.1457 | 405.8662 | 210.1457
783.944 | 195.9638 | 3.9461 | 49.2609 | 0 | 2.8571 | 156.0615 | 4.5475e-13 | 2.144e-13% | 408.0894 | 212.1256 | 408.0894 | 212.1256
783.976 | 196.1623 | 3.9459 | 49.3151 | 0 | 6.9766 | 156.1096 | 4.5475e-13 | 2.102e-13% | 412.5095 | 216.3472 | 412.5095 | 216.3472
784.008 | 196.3419 | 3.9456 | 49.3648 | 0 | 13.6862 | 156.156 | 4.5475e-13 | 2.038e-13% | 419.4944 | 223.1525 | 419.4944 | 223.1525
784.04 | 196.5197 | 3.9451 | 49.4145 | 0 | 21.6636 | 156.1963 | 4.5475e-13 | 1.967e-13% | 427.7392 | 231.2194 | 427.7392 | 231.2194
784.072 | 196.7055 | 3.9444 | 49.4667 | 0 | 28.3817 | 156.2283 | 4.5475e-13 | 1.911e-13% | 434.7265 | 238.021 | 434.7265 | 238.021
784.104 | 196.9055 | 3.9435 | 49.523 | 0 | 33.8923 | 156.2542 | 4.5475e-13 | 1.867e-13% | 440.5185 | 243.613 | 440.5185 | 243.613
784.136 | 197.1234 | 3.9426 | 49.5837 | 0 | 48.1363 | 156.281 | 4.5475e-13 | 1.763e-13% | 455.067 | 257.9436 | 455.067 | 257.9436
784.168 | 197.3545 | 3.942 | 49.6471 | 0 | 101.4381 | 156.3167 | 4.5475e-13 | 1.461e-13% | 508.6985 | 311.344 | 508.6985 | 311.344
784.2 | 197.5791 | 3.9418 | 49.708 | 0 | 253.703 | 156.3651 | 4.5475e-13 | 9.807e-14% | 661.2971 | 463.718 | 661.2971 | 463.718
784.232 | 197.7657 | 3.9419 | 49.7587 | 0 | 580.5582 | 156.4231 | 4.5475e-13 | 5.751e-14% | 988.4475 | 790.6819 | 988.4475 | 790.6819
784.264 | 197.8856 | 3.9421 | 49.7924 | 0 | 1106.1707 | 156.4839 | 4.5475e-13 | 3.455e-14% | 1514.2748 | 1316.3891 | 1514.2748 | 1316.3891
784.296 | 197.9297 | 3.9423 | 49.8071 | 0 | 1709.7003 | 156.5433 | 4.5475e-13 | 2.368e-14% | 2117.9226 | 1919.9929 | 2117.9226 | 1919.9929
784.328 | 197.9091 | 3.9423 | 49.8057 | 0 | 2126.5262 | 156.6007 | 9.0949e-13 | 3.892e-14% | 2534.7841 | 2336.875 | 2534.7841 | 2336.875
784.36 | 197.8447 | 3.9424 | 49.7933 | 0 | 2122.1931 | 156.6572 | 9.0949e-13 | 3.899e-14% | 2530.4307 | 2332.586 | 2530.4307 | 2332.586
784.392 | 197.7546 | 3.9424 | 49.7746 | 0 | 1696.8391 | 156.7121 | 4.5475e-13 | 2.384e-14% | 2105.0228 | 1907.2682 | 2105.0228 | 1907.2682
784.424 | 197.6525 | 3.9423 | 49.753 | 0 | 1085.921 | 156.7645 | 4.5475e-13 | 3.508e-14% | 1494.0333 | 1296.3808 | 1494.0333 | 1296.3808
784.456 | 197.5497 | 3.9422 | 49.7313 | 0 | 555.7013 | 156.8141 | 4.5475e-13 | 5.935e-14% | 963.7386 | 766.1889 | 963.7386 | 766.1889
784.488 | 197.4571 | 3.9419 | 49.7124 | 0 | 227.2548 | 156.8616 | 4.5475e-13 | 1.039e-13% | 635.2278 | 437.7707 | 635.2278 | 437.7707
784.52 | 197.3838 | 3.9417 | 49.6984 | 0 | 74.6135 | 156.9078 | 4.5475e-13 | 1.595e-13% | 482.5452 | 285.1614 | 482.5452 | 285.1614
784.552 | 197.3339 | 3.9414 | 49.6904 | 0 | 20.8996 | 156.9531 | 4.5475e-13 | 1.964e-13% | 428.8184 | 231.4844 | 428.8184 | 231.4844
784.584 | 197.3053 | 3.941 | 49.6878 | 0 | 7.8119 | 156.9972 | 4.5475e-13 | 2.082e-13% | 415.7432 | 218.4379 | 415.7432 | 218.4379
784.616 | 197.2899 | 3.9406 | 49.6887 | 0 | 7.6672 | 157.039 | 4.5475e-13 | 2.083e-13% | 415.6254 | 218.3355 | 415.6254 | 218.3355
784.648 | 197.2769 | 3.9401 | 49.6905 | 0 | 10.382 | 157.0771 | 4.5475e-13 | 2.057e-13% | 418.3665 | 221.0896 | 418.3665 | 221.0896
784.68 | 197.2552 | 3.9394 | 49.6905 | 0 | 12.4472 | 157.1098 | 4.5475e-13 | 2.038e-13% | 420.4421 | 223.1869 | 420.4421 | 223.1869
784.712 | 197.215 | 3.9385 | 49.6863 | 0 | 12.9934 | 157.136 | 4.5475e-13 | 2.032e-13% | 420.9692 | 223.7542 | 420.9692 | 223.7542
784.744 | 197.1477 | 3.9374 | 49.6758 | 0 | 12.6211 | 157.1551 | 4.5475e-13 | 2.036e-13% | 420.537 | 223.3894 | 420.537 | 223.3894
784.776 | 197.0501 | 3.9361 | 49.6581 | 0 | 11.9916 | 157.1686 | 4.5475e-13 | 2.041e-13% | 419.8045 | 222.7544 | 419.8045 | 222.7544
784.808 | 196.9322 | 3.9349 | 49.6352 | 0 | 10.8753 | 157.1843 | 4.5475e-13 | 2.052e-13% | 418.5618 | 221.6297 | 418.5618 | 221.6297
784.84 | 196.8176 | 3.9341 | 49.6119 | 0 | 8.7697 | 157.2157 | 4.5475e-13 | 2.071e-13% | 416.3491 | 219.5315 | 416.3491 | 219.5315
784.872 | 196.7276 | 3.9342 | 49.593 | 0 | 6.0026 | 157.2728 | 4.5475e-13 | 2.098e-13% | 413.5302 | 216.8026 | 413.5302 | 216.8026
784.904 | 196.6615 | 3.9349 | 49.5786 | 0 | 3.8716 | 157.3514 | 4.5475e-13 | 2.118e-13% | 411.398 | 214.7365 | 411.398 | 214.7365
784.936 | 196.5966 | 3.9358 | 49.5641 | 0 | 4.5993 | 157.4351 | 4.5475e-13 | 2.11e-13% | 412.1311 | 215.5344 | 412.1311 | 215.5344
784.968 | 196.5079 | 3.9364 | 49.5444 | 0 | 12.9515 | 157.5076 | 5.1159e-13 | 2.285e-13% | 420.4477 | 223.9399 | 420.4477 | 223.9399
785 | 196.385 | 3.9364 | 49.5174 | 0 | 39.5114 | 157.5621 | 5.1159e-13 | 2.042e-13% | 446.9122 | 250.5272 | 446.9122 | 250.5272
785.032 | 196.237 | 3.9359 | 49.485 | 0 | 102.044 | 157.6024 | 5.1159e-13 | 1.634e-13% | 509.3044 | 313.0674 | 509.3044 | 313.0674
785.064 | 196.0852 | 3.9353 | 49.452 | 0 | 219.1999 | 157.6383 | 5.1159e-13 | 1.189e-13% | 626.3106 | 430.2255 | 626.3106 | 430.2255
785.096 | 195.9508 | 3.9349 | 49.423 | 0 | 394.1744 | 157.6793 | 5.1159e-13 | 8.453e-14% | 801.1624 | 605.2116 | 801.1624 | 605.2116
785.128 | 195.8422 | 3.9347 | 49.3999 | 0 | 596.24 | 157.7291 | 4.5475e-13 | 5.633e-14% | 1003.146 | 807.3038 | 1003.146 | 807.3038
785.16 | 195.7512 | 3.9347 | 49.381 | 0 | 759.1603 | 157.7837 | 5.1159e-13 | 5.273e-14% | 1166.0109 | 970.2597 | 1166.0109 | 970.2597
785.192 | 195.6615 | 3.9346 | 49.3624 | 0 | 812.3476 | 157.8365 | 4.5475e-13 | 4.443e-14% | 1219.1426 | 1023.4811 | 1219.1426 | 1023.4811
785.224 | 195.5606 | 3.9344 | 49.3414 | 0 | 730.6277 | 157.8844 | 5.1159e-13 | 5.432e-14% | 1137.3484 | 941.7878 | 1137.3484 | 941.7878
785.256 | 195.4437 | 3.9341 | 49.3165 | 0 | 557.6418 | 157.9301 | 4.5475e-13 | 5.915e-14% | 964.2662 | 768.8225 | 964.2662 | 768.8225
785.288 | 195.308 | 3.9339 | 49.2867 | 0 | 378.6216 | 157.9778 | 5.1159e-13 | 8.674e-14% | 785.1279 | 589.8199 | 785.1279 | 589.8199
785.32 | 195.1437 | 3.9338 | 49.2494 | 0 | 274.2462 | 158.0289 | 5.1159e-13 | 1.054e-13% | 680.6019 | 485.4582 | 680.6019 | 485.4582
785.352 | 194.931 | 3.9337 | 49.1998 | 0 | 303.15 | 158.0815 | 5.1159e-13 | 9.946e-14% | 709.2959 | 514.365 | 709.2959 | 514.365
785.384 | 194.6457 | 3.9336 | 49.132 | 0 | 530.6874 | 158.1325 | 5.1159e-13 | 6.896e-14% | 936.5312 | 741.8854 | 936.5312 | 741.8854
785.416 | 194.2695 | 3.9333 | 49.0415 | 0 | 1085.7327 | 158.1796 | 4.5475e-13 | 3.506e-14% | 1491.1565 | 1296.887 | 1491.1565 | 1296.887
785.448 | 193.8 | 3.9329 | 48.9277 | 0 | 2166.3288 | 158.2208 | 4.5475e-13 | 1.913e-14% | 2571.2103 | 2377.4103 | 2571.2103 | 2377.4103
785.48 | 193.2559 | 3.9322 | 48.7957 | 0 | 3864.9907 | 158.2538 | 5.1159e-13 | 1.255e-14% | 4269.2283 | 4075.9724 | 4269.2283 | 4075.9724
785.512 | 192.6738 | 3.9312 | 48.6548 | 0 | 5848.6144 | 158.2766 | 5.1159e-13 | 8.443e-15% | 6252.1508 | 6059.477 | 6252.1508 | 6059.477
785.544 | 192.0995 | 3.9299 | 48.5163 | 0 | 7283.9244 | 158.2906 | 0 | 0% | 7686.7607 | 7494.6613 | 7686.7607 | 7494.6613
785.576 | 191.5755 | 3.9285 | 48.3908 | 0 | 7353.1323 | 158.3012 | 0 | 0% | 7755.3284 | 7563.7529 | 7755.3284 | 7563.7529
785.608 | 191.1339 | 3.9273 | 48.2858 | 0 | 5973.25 | 158.3157 | 5.1159e-13 | 8.273e-15% | 6374.9128 | 6183.7789 | 6374.9128 | 6183.7789
785.64 | 190.7953 | 3.9263 | 48.2061 | 0 | 3891.1686 | 158.341 | 5.1159e-13 | 1.247e-14% | 4292.4374 | 4101.642 | 4292.4374 | 4101.642
785.672 | 190.5739 | 3.9259 | 48.1549 | 0 | 2029.9632 | 158.382 | 5.1159e-13 | 2.283e-14% | 2430.9999 | 2240.426 | 2430.9999 | 2240.426
785.704 | 190.4766 | 3.926 | 48.1338 | 0 | 849.1522 | 158.4409 | 5.1159e-13 | 4.828e-14% | 1250.1296 | 1059.6529 | 1250.1296 | 1059.6529
785.736 | 190.4943 | 3.9266 | 48.1408 | 0 | 287.8513 | 158.5144 | 5.1159e-13 | 1.026e-13% | 688.9273 | 498.433 | 688.9273 | 498.433
785.768 | 190.5943 | 3.9274 | 48.1681 | 0 | 83.5452 | 158.5946 | 5.1159e-13 | 1.739e-13% | 484.8296 | 294.2353 | 484.8296 | 294.2353
785.8 | 190.7272 | 3.9281 | 48.2039 | 0 | 26.8486 | 158.6729 | 5.1159e-13 | 2.153e-13% | 428.3808 | 237.6536 | 428.3808 | 237.6536
785.832 | 190.8447 | 3.9286 | 48.2364 | 0 | 19.7984 | 158.7441 | 5.1159e-13 | 2.217e-13% | 421.5521 | 230.7074 | 421.5521 | 230.7074
785.864 | 190.9174 | 3.9288 | 48.2581 | 0 | 40.4046 | 158.8065 | 5.1159e-13 | 2.035e-13% | 442.3154 | 251.3979 | 442.3154 | 251.3979
785.896 | 190.9459 | 3.9288 | 48.2692 | 0 | 104.8368 | 158.8606 | 5.1159e-13 | 1.619e-13% | 506.8414 | 315.8955 | 506.8414 | 315.8955
785.928 | 190.9597 | 3.9285 | 48.2771 | 0 | 238.2468 | 158.9078 | 5.1159e-13 | 1.138e-13% | 640.32 | 449.3602 | 640.32 | 449.3602
785.96 | 191.0065 | 3.9281 | 48.2937 | 0 | 437.3306 | 158.9497 | 5.1159e-13 | 7.889e-14% | 839.5086 | 648.5021 | 839.5086 | 648.5021
785.992 | 191.1343 | 3.9276 | 48.331 | 0 | 639.0166 | 158.9882 | 5.1159e-13 | 6.017e-14% | 1041.3977 | 850.2634 | 1041.3977 | 850.2634
786.024 | 191.3746 | 3.9271 | 48.3969 | 0 | 742.6184 | 159.0259 | 4.5475e-13 | 4.767e-14% | 1145.3429 | 953.9682 | 1145.3429 | 953.9682
786.056 | 191.7344 | 3.9266 | 48.4928 | 0 | 691.524 | 159.0654 | 5.6843e-13 | 6.295e-14% | 1094.7432 | 903.0088 | 1094.7432 | 903.0088
786.088 | 192.1992 | 3.9262 | 48.6151 | 0 | 538.4988 | 159.1083 | 5.1159e-13 | 6.82e-14% | 942.3475 | 750.1483 | 942.3475 | 750.1483
786.12 | 192.7427 | 3.9259 | 48.7571 | 0 | 428.9459 | 159.154 | 5.1159e-13 | 7.984e-14% | 833.5256 | 640.7829 | 833.5256 | 640.7829
786.152 | 193.3334 | 3.9256 | 48.9111 | 0 | 530.6572 | 159.1992 | 5.1159e-13 | 6.888e-14% | 936.0265 | 742.6931 | 936.0265 | 742.6931
786.184 | 193.9372 | 3.9251 | 49.069 | 0 | 953.0705 | 159.2381 | 5.1159e-13 | 4.39e-14% | 1359.2398 | 1165.3026 | 1359.2398 | 1165.3026
786.216 | 194.519 | 3.9243 | 49.222 | 0 | 1645.5953 | 159.2666 | 5.1159e-13 | 2.753e-14% | 2052.5272 | 1858.0082 | 2052.5272 | 1858.0082
786.248 | 195.0468 | 3.9232 | 49.3618 | 0 | 2329.0944 | 159.2876 | 5.1159e-13 | 2.013e-14% | 2736.7139 | 2541.6671 | 2736.7139 | 2541.6671
786.28 | 195.4953 | 3.9222 | 49.4815 | 0 | 2618.3658 | 159.3107 | 0 | 0% | 3026.5756 | 2831.0803 | 3026.5756 | 2831.0803
786.312 | 195.8488 | 3.9216 | 49.5763 | 0 | 2325.5951 | 159.3462 | 5.1159e-13 | 2.015e-14% | 2734.288 | 2538.4392 | 2734.288 | 2538.4392
786.344 | 196.1033 | 3.9215 | 49.6449 | 0 | 1630.4681 | 159.3973 | 5.1159e-13 | 2.775e-14% | 2039.5351 | 1843.4318 | 2039.5351 | 1843.4318
786.376 | 196.2664 | 3.9217 | 49.6898 | 0 | 902.1939 | 159.4581 | 5.1159e-13 | 4.587e-14% | 1311.5298 | 1115.2634 | 1311.5298 | 1115.2634
786.408 | 196.3551 | 3.9218 | 49.716 | 0 | 393.991 | 159.5168 | 5.6843e-13 | 9.362e-14% | 803.5006 | 607.1455 | 803.5006 | 607.1455
786.44 | 196.3903 | 3.9215 | 49.7295 | 0 | 135.7905 | 159.5628 | 5.6843e-13 | 1.629e-13% | 545.3947 | 349.0043 | 545.3947 | 349.0043
786.472 | 196.3952 | 3.9207 | 49.7366 | 0 | 36.9359 | 159.5929 | 5.6843e-13 | 2.272e-13% | 446.5813 | 250.186 | 446.5813 | 250.186
786.504 | 196.3932 | 3.9196 | 49.7426 | 0 | 7.9291 | 159.6123 | 5.6843e-13 | 2.57e-13% | 417.5968 | 221.2036 | 417.5968 | 221.2036
786.536 | 196.4002 | 3.9184 | 49.7512 | 0 | 1.3434 | 159.6286 | 5.6843e-13 | 2.648e-13% | 411.0417 | 214.6415 | 411.0417 | 214.6415
786.568 | 196.4155 | 3.9171 | 49.7621 | 0 | 0.17962 | 159.6424 | 5.6843e-13 | 2.662e-13% | 409.9169 | 213.5013 | 409.9169 | 213.5013
786.6 | 196.4292 | 3.9157 | 49.7731 | 0 | 0.018955 | 159.6502 | 5.6843e-13 | 2.664e-13% | 409.7872 | 213.358 | 409.7872 | 213.358
786.632 | 196.4398 | 3.9142 | 49.7836 | 0 | 0 | 159.6553 | 5.6843e-13 | 2.664e-13% | 409.7928 | 213.353 | 409.7928 | 213.353
786.664 | 196.4522 | 3.9128 | 49.794 | 0 | 0.0076841 | 159.6662 | 5.6843e-13 | 2.664e-13% | 409.8328 | 213.3807 | 409.8328 | 213.3807
786.696 | 196.4473 | 3.9114 | 49.8002 | 0 | 0.073385 | 159.6767 | 5.6843e-13 | 2.663e-13% | 409.909 | 213.4617 | 409.909 | 213.4617
786.728 | 196.377 | 3.9093 | 49.7918 | 0 | 0.54997 | 159.6611 | 5.6843e-13 | 2.657e-13% | 410.2891 | 213.9121 | 410.2891 | 213.9121
786.76 | 196.2163 | 3.9059 | 49.7635 | 0 | 3.2547 | 159.6065 | 5.6843e-13 | 2.625e-13% | 412.7469 | 216.5305 | 412.7469 | 216.5305
786.792 | 196.0185 | 3.9024 | 49.7261 | 0 | 15.2113 | 159.5478 | 5.6843e-13 | 2.489e-13% | 424.406 | 228.3876 | 424.406 | 228.3876
786.824 | 195.889 | 3.9008 | 49.7011 | 0 | 56.1563 | 159.5509 | 5.6843e-13 | 2.111e-13% | 465.1982 | 269.3092 | 465.1982 | 269.3092
786.856 | 195.8941 | 3.9023 | 49.7026 | 0 | 163.7951 | 159.6543 | 5.6843e-13 | 1.508e-13% | 572.9485 | 377.0543 | 572.9485 | 377.0543
786.888 | 196.0059 | 3.9062 | 49.7251 | 0 | 377.5659 | 159.8352 | 5.6843e-13 | 9.618e-14% | 787.0382 | 591.0323 | 787.0382 | 591.0323
786.92 | 196.1383 | 3.9105 | 49.7517 | 0 | 688.0537 | 160.0335 | 5.6843e-13 | 6.304e-14% | 1097.8877 | 901.7494 | 1097.8877 | 901.7494
786.952 | 196.2215 | 3.9139 | 49.7682 | 0 | 991.6815 | 160.2 | 5.6843e-13 | 4.715e-14% | 1401.7851 | 1205.5636 | 1401.7851 | 1205.5636
786.984 | 196.2368 | 3.9159 | 49.7712 | 0 | 1131.0272 | 160.3194 | 9.0949e-13 | 6.762e-14% | 1541.2704 | 1345.0337 | 1541.2704 | 1345.0337
787.016 | 196.2004 | 3.9167 | 49.7641 | 0 | 1021.5441 | 160.3999 | 5.6843e-13 | 4.6e-14% | 1431.8251 | 1235.6247 | 1431.8251 | 1235.6247
787.048 | 196.1289 | 3.9165 | 49.7502 | 0 | 732.3818 | 160.4513 | 5.6843e-13 | 6.006e-14% | 1142.6286 | 946.4998 | 1142.6286 | 946.4998
787.08 | 196.0177 | 3.9154 | 49.7286 | 0 | 424.0229 | 160.4708 | 5.6843e-13 | 8.908e-14% | 834.1555 | 638.1378 | 834.1555 | 638.1378
787.112 | 195.8473 | 3.9131 | 49.6952 | 0 | 230.2235 | 160.4475 | 5.6843e-13 | 1.279e-13% | 640.1266 | 444.2793 | 640.1266 | 444.2793
787.144 | 195.6141 | 3.9094 | 49.6491 | 0 | 226.4579 | 160.3818 | 5.6843e-13 | 1.291e-13% | 636.0121 | 440.3981 | 636.0121 | 440.3981
787.176 | 195.3615 | 3.9053 | 49.5988 | 0 | 482.0312 | 160.3045 | 5.6843e-13 | 8.169e-14% | 891.2012 | 695.8398 | 891.2012 | 695.8398
787.208 | 195.1703 | 3.9026 | 49.5607 | 0 | 1064.4417 | 160.2694 | 5.6843e-13 | 4.447e-14% | 1473.3448 | 1278.1745 | 1473.3448 | 1278.1745
787.24 | 195.1039 | 3.9023 | 49.5481 | 0 | 1916.57 | 160.3169 | 5.6843e-13 | 2.668e-14% | 2325.4412 | 2130.3373 | 2325.4412 | 2130.3373
787.272 | 195.1593 | 3.9045 | 49.5605 | 0 | 2732.4884 | 160.4423 | 5.6843e-13 | 1.929e-14% | 3141.555 | 2946.3957 | 3141.555 | 2946.3957
787.304 | 195.2744 | 3.9076 | 49.5857 | 0 | 3075.6455 | 160.6019 | 0 | 0% | 3485.0151 | 3289.7407 | 3485.0151 | 3289.7407
787.336 | 195.3726 | 3.9103 | 49.608 | 0 | 2732.3781 | 160.744 | 5.6843e-13 | 1.929e-14% | 3142.013 | 2946.6405 | 3142.013 | 2946.6405
787.368 | 195.398 | 3.9113 | 49.616 | 0 | 1916.1809 | 160.8333 | 5.6843e-13 | 2.668e-14% | 2325.9394 | 2130.5415 | 2325.9394 | 2130.5415
787.4 | 195.327 | 3.9104 | 49.6043 | 0 | 1062.0324 | 160.8578 | 5.6843e-13 | 4.453e-14% | 1471.732 | 1276.405 | 1471.732 | 1276.405
787.432 | 195.1765 | 3.9079 | 49.5762 | 0 | 468.8633 | 160.8325 | 5.6843e-13 | 8.32e-14% | 878.3564 | 683.1799 | 878.3564 | 683.1799
787.464 | 195.0068 | 3.9053 | 49.5437 | 0 | 173.2136 | 160.7994 | 5.6843e-13 | 1.467e-13% | 582.4687 | 387.4619 | 582.4687 | 387.4619
787.496 | 194.8949 | 3.9039 | 49.5227 | 0 | 68.1133 | 160.8097 | 5.6843e-13 | 2.013e-13% | 477.2445 | 282.3496 | 477.2445 | 282.3496
787.528 | 194.8791 | 3.9046 | 49.5208 | 0 | 44.5716 | 160.888 | 5.6843e-13 | 2.196e-13% | 453.764 | 258.8849 | 453.764 | 258.8849
787.56 | 194.9282 | 3.9067 | 49.5319 | 0 | 41.2641 | 161.0125 | 5.6843e-13 | 2.223e-13% | 450.6433 | 255.7152 | 450.6433 | 255.7152
787.592 | 194.9719 | 3.9087 | 49.5418 | 0 | 35.4671 | 161.1356 | 5.6843e-13 | 2.273e-13% | 445.0251 | 250.0532 | 445.0251 | 250.0532
787.624 | 194.9529 | 3.9095 | 49.5388 | 0 | 24.7411 | 161.2175 | 5.6843e-13 | 2.374e-13% | 434.3598 | 239.4069 | 434.3598 | 239.4069
787.656 | 194.8484 | 3.9086 | 49.5184 | 0 | 13.6779 | 161.241 | 5.6843e-13 | 2.489e-13% | 423.1943 | 228.3459 | 423.1943 | 228.3459
787.688 | 194.6638 | 3.9059 | 49.482 | 0 | 5.9732 | 161.2077 | 5.6843e-13 | 2.577e-13% | 415.2326 | 220.5688 | 415.2326 | 220.5688
787.72 | 194.4194 | 3.9019 | 49.4337 | 0 | 2.0597 | 161.1304 | 6.2528e-13 | 2.888e-13% | 410.945 | 216.5256 | 410.945 | 216.5256
787.752 | 194.1347 | 3.897 | 49.3775 | 0 | 0.56919 | 161.0238 | 6.2528e-13 | 2.91e-13% | 409.0021 | 214.8674 | 409.0021 | 214.8674
787.784 | 193.821 | 3.8916 | 49.3156 | 0 | 0.20118 | 160.8987 | 6.2528e-13 | 2.918e-13% | 408.1281 | 214.3071 | 408.1281 | 214.3071
787.816 | 193.5073 | 3.8862 | 49.2538 | 0 | 0.54123 | 160.7778 | 6.2528e-13 | 2.916e-13% | 407.9663 | 214.4591 | 407.9663 | 214.4591
787.848 | 193.2731 | 3.8827 | 49.2078 | 0 | 2.7505 | 160.7165 | 6.2528e-13 | 2.887e-13% | 409.8307 | 216.5576 | 409.8307 | 216.5576
787.88 | 193.2165 | 3.883 | 49.1972 | 0 | 11.9996 | 160.7824 | 6.2528e-13 | 2.768e-13% | 419.0788 | 225.8622 | 419.0788 | 225.8622
787.912 | 193.3579 | 3.8877 | 49.2253 | 0 | 43.6539 | 160.9916 | 6.2528e-13 | 2.426e-13% | 451.1165 | 257.7586 | 451.1165 | 257.7586
787.944 | 193.5974 | 3.8947 | 49.2721 | 0 | 132.4558 | 161.2793 | 6.2528e-13 | 1.802e-13% | 540.4992 | 346.9018 | 540.4992 | 346.9018
787.976 | 193.7942 | 3.9012 | 49.3092 | 0 | 333.6544 | 161.5487 | 6.2528e-13 | 1.14e-13% | 742.2076 | 548.4134 | 742.2076 | 548.4134
788.008 | 193.873 | 3.9053 | 49.3223 | 0 | 691.7726 | 161.7411 | 6.2528e-13 | 6.896e-14% | 1100.6142 | 906.7412 | 1100.6142 | 906.7412
788.04 | 193.8467 | 3.907 | 49.315 | 0 | 1168.8476 | 161.8524 | 6.8212e-13 | 4.929e-14% | 1577.7686 | 1383.922 | 1577.7686 | 1383.922
788.072 | 193.7622 | 3.9068 | 49.2976 | 0 | 1594.8819 | 161.902 | 6.2528e-13 | 3.455e-14% | 2003.7505 | 1809.9884 | 2003.7505 | 1809.9884
788.104 | 193.651 | 3.9052 | 49.2771 | 0 | 1744.8211 | 161.9041 | 0 | 0% | 2153.5585 | 1959.9075 | 2153.5585 | 1959.9075
788.136 | 193.5228 | 3.9023 | 49.2553 | 0 | 1523.2212 | 161.8644 | 6.2528e-13 | 3.597e-14% | 1931.7661 | 1738.2432 | 1931.7661 | 1738.2432
788.168 | 193.3851 | 3.8985 | 49.2335 | 0 | 1061.3798 | 161.7925 | 6.2528e-13 | 4.899e-14% | 1469.6893 | 1276.3043 | 1469.6893 | 1276.3043
788.2 | 193.258 | 3.8943 | 49.2154 | 0 | 605.4246 | 161.7082 | 6.2528e-13 | 7.623e-14% | 1013.5005 | 820.2425 | 1013.5005 | 820.2425
788.232 | 193.1757 | 3.8906 | 49.2078 | 0 | 336.2103 | 161.6394 | 6.2528e-13 | 1.135e-13% | 744.1238 | 550.9481 | 744.1238 | 550.9481
788.264 | 193.1798 | 3.8882 | 49.2187 | 0 | 310.7788 | 161.6177 | 6.2528e-13 | 1.19e-13% | 718.6832 | 525.5034 | 718.6832 | 525.5034
788.296 | 193.3004 | 3.888 | 49.2539 | 0 | 507.8063 | 161.6664 | 6.2528e-13 | 8.653e-14% | 915.915 | 722.6147 | 915.915 | 722.6147
788.328 | 193.5243 | 3.8898 | 49.3103 | 0 | 847.8265 | 161.7812 | 6.8212e-13 | 6.418e-14% | 1256.3323 | 1062.808 | 1256.3323 | 1062.808
788.36 | 193.7922 | 3.8926 | 49.3753 | 0 | 1175.291 | 161.9287 | 6.2528e-13 | 4.497e-14% | 1584.2799 | 1390.4877 | 1584.2799 | 1390.4877
788.392 | 194.0421 | 3.8953 | 49.4359 | 0 | 1306.2851 | 162.0741 | 9.0949e-13 | 5.977e-14% | 1715.7325 | 1521.6904 | 1715.7325 | 1521.6904
788.424 | 194.2512 | 3.8976 | 49.4873 | 0 | 1159.7628 | 162.2061 | 6.2528e-13 | 4.546e-14% | 1569.6049 | 1375.3537 | 1569.6049 | 1375.3537
788.456 | 194.4277 | 3.8996 | 49.5314 | 0 | 827.8112 | 162.3282 | 6.2528e-13 | 5.992e-14% | 1237.9981 | 1043.5704 | 1237.9981 | 1043.5704
788.488 | 194.582 | 3.9013 | 49.5707 | 0 | 485.4604 | 162.4391 | 6.2528e-13 | 8.915e-14% | 895.9535 | 701.3715 | 895.9535 | 701.3715
788.52 | 194.7166 | 3.9023 | 49.6065 | 0 | 247.833 | 162.5292 | 6.8212e-13 | 1.47e-13% | 658.5876 | 463.871 | 658.5876 | 463.871
788.552 | 194.8305 | 3.9025 | 49.6392 | 0 | 126.6166 | 162.5895 | 6.2528e-13 | 1.824e-13% | 537.5782 | 342.7477 | 537.5782 | 342.7477
788.584 | 194.9176 | 3.9016 | 49.6676 | 0 | 82.1171 | 162.6151 | 6.2528e-13 | 2.096e-13% | 493.2189 | 298.3013 | 493.2189 | 298.3013
788.616 | 194.9648 | 3.8996 | 49.6884 | 0 | 75.6336 | 162.6037 | 6.2528e-13 | 2.143e-13% | 486.7901 | 291.8253 | 486.7901 | 291.8253
788.648 | 194.9685 | 3.8967 | 49.7004 | 0 | 82.728 | 162.5628 | 6.8212e-13 | 2.282e-13% | 493.8564 | 298.8879 | 493.8564 | 298.8879
788.68 | 194.9559 | 3.8937 | 49.7085 | 0 | 90.3456 | 162.5178 | 6.8212e-13 | 2.226e-13% | 501.4216 | 306.4656 | 501.4216 | 306.4656
788.712 | 194.9733 | 3.8915 | 49.722 | 0 | 95.8411 | 162.5022 | 6.2528e-13 | 2.004e-13% | 506.9302 | 311.9568 | 506.9302 | 311.9568
788.744 | 195.0361 | 3.8906 | 49.7441 | 0 | 103.4081 | 162.5256 | 6.2528e-13 | 1.957e-13% | 514.6044 | 319.5683 | 514.6044 | 319.5683
788.776 | 195.0956 | 3.8898 | 49.765 | 0 | 115.4071 | 162.5555 | 6.8212e-13 | 2.057e-13% | 526.7129 | 331.6173 | 526.7129 | 331.6173
788.808 | 195.0691 | 3.8877 | 49.7675 | 0 | 127.1389 | 162.5395 | 6.8212e-13 | 1.987e-13% | 538.4027 | 343.3336 | 538.4027 | 343.3336
788.84 | 194.911 | 3.8834 | 49.7422 | 0 | 130.5305 | 162.452 | 6.2528e-13 | 1.804e-13% | 541.5192 | 346.6081 | 541.5192 | 346.6081
788.872 | 194.6686 | 3.878 | 49.6987 | 0 | 121.8539 | 162.3266 | 6.8212e-13 | 2.02e-13% | 532.4259 | 337.7573 | 532.4259 | 337.7573
788.904 | 194.4748 | 3.8741 | 49.664 | 0 | 105.8817 | 162.25 | 6.8212e-13 | 2.121e-13% | 516.1446 | 321.6698 | 516.1446 | 321.6698
788.936 | 194.4641 | 3.8741 | 49.6658 | 0 | 92.9646 | 162.3055 | 6.8212e-13 | 2.209e-13% | 503.274 | 308.8099 | 503.274 | 308.8099
788.968 | 194.6607 | 3.8783 | 49.7091 | 0 | 92.8018 | 162.5024 | 6.8212e-13 | 2.208e-13% | 503.5524 | 308.8917 | 503.5524 | 308.8917
789 | 194.949 | 3.8843 | 49.7709 | 0 | 115.6611 | 162.7588 | 6.8212e-13 | 2.054e-13% | 527.0241 | 332.0751 | 527.0241 | 332.0751
789.032 | 195.1649 | 3.8888 | 49.818 | 0 | 186.5018 | 162.9633 | 6.8212e-13 | 1.692e-13% | 598.3367 | 403.1718 | 598.3367 | 403.1718
789.064 | 195.2136 | 3.8898 | 49.8313 | 0 | 356.8834 | 163.0529 | 6.8212e-13 | 1.189e-13% | 768.8709 | 573.6573 | 768.8709 | 573.6573
789.096 | 195.1139 | 3.8878 | 49.8146 | 0 | 680.8322 | 163.0419 | 6.8212e-13 | 7.6e-14% | 1092.6903 | 897.5765 | 1092.6903 | 897.5765
789.128 | 194.9627 | 3.8848 | 49.7875 | 0 | 1138.6717 | 162.9975 | 6.8212e-13 | 5.033e-14% | 1550.3043 | 1355.3415 | 1550.3043 | 1355.3415
789.16 | 194.8595 | 3.8829 | 49.7699 | 0 | 1572.2901 | 162.9883 | 6.8212e-13 | 3.813e-14% | 1983.7908 | 1788.9313 | 1983.7908 | 1788.9313
789.192 | 194.8337 | 3.8826 | 49.7678 | 0 | 1750.9684 | 163.035 | 0 | 0% | 2162.4875 | 1967.6538 | 2162.4875 | 1967.6538
789.224 | 194.8297 | 3.8829 | 49.7696 | 0 | 1562.2843 | 163.1003 | 6.8212e-13 | 3.834e-14% | 1973.8668 | 1779.0371 | 1973.8668 | 1779.0371
789.256 | 194.7621 | 3.882 | 49.7583 | 0 | 1122.8247 | 163.1258 | 6.8212e-13 | 5.092e-14% | 1534.3529 | 1339.5908 | 1534.3529 | 1339.5908
789.288 | 194.5838 | 3.879 | 49.7243 | 0 | 666.3989 | 163.0788 | 6.8212e-13 | 7.724e-14% | 1077.6649 | 883.0811 | 1077.6649 | 883.0811
789.32 | 194.3123 | 3.8741 | 49.6716 | 0 | 349.5687 | 162.9703 | 6.8212e-13 | 1.205e-13% | 760.3971 | 566.0848 | 760.3971 | 566.0848
789.352 | 194.0231 | 3.8689 | 49.6156 | 0 | 186.2518 | 162.8509 | 6.8212e-13 | 1.694e-13% | 596.6104 | 402.5872 | 596.6104 | 402.5872
789.384 | 193.8221 | 3.8656 | 49.5777 | 0 | 118.8747 | 162.792 | 6.8212e-13 | 2.036e-13% | 528.9321 | 335.11 | 528.9321 | 335.11
789.416 | 193.7771 | 3.8653 | 49.5715 | 0 | 96.9862 | 162.839 | 6.8212e-13 | 2.177e-13% | 507.0392 | 313.2621 | 507.0392 | 313.2621
789.448 | 193.8365 | 3.8672 | 49.5863 | 0 | 96.6867 | 162.9575 | 6.8212e-13 | 2.179e-13% | 506.9341 | 313.0976 | 506.9341 | 313.0976
789.48 | 193.8463 | 3.8681 | 49.5908 | 0 | 107.439 | 163.0441 | 6.8212e-13 | 2.106e-13% | 517.7883 | 323.942 | 517.7883 | 323.942
789.512 | 193.7014 | 3.866 | 49.5637 | 0 | 122.3371 | 163.0286 | 6.8212e-13 | 2.013e-13% | 532.4968 | 338.7954 | 532.4968 | 338.7954
789.544 | 193.4758 | 3.8624 | 49.5201 | 0 | 135.7075 | 162.96 | 6.8212e-13 | 1.938e-13% | 545.5259 | 352.05 | 545.5259 | 352.05
789.576 | 193.3527 | 3.8607 | 49.4972 | 0 | 141.6862 | 162.9598 | 6.8212e-13 | 1.905e-13% | 551.3567 | 358.004 | 551.3567 | 358.004
789.608 | 193.4072 | 3.8626 | 49.5099 | 0 | 136.508 | 163.0776 | 6.8212e-13 | 1.933e-13% | 546.3654 | 352.9582 | 546.3654 | 352.9582
789.64 | 193.4977 | 3.8651 | 49.5297 | 0 | 123.8965 | 163.2186 | 6.8212e-13 | 2.003e-13% | 534.0077 | 340.51 | 534.0077 | 340.51
789.672 | 193.3893 | 3.8637 | 49.5092 | 0 | 112.8857 | 163.2257 | 6.8212e-13 | 2.07e-13% | 522.8737 | 329.4844 | 522.8737 | 329.4844
789.704 | 192.964 | 3.856 | 49.4251 | 0 | 106.8741 | 163.0196 | 6.8212e-13 | 2.111e-13% | 516.1388 | 323.1748 | 516.1388 | 323.1748
789.736 | 192.3236 | 3.844 | 49.2981 | 0 | 99.1548 | 162.6672 | 6.8212e-13 | 2.166e-13% | 507.2877 | 314.9641 | 507.2877 | 314.9641
789.768 | 191.7401 | 3.833 | 49.1834 | 0 | 82.6987 | 162.3497 | 6.8212e-13 | 2.289e-13% | 489.8047 | 298.0646 | 489.8047 | 298.0646
789.8 | 191.5072 | 3.8288 | 49.1398 | 0 | 60.673 | 162.2643 | 6.8212e-13 | 2.472e-13% | 467.4132 | 275.9059 | 467.4132 | 275.9059
789.832 | 191.7669 | 3.8344 | 49.1955 | 0 | 43.7288 | 162.5093 | 6.8212e-13 | 2.631e-13% | 451.0348 | 259.2679 | 451.0348 | 259.2679
789.864 | 192.4138 | 3.8478 | 49.3287 | 0 | 39.2328 | 163.0182 | 6.8212e-13 | 2.671e-13% | 447.8414 | 255.4276 | 447.8414 | 255.4276
789.896 | 193.1691 | 3.8635 | 49.4831 | 0 | 46.1239 | 163.607 | 6.8212e-13 | 2.593e-13% | 456.2467 | 263.0775 | 456.2467 | 263.0775
789.928 | 193.7733 | 3.8764 | 49.6064 | 0 | 59.2342 | 164.0999 | 6.8212e-13 | 2.464e-13% | 470.5902 | 276.8169 | 470.5902 | 276.8169
789.96 | 194.1277 | 3.8844 | 49.6794 | 0 | 75.7211 | 164.4243 | 6.8212e-13 | 2.322e-13% | 487.8368 | 293.7091 | 487.8368 | 293.7091
789.992 | 194.2816 | 3.8881 | 49.7127 | 0 | 95.3376 | 164.6048 | 6.8212e-13 | 2.176e-13% | 507.8249 | 313.5432 | 507.8249 | 313.5432
790.024 | 194.3313 | 3.8893 | 49.7262 | 0 | 114.818 | 164.7001 | 6.8212e-13 | 2.048e-13% | 527.4649 | 333.1336 | 527.4649 | 333.1336
790.056 | 194.345 | 3.8893 | 49.7337 | 0 | 125.1286 | 164.7541 | 6.8212e-13 | 1.986e-13% | 537.8507 | 343.5056 | 537.8507 | 343.5056
790.088 | 194.351 | 3.8887 | 49.7408 | 0 | 117.439 | 164.7862 | 6.8212e-13 | 2.031e-13% | 530.2056 | 335.8547 | 530.2056 | 335.8547
790.12 | 194.3531 | 3.8875 | 49.7483 | 0 | 91.9572 | 164.8005 | 7.3896e-13 | 2.381e-13% | 504.7466 | 310.3935 | 504.7466 | 310.3935
790.152 | 194.3429 | 3.8857 | 49.7542 | 0 | 58.9633 | 164.7917 | 7.3896e-13 | 2.664e-13% | 471.7379 | 277.395 | 471.7379 | 277.395
790.184 | 194.2976 | 3.8828 | 49.7541 | 0 | 30.613 | 164.7458 | 7.3896e-13 | 2.968e-13% | 443.2933 | 248.9957 | 443.2933 | 248.9957
790.216 | 194.1778 | 3.8781 | 49.7395 | 0 | 12.8087 | 164.6401 | 7.3896e-13 | 3.198e-13% | 425.2442 | 231.0664 | 425.2442 | 231.0664
790.248 | 193.9357 | 3.871 | 49.7002 | 0 | 4.5095 | 164.4513 | 7.3896e-13 | 3.321e-13% | 416.4678 | 222.5321 | 416.4678 | 222.5321
790.28 | 193.5352 | 3.8611 | 49.6285 | 0 | 2.3245 | 164.1661 | 7.3896e-13 | 3.359e-13% | 413.5154 | 219.9802 | 413.5154 | 219.9802
790.312 | 192.9861 | 3.8488 | 49.5258 | 0 | 4.7051 | 163.8008 | 7.3896e-13 | 3.33e-13% | 414.8666 | 221.8805 | 414.8666 | 221.8805
790.344 | 192.4008 | 3.8365 | 49.4147 | 0 | 13.3203 | 163.4332 | 7.3896e-13 | 3.213e-13% | 422.4055 | 230.0047 | 422.4055 | 230.0047
790.376 | 192.0054 | 3.8284 | 49.3408 | 0 | 31.504 | 163.2094 | 7.3896e-13 | 2.981e-13% | 439.8879 | 247.8825 | 439.8879 | 247.8825
790.408 | 192.0117 | 3.8283 | 49.3472 | 0 | 59.8785 | 163.2594 | 7.3896e-13 | 2.674e-13% | 468.3252 | 276.3135 | 468.3252 | 276.3135
790.44 | 192.4277 | 3.8361 | 49.4363 | 0 | 91.796 | 163.5756 | 7.3896e-13 | 2.394e-13% | 501.0717 | 308.6439 | 501.0717 | 308.6439
790.472 | 193.0404 | 3.8471 | 49.566 | 0 | 114.3573 | 164.0058 | 6.8212e-13 | 2.056e-13% | 524.8166 | 331.7762 | 524.8166 | 331.7762
790.504 | 193.6181 | 3.8568 | 49.6903 | 0 | 116.7305 | 164.3911 | 7.3896e-13 | 2.208e-13% | 528.2868 | 334.6687 | 528.2868 | 334.6687
790.536 | 194.0847 | 3.8638 | 49.7943 | 0 | 98.3732 | 164.6815 | 7.9581e-13 | 2.513e-13% | 510.7975 | 316.7128 | 510.7975 | 316.7128
790.568 | 194.4882 | 3.8691 | 49.8875 | 0 | 68.8517 | 164.9146 | 7.3896e-13 | 2.57e-13% | 482.0112 | 287.5229 | 482.0112 | 287.5229
790.6 | 194.8745 | 3.8738 | 49.9784 | 0 | 40.4465 | 165.1288 | 7.3896e-13 | 2.848e-13% | 454.3019 | 259.4275 | 454.3019 | 259.4275
790.632 | 195.2316 | 3.878 | 50.0634 | 0 | 21.3392 | 165.3257 | 7.3896e-13 | 3.071e-13% | 435.838 | 240.6064 | 435.838 | 240.6064
790.664 | 195.5211 | 3.8812 | 50.1338 | 0 | 14.0908 | 165.489 | 7.3896e-13 | 3.163e-13% | 429.116 | 233.5948 | 429.116 | 233.5948
790.696 | 195.7182 | 3.8832 | 50.1836 | 0 | 17.6446 | 165.61 | 7.3896e-13 | 3.114e-13% | 433.0397 | 237.3214 | 433.0397 | 237.3214
790.728 | 195.8233 | 3.8841 | 50.2125 | 0 | 28.826 | 165.6933 | 7.3896e-13 | 2.972e-13% | 444.4392 | 248.616 | 444.4392 | 248.616
790.76 | 195.8515 | 3.8842 | 50.2237 | 0 | 42.7398 | 165.7501 | 7.3896e-13 | 2.814e-13% | 458.4494 | 262.5979 | 458.4494 | 262.5979
790.792 | 195.8203 | 3.8839 | 50.2207 | 0 | 54.8888 | 165.7907 | 7.9581e-13 | 2.896e-13% | 470.6044 | 274.7841 | 470.6044 | 274.7841
790.824 | 195.7426 | 3.8832 | 50.2066 | 0 | 64.5497 | 165.8207 | 7.3896e-13 | 2.598e-13% | 480.2028 | 284.4603 | 480.2028 | 284.4603
790.856 | 195.6238 | 3.8822 | 50.1827 | 0 | 73.817 | 165.8412 | 7.3896e-13 | 2.516e-13% | 489.3469 | 293.723 | 489.3469 | 293.723
790.888 | 195.4584 | 3.8809 | 50.1478 | 0 | 81.5861 | 165.8478 | 7.3896e-13 | 2.451e-13% | 496.921 | 301.4626 | 496.921 | 301.4626
790.92 | 195.2183 | 3.8786 | 50.0962 | 0 | 81.5191 | 165.8243 | 7.9581e-13 | 2.641e-13% | 496.5366 | 301.3183 | 496.5366 | 301.3183
790.952 | 194.8373 | 3.8744 | 50.0141 | 0 | 69.045 | 165.7312 | 7.3896e-13 | 2.56e-13% | 483.502 | 288.6647 | 483.502 | 288.6647
790.984 | 194.22 | 3.8664 | 49.8817 | 0 | 48.3365 | 165.5096 | 7.3896e-13 | 2.762e-13% | 461.8142 | 267.5942 | 461.8142 | 267.5942
791.016 | 193.3163 | 3.8538 | 49.6885 | 0 | 29.8418 | 165.1306 | 7.3896e-13 | 2.974e-13% | 441.831 | 248.5147 | 441.831 | 248.5147
791.048 | 192.2326 | 3.8389 | 49.4553 | 0 | 22.6075 | 164.6694 | 7.9581e-13 | 3.308e-13% | 432.8037 | 240.5711 | 432.8037 | 240.5711
791.08 | 191.2463 | 3.827 | 49.2383 | 0 | 29.9435 | 164.315 | 7.9581e-13 | 3.218e-13% | 438.5701 | 247.3238 | 438.5701 | 247.3238
791.112 | 190.6338 | 3.8237 | 49.0935 | 0 | 48.8861 | 164.2536 | 7.9581e-13 | 2.991e-13% | 456.6906 | 266.0569 | 456.6906 | 266.0569
791.144 | 190.4462 | 3.8297 | 49.032 | 0 | 71.2077 | 164.5141 | 7.9581e-13 | 2.758e-13% | 479.0296 | 288.5835 | 479.0296 | 288.5835
791.176 | 190.4723 | 3.8406 | 49.0122 | 0 | 88.2154 | 164.9421 | 7.9581e-13 | 2.601e-13% | 496.4826 | 306.0103 | 496.4826 | 306.0103
791.208 | 190.4344 | 3.8504 | 48.9792 | 0 | 98.8261 | 165.3329 | 7.9581e-13 | 2.511e-13% | 507.4231 | 316.9886 | 507.4231 | 316.9886
791.24 | 190.2099 | 3.8562 | 48.9093 | 0 | 113.4429 | 165.5859 | 7.9581e-13 | 2.398e-13% | 522.0042 | 331.7943 | 522.0042 | 331.7943
791.272 | 189.8727 | 3.8591 | 48.8187 | 0 | 152.0418 | 165.737 | 7.9581e-13 | 2.148e-13% | 560.3293 | 370.4566 | 560.3293 | 370.4566
791.304 | 189.5598 | 3.8614 | 48.7362 | 0 | 243.4883 | 165.8694 | 7.9581e-13 | 1.723e-13% | 651.5151 | 461.9552 | 651.5151 | 461.9552
791.336 | 189.3332 | 3.8642 | 48.6747 | 0 | 419.3548 | 166.0191 | 7.9581e-13 | 1.248e-13% | 827.2461 | 637.9128 | 827.2461 | 637.9128
791.368 | 189.1721 | 3.867 | 48.6301 | 0 | 686.9996 | 166.1679 | 7.9581e-13 | 8.787e-14% | 1094.8368 | 905.6647 | 1094.8368 | 905.6647
791.4 | 189.0511 | 3.8692 | 48.5974 | 0 | 1020.1353 | 166.2976 | 7.9581e-13 | 6.424e-14% | 1427.9507 | 1238.8996 | 1427.9507 | 1238.8996
791.432 | 188.9791 | 3.8712 | 48.5782 | 0 | 1451.0663 | 166.4172 | 9.0949e-13 | 5.446e-14% | 1858.9119 | 1669.9329 | 1858.9119 | 1669.9329
791.464 | 188.9663 | 3.8732 | 48.5741 | 0 | 2219.9165 | 166.5414 | 7.9581e-13 | 3.263e-14% | 2627.8715 | 2438.9052 | 2627.8715 | 2438.9052
791.496 | 188.9919 | 3.8753 | 48.5799 | 0 | 3702.2108 | 166.6666 | 7.9581e-13 | 2.029e-14% | 4110.3245 | 3921.3326 | 4110.3245 | 3921.3326
791.528 | 189.0167 | 3.877 | 48.5865 | 0 | 5930.2429 | 166.7772 | 7.9581e-13 | 1.294e-14% | 6338.5003 | 6149.4836 | 6338.5003 | 6149.4836
791.56 | 189.0121 | 3.8779 | 48.5873 | 0 | 8129.4456 | 166.8626 | 7.9581e-13 | 9.532e-15% | 8537.7856 | 8348.7735 | 8537.7856 | 8348.7735
791.592 | 188.9664 | 3.8781 | 48.5795 | 0 | 9045.8138 | 166.9194 | 0 | 0% | 9454.1571 | 9265.1907 | 9454.1571 | 9265.1907
791.624 | 188.8683 | 3.8771 | 48.5609 | 0 | 8026.2543 | 166.939 | 7.9581e-13 | 9.651e-15% | 8434.4996 | 8245.6313 | 8434.4996 | 8245.6313
791.656 | 188.6931 | 3.8744 | 48.5268 | 0 | 5659.1052 | 166.9005 | 7.9581e-13 | 1.354e-14% | 6067.1 | 5878.4069 | 6067.1 | 5878.4069
791.688 | 188.4158 | 3.8695 | 48.4723 | 0 | 3185.0177 | 166.7821 | 7.9581e-13 | 2.338e-14% | 3592.5575 | 3404.1417 | 3592.5575 | 3404.1417
791.72 | 188.0565 | 3.8625 | 48.4019 | 0 | 1452.3867 | 166.596 | 7.9581e-13 | 4.762e-14% | 1859.3036 | 1671.2472 | 1859.3036 | 1671.2472
791.752 | 187.7147 | 3.8557 | 48.3357 | 0 | 555.3068 | 166.413 | 7.9581e-13 | 1.028e-13% | 961.626 | 773.9113 | 961.626 | 773.9113
791.784 | 187.5228 | 3.8517 | 48.3005 | 0 | 189.4522 | 166.3289 | 7.9581e-13 | 1.951e-13% | 595.4562 | 407.9334 | 595.4562 | 407.9334
791.816 | 187.5319 | 3.8517 | 48.3064 | 0 | 62.0648 | 166.3819 | 7.9581e-13 | 2.836e-13% | 468.1368 | 280.6048 | 468.1368 | 280.6048
791.848 | 187.6552 | 3.854 | 48.3357 | 0 | 20.7008 | 166.5118 | 7.9581e-13 | 3.324e-13% | 427.0575 | 239.4023 | 427.0575 | 239.4023
791.88 | 187.748 | 3.8554 | 48.3594 | 0 | 10.2062 | 166.6161 | 7.9581e-13 | 3.475e-13% | 416.7851 | 229.0371 | 416.7851 | 229.0371
791.912 | 187.7434 | 3.8548 | 48.3639 | 0 | 17.5655 | 166.6467 | 7.9581e-13 | 3.366e-13% | 424.1743 | 236.4309 | 424.1743 | 236.4309
791.944 | 187.7064 | 3.8533 | 48.3626 | 0 | 47.1175 | 166.6489 | 7.9581e-13 | 2.992e-13% | 453.6888 | 265.9824 | 453.6888 | 265.9824
791.976 | 187.7646 | 3.8537 | 48.3813 | 0 | 107.9823 | 166.713 | 8.5265e-13 | 2.608e-13% | 514.6949 | 326.9303 | 514.6949 | 326.9303
792.008 | 187.9849 | 3.8571 | 48.4335 | 0 | 197.7936 | 166.8859 | 8.5265e-13 | 2.045e-13% | 604.955 | 416.9701 | 604.955 | 416.9701
792.04 | 188.3173 | 3.8626 | 48.5091 | 0 | 290.1785 | 167.1292 | 8.5265e-13 | 1.673e-13% | 697.9968 | 509.6795 | 697.9968 | 509.6795
792.072 | 188.6497 | 3.8677 | 48.5856 | 0 | 346.3355 | 167.3585 | 9.0949e-13 | 1.606e-13% | 754.797 | 566.1473 | 754.797 | 566.1473
792.104 | 188.8924 | 3.8704 | 48.6453 | 0 | 350.3585 | 167.5037 | 8.5265e-13 | 1.495e-13% | 759.2703 | 570.3779 | 759.2703 | 570.3779
792.136 | 188.9942 | 3.8694 | 48.6782 | 0 | 339.5109 | 167.5232 | 8.5265e-13 | 1.524e-13% | 748.5759 | 559.5817 | 748.5759 | 559.5817
792.168 | 188.9095 | 3.8638 | 48.6754 | 0 | 414.8049 | 167.3825 | 7.9581e-13 | 1.254e-13% | 823.6361 | 634.7266 | 823.6361 | 634.7266
792.2 | 188.6146 | 3.8532 | 48.6321 | 0 | 734.6398 | 167.0664 | 8.5265e-13 | 8.936e-14% | 1142.806 | 954.1915 | 1142.806 | 954.1915
792.232 | 188.2003 | 3.8395 | 48.5667 | 0 | 1447.0303 | 166.6429 | 8.5265e-13 | 5.118e-14% | 1854.2797 | 1666.0795 | 1854.2797 | 1666.0795
792.264 | 187.9234 | 3.8281 | 48.5309 | 0 | 2510.3879 | 166.2978 | 8.5265e-13 | 3.124e-14% | 2916.9681 | 2729.0446 | 2916.9681 | 2729.0446
792.296 | 188.0738 | 3.8249 | 48.5826 | 0 | 3540.2826 | 166.2406 | 8.5265e-13 | 2.268e-14% | 3947.0045 | 3758.9307 | 3947.0045 | 3758.9307
792.328 | 188.7283 | 3.8318 | 48.7367 | 0 | 3972.307 | 166.5341 | 0 | 0% | 4380.138 | 4191.4096 | 4380.138 | 4191.4096
792.36 | 189.6657 | 3.8447 | 48.9472 | 0 | 3526.2397 | 167.0347 | 8.5265e-13 | 2.276e-14% | 3935.7319 | 3746.0663 | 3935.7319 | 3746.0663
792.392 | 190.5521 | 3.8571 | 49.1456 | 0 | 2474.3014 | 167.5216 | 8.5265e-13 | 3.164e-14% | 2885.3779 | 2694.8257 | 2885.3779 | 2694.8257
792.424 | 191.1809 | 3.8653 | 49.2892 | 0 | 1376.9067 | 167.8609 | 8.5265e-13 | 5.336e-14% | 1789.1029 | 1597.9221 | 1789.1029 | 1597.9221
792.456 | 191.5269 | 3.869 | 49.3724 | 0 | 619.8353 | 168.042 | 8.5265e-13 | 1.014e-13% | 1032.6456 | 841.1187 | 1032.6456 | 841.1187
792.488 | 191.6409 | 3.8692 | 49.4053 | 0 | 248.8362 | 168.1028 | 8.5265e-13 | 1.813e-13% | 661.8545 | 470.2136 | 661.8545 | 470.2136
792.52 | 191.5455 | 3.8664 | 49.3924 | 0 | 122.7941 | 168.0578 | 8.5265e-13 | 2.478e-13% | 535.6563 | 344.1108 | 535.6563 | 344.1108
792.552 | 191.2304 | 3.8602 | 49.3321 | 0 | 99.5986 | 167.8953 | 9.0949e-13 | 2.836e-13% | 511.9166 | 320.6862 | 511.9166 | 320.6862
792.584 | 190.7354 | 3.8513 | 49.2329 | 0 | 102.1904 | 167.636 | 8.5265e-13 | 2.641e-13% | 513.646 | 322.9107 | 513.646 | 322.9107
792.616 | 190.2247 | 3.8426 | 49.129 | 0 | 102.3698 | 167.3855 | 8.5265e-13 | 2.642e-13% | 512.9516 | 322.7269 | 512.9516 | 322.7269
792.648 | 189.9324 | 3.8386 | 49.0687 | 0 | 92.4064 | 167.2977 | 9.0949e-13 | 2.909e-13% | 502.5437 | 312.6113 | 502.5437 | 312.6113
792.68 | 189.9866 | 3.8415 | 49.0786 | 0 | 72.2199 | 167.4539 | 8.5265e-13 | 2.914e-13% | 482.5806 | 292.594 | 482.5806 | 292.594
792.712 | 190.2987 | 3.8495 | 49.1414 | 0 | 47.2422 | 167.7881 | 8.5265e-13 | 3.181e-13% | 458.3199 | 268.0212 | 458.3199 | 268.0212
792.744 | 190.6527 | 3.8584 | 49.2129 | 0 | 25.2242 | 168.1499 | 8.5265e-13 | 3.46e-13% | 437.0981 | 246.4454 | 437.0981 | 246.4454
792.776 | 190.8814 | 3.8648 | 49.2587 | 0 | 10.8652 | 168.4275 | 8.5265e-13 | 3.669e-13% | 423.2976 | 232.4162 | 423.2976 | 232.4162
792.808 | 190.9405 | 3.8682 | 49.2692 | 0 | 3.9994 | 168.5979 | 8.5265e-13 | 3.777e-13% | 416.6752 | 225.7347 | 416.6752 | 225.7347
792.84 | 190.8601 | 3.8693 | 49.2495 | 0 | 2.462 | 168.6911 | 8.5265e-13 | 3.802e-13% | 415.132 | 224.2719 | 415.132 | 224.2719
792.872 | 190.6707 | 3.869 | 49.2054 | 0 | 5.7633 | 168.7352 | 9.0949e-13 | 3.996e-13% | 418.2436 | 227.5729 | 418.2436 | 227.5729
792.904 | 190.3632 | 3.8673 | 49.1347 | 0 | 16.788 | 168.7278 | 9.0949e-13 | 3.813e-13% | 428.881 | 238.5178 | 428.881 | 238.5178
792.936 | 189.8797 | 3.863 | 49.0253 | 0 | 40.3063 | 168.6301 | 9.0949e-13 | 3.474e-13% | 451.7044 | 261.8246 | 451.7044 | 261.8246
792.968 | 189.1379 | 3.8545 | 48.8603 | 0 | 77.5198 | 168.3861 | 9.0949e-13 | 3.046e-13% | 487.7584 | 298.6206 | 487.7584 | 298.6206
793 | 188.1093 | 3.8414 | 48.6336 | 0 | 119.9204 | 167.9789 | 9.0949e-13 | 2.672e-13% | 528.4835 | 340.3743 | 528.4835 | 340.3743
793.032 | 186.9175 | 3.8261 | 48.3704 | 0 | 150.9473 | 167.4979 | 9.0949e-13 | 2.454e-13% | 557.5592 | 370.6417 | 557.5592 | 370.6417
793.064 | 185.8387 | 3.8143 | 48.1271 | 0 | 158.3774 | 167.135 | 9.0949e-13 | 2.41e-13% | 563.2924 | 377.4537 | 563.2924 | 377.4537
793.096 | 185.1398 | 3.8109 | 47.9591 | 0 | 146.0657 | 167.0688 | 9.0949e-13 | 2.492e-13% | 550.0443 | 364.9045 | 550.0443 | 364.9045
793.128 | 184.8882 | 3.8168 | 47.8815 | 0 | 134.641 | 167.331 | 9.0949e-13 | 2.572e-13% | 538.5586 | 353.6703 | 538.5586 | 353.6703
793.16 | 184.9307 | 3.8285 | 47.8647 | 0 | 161.2132 | 167.7952 | 9.0949e-13 | 2.389e-13% | 565.6324 | 380.7017 | 565.6324 | 380.7017
793.192 | 185.0426 | 3.841 | 47.8643 | 0 | 290.0039 | 168.2871 | 9.0949e-13 | 1.783e-13% | 695.0389 | 509.9963 | 695.0389 | 509.9963
793.224 | 185.071 | 3.8509 | 47.8497 | 0 | 609.2661 | 168.6878 | 9.0949e-13 | 1.096e-13% | 1014.7255 | 829.6545 | 1014.7255 | 829.6545
793.256 | 184.9637 | 3.857 | 47.8105 | 0 | 1167.5951 | 168.9528 | 9.0949e-13 | 6.552e-14% | 1573.179 | 1388.2154 | 1573.179 | 1388.2154
793.288 | 184.7318 | 3.8592 | 47.749 | 0 | 1867.0933 | 169.0827 | 9.0949e-13 | 4.356e-14% | 2272.516 | 2087.7842 | 2272.516 | 2087.7842
793.32 | 184.4259 | 3.8583 | 47.676 | 0 | 2439.877 | 169.1049 | 9.0949e-13 | 3.418e-14% | 2844.9421 | 2660.5162 | 2844.9421 | 2660.5162
793.352 | 184.1323 | 3.8559 | 47.6099 | 0 | 2605.8157 | 169.0744 | 9.0949e-13 | 3.218e-14% | 3010.4882 | 2826.3559 | 3010.4882 | 2826.3559
793.384 | 183.9492 | 3.8541 | 47.5709 | 0 | 2292.6087 | 169.063 | 9.0949e-13 | 3.619e-14% | 2697.0459 | 2513.0967 | 2697.0459 | 2513.0967
793.416 | 183.9282 | 3.8542 | 47.569 | 0 | 1683.0167 | 169.1224 | 9.0949e-13 | 4.778e-14% | 2087.4906 | 1903.5624 | 2087.4906 | 1903.5624
793.448 | 184.0334 | 3.8564 | 47.595 | 0 | 1050.8022 | 169.2526 | 9.0949e-13 | 7.153e-14% | 1455.5396 | 1271.5062 | 1455.5396 | 1271.5062
793.48 | 184.1684 | 3.8594 | 47.6269 | 0 | 578.2851 | 169.4116 | 9.0949e-13 | 1.138e-13% | 983.3514 | 799.183 | 983.3514 | 799.183
793.512 | 184.2468 | 3.862 | 47.6451 | 0 | 304.2832 | 169.5554 | 9.0949e-13 | 1.731e-13% | 709.5926 | 525.3458 | 709.5926 | 525.3458
793.544 | 184.2388 | 3.8636 | 47.6434 | 0 | 176.4919 | 169.6652 | 9.0949e-13 | 2.287e-13% | 581.9029 | 397.6642 | 581.9029 | 397.6642
793.576 | 184.1655 | 3.8644 | 47.6268 | 0 | 122.9446 | 169.745 | 9.0949e-13 | 2.642e-13% | 528.3463 | 344.1808 | 528.3463 | 344.1808
793.608 | 184.0669 | 3.8646 | 47.6048 | 0 | 95.7702 | 169.8064 | 9.0949e-13 | 2.869e-13% | 501.113 | 317.0461 | 501.113 | 317.0461
793.64 | 183.9753 | 3.8646 | 47.5853 | 0 | 78.1793 | 169.8587 | 9.0949e-13 | 3.037e-13% | 483.4632 | 299.4879 | 483.4632 | 299.4879
793.672 | 183.9067 | 3.8644 | 47.572 | 0 | 67.9392 | 169.9067 | 9.0949e-13 | 3.144e-13% | 473.189 | 289.2823 | 473.189 | 289.2823
793.704 | 183.8656 | 3.8642 | 47.5659 | 0 | 61.5146 | 169.9525 | 9.0949e-13 | 3.215e-13% | 466.7628 | 282.8972 | 466.7628 | 282.8972
793.736 | 183.8548 | 3.8639 | 47.5679 | 0 | 52.6814 | 169.9962 | 9.6634e-13 | 3.525e-13% | 457.9641 | 274.1094 | 457.9641 | 274.1094
793.768 | 183.8793 | 3.8636 | 47.5791 | 0 | 39.0554 | 170.0365 | 9.6634e-13 | 3.709e-13% | 444.4139 | 260.5346 | 444.4139 | 260.5346
793.8 | 183.9423 | 3.863 | 47.6007 | 0 | 24.1115 | 170.0713 | 9.6634e-13 | 3.934e-13% | 429.5889 | 245.6465 | 429.5889 | 245.6465
793.832 | 184.0373 | 3.8623 | 47.6309 | 0 | 12.8996 | 170.0998 | 9.6634e-13 | 4.121e-13% | 418.5301 | 234.4928 | 418.5301 | 234.4928
793.864 | 184.1461 | 3.8616 | 47.6649 | 0 | 8.0791 | 170.1255 | 9.6634e-13 | 4.206e-13% | 413.8772 | 229.7311 | 413.8772 | 229.7311
793.896 | 184.2464 | 3.8609 | 47.6964 | 0 | 9.7193 | 170.1562 | 9.6634e-13 | 4.175e-13% | 415.6793 | 231.4329 | 415.6793 | 231.4329
793.928 | 184.3227 | 3.8606 | 47.721 | 0 | 16.5475 | 170.199 | 9.6634e-13 | 4.055e-13% | 422.6508 | 238.3281 | 422.6508 | 238.3281
793.96 | 184.3726 | 3.8606 | 47.738 | 0 | 26.2973 | 170.2532 | 9.6634e-13 | 3.894e-13% | 432.5217 | 248.1491 | 432.5217 | 248.1491
793.992 | 184.4082 | 3.8607 | 47.7511 | 0 | 35.8825 | 170.3091 | 9.0949e-13 | 3.528e-13% | 442.2117 | 257.8035 | 442.2117 | 257.8035
794.024 | 184.4534 | 3.8605 | 47.7674 | 0 | 42.5917 | 170.3552 | 9.6634e-13 | 3.652e-13% | 449.0284 | 264.5749 | 449.0284 | 264.5749
794.056 | 184.5383 | 3.8599 | 47.7948 | 0 | 45.4813 | 170.3883 | 9.6634e-13 | 3.612e-13% | 452.0627 | 267.5244 | 452.0627 | 267.5244
794.088 | 184.6891 | 3.8592 | 47.8396 | 0 | 45.4339 | 170.4165 | 9.6634e-13 | 3.612e-13% | 452.2383 | 267.5492 | 452.2383 | 267.5492
794.12 | 184.916 | 3.8587 | 47.9035 | 0 | 43.9127 | 170.4531 | 9.6634e-13 | 3.631e-13% | 451.0441 | 266.1281 | 451.0441 | 266.1281
794.152 | 185.2054 | 3.8587 | 47.9827 | 0 | 41.8731 | 170.5055 | 1.0232e-12 | 3.872e-13% | 449.4254 | 264.22 | 449.4254 | 264.22
794.184 | 185.5233 | 3.859 | 48.0685 | 0 | 39.7039 | 170.5685 | 9.6634e-13 | 3.686e-13% | 447.7231 | 262.1998 | 447.7231 | 262.1998
794.216 | 185.8278 | 3.8592 | 48.1511 | 0 | 37.6393 | 170.6283 | 9.6634e-13 | 3.713e-13% | 446.1056 | 260.2778 | 446.1056 | 260.2778
794.248 | 186.0745 | 3.8588 | 48.2198 | 0 | 36.3115 | 170.67 | 1.0232e-12 | 3.95e-13% | 445.1346 | 259.0601 | 445.1346 | 259.0601
794.28 | 186.2121 | 3.8577 | 48.2624 | 0 | 37.5992 | 170.6813 | 9.6634e-13 | 3.711e-13% | 446.6126 | 260.4004 | 446.6126 | 260.4004
794.312 | 186.1869 | 3.8555 | 48.2651 | 0 | 44.3924 | 170.6568 | 9.6634e-13 | 3.617e-13% | 453.3567 | 267.1698 | 453.3567 | 267.1698
794.344 | 185.9686 | 3.8526 | 48.2193 | 0 | 57.9829 | 170.6089 | 9.6634e-13 | 3.443e-13% | 466.6322 | 280.6636 | 466.6322 | 280.6636
794.376 | 185.5803 | 3.85 | 48.1287 | 0 | 75.5576 | 170.5714 | 1.0232e-12 | 3.432e-13% | 483.6881 | 298.1078 | 483.6881 | 298.1078
794.408 | 185.0921 | 3.8489 | 48.009 | 0 | 91.3827 | 170.5832 | 9.6634e-13 | 3.079e-13% | 498.9159 | 313.8238 | 498.9159 | 313.8238
794.44 | 184.5788 | 3.8495 | 47.8785 | 0 | 100.7888 | 170.6579 | 1.0232e-12 | 3.166e-13% | 507.7535 | 323.1747 | 507.7535 | 323.1747
794.472 | 184.0861 | 3.8513 | 47.7504 | 0 | 102.6345 | 170.7755 | 1.0232e-12 | 3.148e-13% | 509.0978 | 325.0117 | 509.0978 | 325.0117
794.504 | 183.6339 | 3.8534 | 47.6322 | 0 | 98.4439 | 170.9032 | 1.0232e-12 | 3.189e-13% | 504.4665 | 320.8327 | 504.4665 | 320.8327
794.536 | 183.2337 | 3.8551 | 47.5284 | 0 | 90.8321 | 171.0185 | 1.0232e-12 | 3.267e-13% | 496.4678 | 313.2341 | 496.4678 | 313.2341
794.568 | 182.898 | 3.8563 | 47.4427 | 0 | 83.3171 | 171.1137 | 1.0232e-12 | 3.347e-13% | 488.6278 | 305.7298 | 488.6278 | 305.7298
794.6 | 182.6421 | 3.8569 | 47.379 | 0 | 79.9142 | 171.1889 | 1.0232e-12 | 3.384e-13% | 484.9811 | 302.339 | 484.9811 | 302.339
794.632 | 182.487 | 3.8571 | 47.3425 | 0 | 83.8061 | 171.2476 | 1.0232e-12 | 3.341e-13% | 488.7403 | 306.2533 | 488.7403 | 306.2533
794.664 | 182.4568 | 3.8569 | 47.3391 | 0 | 97.0127 | 171.2956 | 1.0232e-12 | 3.202e-13% | 501.961 | 319.5043 | 501.961 | 319.5043
794.696 | 182.5665 | 3.8566 | 47.3723 | 0 | 119.9526 | 171.3383 | 1.0232e-12 | 2.987e-13% | 525.0864 | 342.5199 | 525.0864 | 342.5199
794.728 | 182.8111 | 3.8562 | 47.4408 | 0 | 148.8339 | 171.3783 | 1.0232e-12 | 2.754e-13% | 554.3204 | 371.5092 | 554.3204 | 371.5092
794.76 | 183.1632 | 3.8557 | 47.5374 | 0 | 174.9888 | 171.4135 | 1.0232e-12 | 2.572e-13% | 580.9586 | 397.7954 | 580.9586 | 397.7954
794.792 | 183.5837 | 3.8549 | 47.6526 | 0 | 189.3044 | 171.4376 | 1.0232e-12 | 2.482e-13% | 595.8331 | 412.2495 | 595.8331 | 412.2495
794.824 | 184.0374 | 3.8535 | 47.7776 | 0 | 186.1123 | 171.4426 | 1.0232e-12 | 2.501e-13% | 593.2235 | 409.1861 | 593.2235 | 409.1861
794.856 | 184.5037 | 3.8514 | 47.9079 | 0 | 163.5192 | 171.4208 | 1.0232e-12 | 2.646e-13% | 571.203 | 386.6993 | 571.203 | 386.6993
794.888 | 184.9791 | 3.8484 | 48.0428 | 0 | 125.5272 | 171.3677 | 1.0232e-12 | 2.934e-13% | 533.7652 | 348.7861 | 533.7652 | 348.7861
794.92 | 185.4811 | 3.8448 | 48.1864 | 0 | 86.2004 | 171.2915 | 1.0232e-12 | 3.306e-13% | 495.0043 | 309.5231 | 495.0043 | 309.5231
794.952 | 186.0542 | 3.8415 | 48.3478 | 0 | 72.3421 | 171.2262 | 1.0232e-12 | 3.46e-13% | 481.8118 | 295.7575 | 481.8118 | 295.7575
794.984 | 186.7549 | 3.84 | 48.5379 | 0 | 129.9945 | 171.2241 | 1.0232e-12 | 2.894e-13% | 540.3513 | 353.5964 | 540.3513 | 353.5964
795.016 | 187.6012 | 3.8411 | 48.759 | 0 | 331.8309 | 171.3184 | 1.0232e-12 | 1.841e-13% | 743.3506 | 555.7494 | 743.3506 | 555.7494
795.048 | 188.5344 | 3.8445 | 48.9974 | 0 | 747.7652 | 171.4888 | 1.0232e-12 | 1.053e-13% | 1160.6303 | 972.0959 | 1160.6303 | 972.0959
795.08 | 189.4462 | 3.8482 | 49.2292 | 0 | 1348.8091 | 171.6756 | 1.0232e-12 | 6.502e-14% | 1763.0083 | 1573.5622 | 1763.0083 | 1573.5622
795.112 | 190.243 | 3.851 | 49.4338 | 0 | 1923.3528 | 171.8247 | 1.0232e-12 | 4.762e-14% | 2338.7053 | 2148.4623 | 2338.7053 | 2148.4623
795.144 | 190.8787 | 3.852 | 49.6008 | 0 | 2164.9582 | 171.9129 | 1.819e-12 | 7.61e-14% | 2581.2025 | 2390.3239 | 2581.2025 | 2390.3239
795.176 | 191.3352 | 3.8512 | 49.7257 | 0 | 1923.3022 | 171.9373 | 1.0232e-12 | 4.762e-14% | 2340.1517 | 2148.8165 | 2340.1517 | 2148.8165
795.208 | 191.5983 | 3.8487 | 49.8049 | 0 | 1348.513 | 171.8985 | 1.08e-12 | 6.861e-14% | 1765.6634 | 1574.0651 | 1765.6634 | 1574.0651
795.24 | 191.6669 | 3.8447 | 49.8374 | 0 | 746.4301 | 171.8045 | 1.08e-12 | 1.111e-13% | 1163.5835 | 971.9166 | 1163.5835 | 971.9166
795.272 | 191.5858 | 3.8401 | 49.8325 | 0 | 327.1167 | 171.6908 | 1.08e-12 | 1.955e-13% | 744.0658 | 552.48 | 744.0658 | 552.48
795.304 | 191.4541 | 3.8367 | 49.8112 | 0 | 116.9623 | 171.6231 | 1.08e-12 | 3.156e-13% | 533.6875 | 342.2334 | 533.6875 | 342.2334
795.336 | 191.3719 | 3.8364 | 49.7953 | 0 | 44.0596 | 171.6611 | 1.08e-12 | 4.01e-13% | 460.7242 | 269.3523 | 460.7242 | 269.3523
795.368 | 191.3685 | 3.8391 | 49.792 | 0 | 37.4981 | 171.8093 | 1.08e-12 | 4.108e-13% | 454.307 | 262.9385 | 454.307 | 262.9385
795.4 | 191.3882 | 3.8432 | 49.7908 | 0 | 57.0268 | 172.0106 | 1.08e-12 | 3.821e-13% | 474.0597 | 282.6715 | 474.0597 | 282.6715
795.432 | 191.3467 | 3.8468 | 49.7753 | 0 | 79.9003 | 172.1897 | 1.08e-12 | 3.533e-13% | 497.0588 | 305.7121 | 497.0588 | 305.7121
795.464 | 191.1906 | 3.8484 | 49.7351 | 0 | 89.7879 | 172.2975 | 1.0232e-12 | 3.241e-13% | 506.8595 | 315.6689 | 506.8595 | 315.6689
795.496 | 190.9125 | 3.8476 | 49.669 | 0 | 79.7517 | 172.3216 | 1.08e-12 | 3.534e-13% | 496.5026 | 305.59 | 496.5026 | 305.59
795.528 | 190.5447 | 3.8451 | 49.5842 | 0 | 55.9158 | 172.2816 | 1.08e-12 | 3.835e-13% | 472.1713 | 281.6266 | 472.1713 | 281.6266
795.56 | 190.1564 | 3.8421 | 49.495 | 0 | 30.9403 | 172.2256 | 1.08e-12 | 4.211e-13% | 446.6594 | 256.503 | 446.6594 | 256.503
795.592 | 189.8331 | 3.8404 | 49.4196 | 0 | 13.5118 | 172.2149 | 1.08e-12 | 4.519e-13% | 428.8197 | 238.9866 | 428.8197 | 238.9866
795.624 | 189.625 | 3.8409 | 49.3684 | 0 | 4.6569 | 172.2858 | 1.08e-12 | 4.693e-13% | 419.7771 | 230.152 | 419.7771 | 230.152
795.656 | 189.5079 | 3.8432 | 49.3364 | 0 | 1.2667 | 172.4211 | 1.08e-12 | 4.761e-13% | 416.3754 | 226.8675 | 416.3754 | 226.8675
795.688 | 189.4051 | 3.8458 | 49.3075 | 0 | 0.27193 | 172.5653 | 1.08e-12 | 4.779e-13% | 415.3957 | 225.9906 | 415.3957 | 225.9906
795.72 | 189.2476 | 3.8472 | 49.2673 | 0 | 0.04607 | 172.668 | 1.08e-12 | 4.783e-13% | 415.0761 | 225.8285 | 415.0761 | 225.8285
795.752 | 189.0152 | 3.8471 | 49.2115 | 0 | 0.0061601 | 172.7123 | 1.08e-12 | 4.784e-13% | 414.7922 | 225.777 | 414.7922 | 225.777
795.784 | 188.7388 | 3.8457 | 49.1469 | 0 | 0.00065006 | 172.7166 | 1.08e-12 | 4.785e-13% | 414.4487 | 225.7099 | 414.4487 | 225.7099
795.816 | 188.4774 | 3.8443 | 49.0866 | 0 | 4.329e-13 | 172.7179 | 1.08e-12 | 4.786e-13% | 414.1262 | 225.6488 | 414.1262 | 225.6488
795.848 | 188.2818 | 3.8437 | 49.0416 | 0 | 2.1416e-12 | 172.7459 | 1.08e-12 | 4.787e-13% | 413.913 | 225.6312 | 413.913 | 225.6312
795.88 | 188.1547 | 3.8437 | 49.0132 | 0 | 1.5703e-12 | 172.7956 | 1.08e-12 | 4.786e-13% | 413.8072 | 225.6525 | 413.8072 | 225.6525
795.912 | 188.0348 | 3.8428 | 48.9889 | 0 | 1.007e-12 | 172.8167 | 1.1369e-12 | 5.038e-13% | 413.6832 | 225.6484 | 413.6832 | 225.6484
795.944 | 187.8205 | 3.8391 | 48.9479 | 0 | 1.499e-12 | 172.7321 | 1.1369e-12 | 5.041e-13% | 413.3396 | 225.5191 | 413.3396 | 225.5191
795.976 | 187.4368 | 3.8309 | 48.8748 | 0 | 1.0016e-12 | 172.4879 | 1.1369e-12 | 5.048e-13% | 412.6304 | 225.1936 | 412.6304 | 225.1936
796.008 | 186.9278 | 3.8193 | 48.7784 | 0 | 5.1625e-13 | 172.1202 | 1.1369e-12 | 5.059e-13% | 411.6457 | 224.718 | 411.6457 | 224.718
796.04 | 186.4991 | 3.8086 | 48.7006 | 0 | 0 | 171.7859 | 1.1369e-12 | 5.069e-13% | 410.7942 | 224.2951 | 410.7942 | 224.2951
796.072 | 186.4036 | 3.8042 | 48.6924 | 0 | 1.0755e-12 | 171.6777 | 1.1369e-12 | 5.071e-13% | 410.578 | 224.1743 | 410.578 | 224.1743
796.104 | 186.7104 | 3.8077 | 48.7669 | 0 | 1.2476e-12 | 171.8558 | 1.1369e-12 | 5.066e-13% | 411.1408 | 224.4305 | 411.1408 | 224.4305
796.136 | 187.1964 | 3.8149 | 48.8776 | 0 | 6.8834e-13 | 172.1679 | 1.1369e-12 | 5.056e-13% | 412.0568 | 224.8604 | 412.0568 | 224.8604
796.168 | 187.5104 | 3.819 | 48.9518 | 0 | 0.00023249 | 172.3659 | 1.1369e-12 | 5.05e-13% | 412.6473 | 225.1369 | 412.6473 | 225.1369
796.2 | 187.4476 | 3.8159 | 48.9473 | 0 | 0.0022031 | 172.3056 | 1.1369e-12 | 5.051e-13% | 412.5187 | 225.071 | 412.5187 | 225.071
796.232 | 187.0828 | 3.8072 | 48.8798 | 0 | 0.016477 | 172.0425 | 1.1369e-12 | 5.058e-13% | 411.8288 | 224.746 | 411.8288 | 224.746
796.264 | 186.6854 | 3.7983 | 48.8046 | 0 | 0.097251 | 171.7712 | 1.1369e-12 | 5.065e-13% | 411.1568 | 224.4714 | 411.1568 | 224.4714
796.296 | 186.5122 | 3.7942 | 48.7747 | 0 | 0.45327 | 171.6756 | 1.1369e-12 | 5.06e-13% | 411.2101 | 224.6979 | 411.2101 | 224.6979
796.328 | 186.6325 | 3.7963 | 48.8044 | 0 | 1.6678 | 171.8024 | 1.1369e-12 | 5.029e-13% | 412.7035 | 226.071 | 412.7035 | 226.071
796.36 | 186.9051 | 3.8016 | 48.8649 | 0 | 4.9034 | 172.0459 | 1.1369e-12 | 4.951e-13% | 416.521 | 229.6159 | 416.521 | 229.6159
796.392 | 187.0968 | 3.8054 | 48.9088 | 0 | 11.676 | 172.2339 | 1.1369e-12 | 4.805e-13% | 423.721 | 236.6242 | 423.721 | 236.6242
796.424 | 187.0283 | 3.804 | 48.8994 | 0 | 24.2719 | 172.2339 | 1.1369e-12 | 4.562e-13% | 436.2375 | 249.2092 | 436.2375 | 249.2092
796.456 | 186.6856 | 3.7971 | 48.8339 | 0 | 52.6772 | 172.0348 | 1.1369e-12 | 4.099e-13% | 464.0285 | 277.343 | 464.0285 | 277.343
796.488 | 186.2633 | 3.7887 | 48.7519 | 0 | 141.5111 | 171.7789 | 1.1369e-12 | 3.108e-13% | 552.0939 | 365.8306 | 552.0939 | 365.8306
796.52 | 186.0533 | 3.7846 | 48.7132 | 0 | 423.6052 | 171.6802 | 1.1369e-12 | 1.755e-13% | 833.8365 | 647.7832 | 833.8365 | 647.7832
796.552 | 186.2073 | 3.7879 | 48.7487 | 0 | 1153.4268 | 171.8508 | 1.1369e-12 | 8.251e-14% | 1564.0214 | 1377.8141 | 1564.0214 | 1377.8141
796.584 | 186.6169 | 3.7964 | 48.8362 | 0 | 2588.1015 | 172.2122 | 1.1937e-12 | 4.244e-14% | 2999.5632 | 2812.9462 | 2999.5632 | 2812.9462
796.616 | 187.0631 | 3.8058 | 48.9307 | 0 | 4641.393 | 172.6036 | 1.1369e-12 | 2.336e-14% | 5053.7962 | 4866.7331 | 5053.7962 | 4866.7331
796.648 | 187.4364 | 3.8137 | 49.0103 | 0 | 6596.329 | 172.9429 | 1.1937e-12 | 1.75e-14% | 7009.5323 | 6822.0959 | 7009.5323 | 6822.0959
796.68 | 187.7667 | 3.8207 | 49.0817 | 0 | 7410.8215 | 173.2485 | 0 | 0% | 7824.7391 | 7636.9724 | 7824.7391 | 7636.9724
796.712 | 188.0969 | 3.8276 | 49.1538 | 0 | 6576.1833 | 173.5492 | 1.1937e-12 | 1.755e-14% | 6990.8108 | 6802.7139 | 6990.8108 | 6802.7139
796.744 | 188.4063 | 3.8338 | 49.2224 | 0 | 4607.5909 | 173.8283 | 1.1937e-12 | 2.469e-14% | 5022.8816 | 4834.4754 | 5022.8816 | 4834.4754
796.776 | 188.6455 | 3.8385 | 49.2772 | 0 | 2548.7919 | 174.0495 | 1.1937e-12 | 4.3e-14% | 2964.6025 | 2775.9571 | 2964.6025 | 2775.9571
796.808 | 188.7913 | 3.8412 | 49.3129 | 0 | 1114.6428 | 174.197 | 1.1937e-12 | 8.895e-14% | 1530.7851 | 1341.9938 | 1530.7851 | 1341.9938
796.84 | 188.8523 | 3.842 | 49.3311 | 0 | 392.8087 | 174.279 | 1.1937e-12 | 1.925e-13% | 809.1131 | 620.2608 | 809.1131 | 620.2608
796.872 | 188.8377 | 3.8413 | 49.3336 | 0 | 138.8419 | 174.3041 | 1.1937e-12 | 3.259e-13% | 555.1585 | 366.3208 | 555.1585 | 366.3208
796.904 | 188.728 | 3.8386 | 49.3163 | 0 | 122.6747 | 174.2599 | 1.1937e-12 | 3.41e-13% | 538.8175 | 350.0895 | 538.8175 | 350.0895
796.936 | 188.4866 | 3.8334 | 49.2714 | 0 | 233.485 | 174.1214 | 1.1937e-12 | 2.591e-13% | 649.1978 | 460.7112 | 649.1978 | 460.7112
796.968 | 188.1188 | 3.8258 | 49.1999 | 0 | 415.7953 | 173.8948 | 1.1937e-12 | 1.857e-13% | 830.8346 | 642.7157 | 830.8346 | 642.7157
797 | 187.7289 | 3.8179 | 49.1232 | 0 | 593.0505 | 173.6578 | 1.1937e-12 | 1.456e-13% | 1007.3782 | 819.6493 | 1007.3782 | 819.6493
797.032 | 187.4888 | 3.8132 | 49.077 | 0 | 669.4737 | 173.5372 | 1.3642e-12 | 1.523e-13% | 1083.39 | 895.9012 | 1083.39 | 895.9012
797.064 | 187.5158 | 3.814 | 49.0859 | 0 | 599.2596 | 173.6187 | 1.1937e-12 | 1.446e-13% | 1013.294 | 825.7782 | 1013.294 | 825.7782
797.096 | 187.7761 | 3.8196 | 49.1431 | 0 | 428.338 | 173.8768 | 1.1937e-12 | 1.822e-13% | 842.9537 | 655.1775 | 842.9537 | 655.1775
797.128 | 188.1189 | 3.8271 | 49.2173 | 0 | 248.8106 | 174.2003 | 1.1937e-12 | 2.508e-13% | 664.1743 | 476.0554 | 664.1743 | 476.0554
797.16 | 188.3912 | 3.8333 | 49.2767 | 0 | 122.3842 | 174.4776 | 1.2506e-12 | 3.573e-13% | 538.3629 | 349.9718 | 538.3629 | 349.9718
797.192 | 188.5126 | 3.8367 | 49.3041 | 0 | 55.6785 | 174.6518 | 1.1937e-12 | 4.211e-13% | 471.9837 | 283.4711 | 471.9837 | 283.4711
797.224 | 188.4675 | 3.837 | 49.296 | 0 | 27.5874 | 174.7135 | 1.2506e-12 | 4.896e-13% | 443.9013 | 255.4338 | 443.9013 | 255.4338
797.256 | 188.2614 | 3.8343 | 49.2534 | 0 | 18.2045 | 174.6679 | 1.2506e-12 | 5.084e-13% | 434.2216 | 245.9602 | 434.2216 | 245.9602
797.288 | 187.9096 | 3.829 | 49.1798 | 0 | 16.2747 | 174.5246 | 1.2506e-12 | 5.129e-13% | 431.7176 | 243.8081 | 431.7176 | 243.8081
797.32 | 187.4736 | 3.8221 | 49.0885 | 0 | 16.1044 | 174.3236 | 1.2506e-12 | 5.139e-13% | 430.8121 | 243.3385 | 430.8121 | 243.3385
797.352 | 187.0915 | 3.8162 | 49.0086 | 0 | 15.7421 | 174.1597 | 1.2506e-12 | 5.152e-13% | 429.818 | 242.7266 | 429.818 | 242.7266
797.384 | 186.9221 | 3.8143 | 48.9738 | 0 | 16.6887 | 174.1431 | 1.2506e-12 | 5.133e-13% | 430.542 | 243.6199 | 430.542 | 243.6199
797.416 | 187.0266 | 3.8176 | 48.9969 | 0 | 21.9358 | 174.3139 | 1.2506e-12 | 5.021e-13% | 436.0909 | 249.0642 | 436.0909 | 249.0642
797.448 | 187.3155 | 3.8241 | 49.0596 | 0 | 32.4747 | 174.6039 | 1.2506e-12 | 4.811e-13% | 447.2778 | 259.9623 | 447.2778 | 259.9623
797.48 | 187.6256 | 3.8306 | 49.128 | 0 | 45.0313 | 174.8924 | 1.2506e-12 | 4.583e-13% | 460.5079 | 272.8824 | 460.5079 | 272.8824
797.512 | 187.8357 | 3.8346 | 49.1767 | 0 | 53.2445 | 175.0906 | 1.2506e-12 | 4.445e-13% | 469.1822 | 281.3464 | 469.1822 | 281.3464
797.544 | 187.9119 | 3.8355 | 49.1985 | 0 | 52.0179 | 175.1742 | 1.2506e-12 | 4.463e-13% | 468.1381 | 280.2261 | 468.1381 | 280.2261
797.576 | 187.8842 | 3.8339 | 49.1993 | 0 | 41.6563 | 175.1681 | 1.2506e-12 | 4.634e-13% | 457.7418 | 269.8576 | 457.7418 | 269.8576
797.608 | 187.8107 | 3.8312 | 49.191 | 0 | 27.8049 | 175.1206 | 1.2506e-12 | 4.886e-13% | 443.7583 | 255.9476 | 443.7583 | 255.9476
797.64 | 187.7499 | 3.8288 | 49.1854 | 0 | 17.2457 | 175.0831 | 1.2506e-12 | 5.097e-13% | 433.0929 | 245.343 | 433.0929 | 245.343
797.672 | 187.7388 | 3.8276 | 49.1896 | 0 | 13.7866 | 175.092 | 1.2506e-12 | 5.17e-13% | 429.6346 | 241.8958 | 429.6346 | 241.8958
797.704 | 187.7823 | 3.828 | 49.2045 | 0 | 17.5184 | 175.1572 | 1.2506e-12 | 5.09e-13% | 433.4903 | 245.708 | 433.4903 | 245.708
797.736 | 187.8578 | 3.8294 | 49.225 | 0 | 27.8421 | 175.2627 | 1.2506e-12 | 4.882e-13% | 444.0171 | 256.1593 | 444.0171 | 256.1593
797.768 | 187.9281 | 3.8311 | 49.2438 | 0 | 49.9613 | 175.3756 | 1.2506e-12 | 4.492e-13% | 466.3398 | 278.4118 | 466.3398 | 278.4118
797.8 | 187.963 | 3.8322 | 49.2548 | 0 | 101.7331 | 175.4655 | 1.2506e-12 | 3.786e-13% | 518.2485 | 330.2855 | 518.2485 | 330.2855
797.832 | 187.9636 | 3.8324 | 49.2588 | 0 | 210.3834 | 175.5257 | 1.2506e-12 | 2.849e-13% | 626.964 | 439.0003 | 626.964 | 439.0003
797.864 | 187.9623 | 3.8324 | 49.2629 | 0 | 389.7163 | 175.5766 | 1.3074e-12 | 2.114e-13% | 806.3505 | 618.3882 | 806.3505 | 618.3882
797.896 | 187.9909 | 3.8328 | 49.2739 | 0 | 610.4345 | 175.6413 | 1.3074e-12 | 1.558e-13% | 1027.1734 | 839.1825 | 1027.1734 | 839.1825
797.928 | 188.05 | 3.8335 | 49.292 | 0 | 797.9036 | 175.7214 | 1.3642e-12 | 1.329e-13% | 1214.8006 | 1026.7506 | 1214.8006 | 1026.7506
797.96 | 188.1156 | 3.8343 | 49.3119 | 0 | 874.8885 | 175.8003 | 1.3074e-12 | 1.184e-13% | 1291.9506 | 1103.835 | 1291.9506 | 1103.835
797.992 | 188.1691 | 3.8347 | 49.3294 | 0 | 824.2299 | 175.8664 | 1.3642e-12 | 1.295e-13% | 1241.4294 | 1053.2603 | 1241.4294 | 1053.2603
798.024 | 188.2102 | 3.8348 | 49.3443 | 0 | 728.98 | 175.9226 | 1.3074e-12 | 1.365e-13% | 1146.2919 | 958.0816 | 1146.2919 | 958.0816
798.056 | 188.2407 | 3.8348 | 49.3568 | 0 | 757.7704 | 175.9737 | 1.3074e-12 | 1.325e-13% | 1175.1764 | 986.9358 | 1175.1764 | 986.9358
798.088 | 188.2425 | 3.8344 | 49.3628 | 0 | 1072.3686 | 176.0103 | 1.3074e-12 | 1.004e-13% | 1489.8186 | 1301.576 | 1489.8186 | 1301.576
798.12 | 188.1817 | 3.833 | 49.3549 | 0 | 1672.532 | 176.0093 | 1.3074e-12 | 6.875e-14% | 2089.9108 | 1901.7291 | 2089.9108 | 1901.7291
798.152 | 188.0366 | 3.8301 | 49.3284 | 0 | 2299.1607 | 175.955 | 1.3074e-12 | 5.171e-14% | 2716.3108 | 2528.2742 | 2716.3108 | 2528.2742
798.184 | 187.8313 | 3.8262 | 49.2886 | 0 | 2565.4283 | 175.863 | 1.819e-12 | 6.509e-14% | 2982.2373 | 2794.406 | 2982.2373 | 2794.406
798.216 | 187.6405 | 3.8227 | 49.2517 | 0 | 2274.334 | 175.7848 | 1.3074e-12 | 5.223e-14% | 2690.8336 | 2503.1931 | 2690.8336 | 2503.1931
798.248 | 187.5495 | 3.8211 | 49.236 | 0 | 1593.798 | 175.7794 | 1.3074e-12 | 7.173e-14% | 2010.184 | 1822.6345 | 2010.184 | 1822.6345
798.28 | 187.5954 | 3.8222 | 49.2498 | 0 | 881.8042 | 175.8704 | 1.3074e-12 | 1.177e-13% | 1298.342 | 1110.7466 | 1298.342 | 1110.7466
798.312 | 187.7439 | 3.8251 | 49.286 | 0 | 385.0762 | 176.0292 | 1.3074e-12 | 2.129e-13% | 801.9604 | 614.2165 | 801.9604 | 614.2165
798.344 | 187.9228 | 3.8284 | 49.3293 | 0 | 132.7168 | 176.201 | 1.3074e-12 | 3.611e-13% | 549.9982 | 362.0754 | 549.9982 | 362.0754
798.376 | 188.0755 | 3.8308 | 49.3676 | 0 | 36.0998 | 176.3441 | 1.3074e-12 | 4.922e-13% | 453.7178 | 265.6424 | 453.7178 | 265.6424
798.408 | 188.1815 | 3.8322 | 49.3965 | 0 | 7.7496 | 176.4462 | 1.3074e-12 | 5.507e-13% | 425.606 | 237.4246 | 425.606 | 237.4246
798.44 | 188.2396 | 3.8326 | 49.4153 | 0 | 1.313 | 176.5114 | 1.3642e-12 | 5.904e-13% | 419.3119 | 231.0723 | 419.3119 | 231.0723
798.472 | 188.2402 | 3.8319 | 49.4216 | 0 | 0.17556 | 176.5388 | 1.3642e-12 | 5.932e-13% | 418.2081 | 229.9679 | 418.2081 | 229.9679
798.504 | 188.1507 | 3.8298 | 49.4081 | 0 | 0.018668 | 176.5111 | 1.3642e-12 | 5.937e-13% | 417.9184 | 229.7677 | 417.9184 | 229.7677
798.536 | 187.9251 | 3.8254 | 49.3648 | 0 | 0.0013459 | 176.4003 | 1.3642e-12 | 5.942e-13% | 417.517 | 229.5919 | 417.517 | 229.5919
798.568 | 187.5442 | 3.8185 | 49.2876 | 0 | 0.010066 | 176.196 | 1.3642e-12 | 5.949e-13% | 416.8565 | 229.3122 | 416.8565 | 229.3122
798.6 | 187.0741 | 3.8104 | 49.1903 | 0 | 0.05961 | 175.9484 | 1.3642e-12 | 5.957e-13% | 416.0828 | 229.0087 | 416.0828 | 229.0087
798.632 | 186.6772 | 3.8043 | 49.1071 | 0 | 0.27869 | 175.7758 | 1.3642e-12 | 5.958e-13% | 415.6431 | 228.9659 | 415.6431 | 228.9659
798.664 | 186.5164 | 3.8034 | 49.0721 | 0 | 1.0325 | 175.7939 | 1.3642e-12 | 5.939e-13% | 416.2183 | 229.7019 | 416.2183 | 229.7019
798.696 | 186.6125 | 3.8079 | 49.0899 | 0 | 3.0435 | 176.0116 | 1.3642e-12 | 5.882e-13% | 418.5654 | 231.9529 | 418.5654 | 231.9529
798.728 | 186.8136 | 3.8146 | 49.1291 | 0 | 7.2048 | 176.3092 | 1.3642e-12 | 5.769e-13% | 423.2713 | 236.4577 | 423.2713 | 236.4577
798.76 | 186.9256 | 3.8193 | 49.1497 | 0 | 13.9592 | 176.5365 | 1.3642e-12 | 5.603e-13% | 430.3903 | 243.4647 | 430.3903 | 243.4647
798.792 | 186.8694 | 3.8205 | 49.1356 | 0 | 22.9584 | 176.63 | 1.3642e-12 | 5.402e-13% | 439.4138 | 252.5445 | 439.4138 | 252.5445
798.824 | 186.7162 | 3.8193 | 49.1022 | 0 | 33.9922 | 176.6397 | 1.3642e-12 | 5.176e-13% | 450.2696 | 263.5534 | 450.2696 | 263.5534
798.856 | 186.5944 | 3.8185 | 49.0765 | 0 | 48.293 | 176.659 | 1.3642e-12 | 4.91e-13% | 464.4413 | 277.847 | 464.4413 | 277.847
798.888 | 186.5725 | 3.8192 | 49.073 | 0 | 67.5027 | 176.7396 | 1.3642e-12 | 4.591e-13% | 483.7071 | 297.1346 | 483.7071 | 297.1346
798.92 | 186.6234 | 3.8212 | 49.0856 | 0 | 90.034 | 176.8637 | 1.3642e-12 | 4.266e-13% | 506.4279 | 319.8045 | 506.4279 | 319.8045
798.952 | 186.6779 | 3.8231 | 49.0994 | 0 | 109.1161 | 176.9839 | 1.3642e-12 | 4.024e-13% | 525.7004 | 339.0225 | 525.7004 | 339.0225
798.984 | 186.6972 | 3.8241 | 49.106 | 0 | 116.3498 | 177.0752 | 1.3642e-12 | 3.939e-13% | 533.0523 | 346.3551 | 533.0523 | 346.3551
799.016 | 186.6948 | 3.8247 | 49.1082 | 0 | 108.4198 | 177.1496 | 1.4211e-12 | 4.198e-13% | 525.1971 | 338.5024 | 525.1971 | 338.5024
799.048 | 186.7064 | 3.8256 | 49.1135 | 0 | 90.4581 | 177.2329 | 1.3642e-12 | 4.255e-13% | 507.3366 | 320.6302 | 507.3366 | 320.6302
799.08 | 186.7494 | 3.827 | 49.126 | 0 | 72.5678 | 177.3347 | 1.4211e-12 | 4.692e-13% | 489.6049 | 302.8555 | 489.6049 | 302.8555
799.112 | 186.8077 | 3.8284 | 49.1424 | 0 | 62.2657 | 177.4388 | 1.4211e-12 | 4.856e-13% | 479.4831 | 292.6753 | 479.4831 | 292.6753
799.144 | 186.8452 | 3.8291 | 49.155 | 0 | 59.1458 | 177.516 | 1.4211e-12 | 4.906e-13% | 476.4911 | 289.6458 | 476.4911 | 289.6458
799.176 | 186.8267 | 3.8283 | 49.1564 | 0 | 56.9233 | 177.5403 | 1.3642e-12 | 4.746e-13% | 474.275 | 287.4483 | 474.275 | 287.4483
799.208 | 186.7351 | 3.8259 | 49.1428 | 0 | 51.4508 | 177.5021 | 1.4211e-12 | 5.041e-13% | 468.6567 | 281.9216 | 468.6567 | 281.9216
799.24 | 186.5885 | 3.8223 | 49.1176 | 0 | 45.998 | 177.4206 | 1.4211e-12 | 5.142e-13% | 462.947 | 276.3585 | 462.947 | 276.3585
799.272 | 186.4465 | 3.819 | 49.0931 | 0 | 47.4652 | 177.347 | 1.4211e-12 | 5.117e-13% | 464.1708 | 277.7242 | 464.1708 | 277.7242
799.304 | 186.3791 | 3.8174 | 49.0836 | 0 | 59.5961 | 177.3405 | 1.4211e-12 | 4.903e-13% | 476.2167 | 289.8377 | 476.2167 | 289.8377
799.336 | 186.4105 | 3.8183 | 49.094 | 0 | 88.287 | 177.425 | 1.4779e-12 | 4.638e-13% | 505.0348 | 318.6243 | 505.0348 | 318.6243
799.368 | 186.4982 | 3.8208 | 49.115 | 0 | 174.6361 | 177.5718 | 1.4779e-12 | 3.648e-13% | 591.642 | 405.1437 | 591.642 | 405.1437
799.4 | 186.5689 | 3.8236 | 49.131 | 0 | 456.8368 | 177.7268 | 1.4211e-12 | 2.067e-13% | 874.087 | 687.5181 | 874.087 | 687.5181
799.432 | 186.568 | 3.8255 | 49.1305 | 0 | 1207.196 | 177.8469 | 1.4211e-12 | 9.882e-14% | 1624.5668 | 1437.9989 | 1624.5668 | 1437.9989
799.464 | 186.4777 | 3.8259 | 49.1101 | 0 | 2705.7251 | 177.9134 | 1.4211e-12 | 4.839e-14% | 3123.0521 | 2936.5744 | 3123.0521 | 2936.5744
799.496 | 186.3089 | 3.8248 | 49.0725 | 0 | 4872.9492 | 177.9258 | 1.4211e-12 | 2.784e-14% | 5290.0812 | 5103.7723 | 5290.0812 | 5103.7723
799.528 | 186.0903 | 3.8227 | 49.0246 | 0 | 6961.6105 | 177.8977 | 1.4779e-12 | 2.055e-14% | 7378.4458 | 7192.3555 | 7378.4458 | 7192.3555
799.56 | 185.8634 | 3.8202 | 48.9754 | 0 | 7870.6491 | 177.8564 | 0 | 0% | 8287.1645 | 8101.3011 | 8287.1645 | 8101.3011
799.592 | 185.6707 | 3.8183 | 48.9337 | 0 | 7046.0912 | 177.8396 | 1.4779e-12 | 2.031e-14% | 7462.3536 | 7276.6829 | 7462.3536 | 7276.6829
799.624 | 185.5318 | 3.818 | 48.9025 | 0 | 5006.7667 | 177.8771 | 1.3642e-12 | 2.605e-14% | 5422.8961 | 5237.3643 | 5422.8961 | 5237.3643
799.656 | 185.4197 | 3.8191 | 48.8748 | 0 | 2839.684 | 177.9694 | 1.4779e-12 | 4.814e-14% | 3255.7669 | 3070.3472 | 3255.7669 | 3070.3472
799.688 | 185.2694 | 3.8208 | 48.8353 | 0 | 1304.0316 | 178.0853 | 1.4779e-12 | 9.63e-14% | 1720.0423 | 1534.7729 | 1720.0423 | 1534.7729
799.72 | 185.0189 | 3.8221 | 48.7702 | 0 | 505.2004 | 178.1874 | 1.4779e-12 | 2.008e-13% | 920.9991 | 735.9802 | 920.9991 | 735.9802
799.752 | 184.6478 | 3.8226 | 48.6755 | 0 | 186.9841 | 178.2571 | 1.4779e-12 | 3.538e-13% | 602.3871 | 417.7393 | 602.3871 | 417.7393
799.784 | 184.1799 | 3.8224 | 48.5571 | 0 | 88.0004 | 178.2989 | 1.4779e-12 | 4.638e-13% | 502.8586 | 318.6787 | 502.8586 | 318.6787
799.816 | 183.6619 | 3.8218 | 48.4263 | 0 | 64.6472 | 178.3291 | 1.4779e-12 | 5.006e-13% | 478.8863 | 295.2244 | 478.8863 | 295.2244
799.848 | 183.1362 | 3.8212 | 48.2934 | 0 | 60.761 | 178.3604 | 1.4779e-12 | 5.075e-13% | 474.3721 | 291.2359 | 474.3721 | 291.2359
799.88 | 182.6182 | 3.8206 | 48.1629 | 0 | 60.6928 | 178.3868 | 1.4779e-12 | 5.078e-13% | 473.6813 | 291.0631 | 473.6813 | 291.0631
799.912 | 182.0877 | 3.8189 | 48.0317 | 0 | 65.6117 | 178.3761 | 1.4779e-12 | 4.996e-13% | 477.9261 | 295.8384 | 477.9261 | 295.8384
799.944 | 181.5093 | 3.8151 | 47.8934 | 0 | 80.5788 | 178.284 | 1.4779e-12 | 4.759e-13% | 492.0805 | 310.5712 | 492.0805 | 310.5712
799.976 | 180.8864 | 3.8087 | 47.7496 | 0 | 104.8974 | 178.0967 | 1.4779e-12 | 4.418e-13% | 515.4388 | 334.5524 | 515.4388 | 334.5524
800.008 | 180.3079 | 3.8013 | 47.6198 | 0 | 129.4474 | 177.8724 | 1.4779e-12 | 4.12e-13% | 539.0489 | 358.741 | 539.0489 | 358.741
800.04 | 179.9222 | 3.7959 | 47.5352 | 0 | 142.0037 | 177.7261 | 1.4779e-12 | 3.983e-13% | 550.9832 | 371.061 | 550.9832 | 371.061
800.072 | 179.8219 | 3.7949 | 47.5146 | 0 | 135.6394 | 177.7407 | 1.5348e-12 | 4.208e-13% | 544.5114 | 364.6896 | 544.5114 | 364.6896
800.104 | 179.9369 | 3.7971 | 47.5422 | 0 | 113.4022 | 177.8777 | 1.4779e-12 | 4.314e-13% | 522.5562 | 342.6192 | 522.5562 | 342.6192
800.136 | 180.0598 | 3.7986 | 47.5741 | 0 | 85.7679 | 177.9871 | 1.5348e-12 | 4.87e-13% | 495.1875 | 315.1277 | 495.1875 | 315.1277
800.168 | 180.0091 | 3.7956 | 47.5722 | 0 | 63.0672 | 177.9287 | 1.5348e-12 | 5.25e-13% | 472.3729 | 292.3637 | 472.3729 | 292.3637
800.2 | 179.8022 | 3.7883 | 47.5407 | 0 | 48.9399 | 177.7045 | 1.5348e-12 | 5.521e-13% | 457.7756 | 277.9734 | 457.7756 | 277.9734
800.232 | 179.6767 | 3.7809 | 47.5304 | 0 | 40.2153 | 177.482 | 1.4779e-12 | 5.494e-13% | 448.6854 | 269.0086 | 448.6854 | 269.0086
800.264 | 179.9176 | 3.7791 | 47.6017 | 0 | 32.885 | 177.4675 | 1.5348e-12 | 5.864e-13% | 441.6509 | 261.7333 | 441.6509 | 261.7333
800.296 | 180.6294 | 3.7848 | 47.7771 | 0 | 27.4522 | 177.7368 | 1.5348e-12 | 5.978e-13% | 437.3803 | 256.7509 | 437.3803 | 256.7509
800.328 | 181.6727 | 3.7954 | 48.027 | 0 | 27.9324 | 178.1889 | 1.5348e-12 | 5.95e-13% | 439.6165 | 257.9437 | 439.6165 | 257.9437
800.36 | 182.8044 | 3.8063 | 48.2999 | 0 | 36.3116 | 178.652 | 1.5348e-12 | 5.747e-13% | 449.8742 | 267.0698 | 449.8742 | 267.0698
800.392 | 183.8439 | 3.8143 | 48.5564 | 0 | 48.8963 | 179.0081 | 1.5348e-12 | 5.476e-13% | 464.119 | 280.2751 | 464.119 | 280.2751
800.424 | 184.7178 | 3.8187 | 48.779 | 0 | 58.6622 | 179.2254 | 1.5916e-12 | 5.479e-13% | 475.2031 | 290.4853 | 475.2031 | 290.4853
800.456 | 185.4165 | 3.8198 | 48.9636 | 0 | 61.3749 | 179.3227 | 1.5348e-12 | 5.23e-13% | 478.8976 | 293.4811 | 478.8976 | 293.4811
800.488 | 185.9556 | 3.8188 | 49.1116 | 0 | 58.5978 | 179.3379 | 1.5348e-12 | 5.277e-13% | 476.8217 | 290.8661 | 476.8217 | 290.8661
800.52 | 186.3679 | 3.8168 | 49.2283 | 0 | 54.2676 | 179.3178 | 1.5348e-12 | 5.355e-13% | 472.9986 | 286.6306 | 472.9986 | 286.6306
800.552 | 186.6916 | 3.815 | 49.3211 | 0 | 50.1333 | 179.3062 | 1.5916e-12 | 5.633e-13% | 469.2673 | 282.5757 | 469.2673 | 282.5757
800.584 | 186.9448 | 3.814 | 49.3935 | 0 | 45.9158 | 179.3217 | 1.5916e-12 | 5.716e-13% | 465.3898 | 278.445 | 465.3898 | 278.445
800.616 | 187.1189 | 3.8134 | 49.444 | 0 | 41.9501 | 179.352 | 1.5916e-12 | 5.797e-13% | 461.6784 | 274.5595 | 461.6784 | 274.5595
800.648 | 187.2104 | 3.8127 | 49.4728 | 0 | 39.3977 | 179.3807 | 1.5916e-12 | 5.85e-13% | 459.2744 | 272.0641 | 459.2744 | 272.0641
800.68 | 187.2523 | 3.8122 | 49.4882 | 0 | 38.5194 | 179.4161 | 1.5916e-12 | 5.868e-13% | 458.4882 | 271.2359 | 458.4882 | 271.2359
800.712 | 187.2967 | 3.8125 | 49.5023 | 0 | 38.0228 | 179.4819 | 1.5916e-12 | 5.877e-13% | 458.1163 | 270.8196 | 458.1163 | 270.8196
800.744 | 187.362 | 3.8137 | 49.5199 | 0 | 35.9004 | 179.5802 | 1.5916e-12 | 5.921e-13% | 456.1762 | 268.8143 | 456.1762 | 268.8143
800.776 | 187.401 | 3.8146 | 49.5314 | 0 | 30.7539 | 179.6685 | 1.5916e-12 | 6.034e-13% | 451.1694 | 263.7684 | 451.1694 | 263.7684
800.808 | 187.3111 | 3.8131 | 49.5152 | 0 | 22.9377 | 179.6666 | 1.5916e-12 | 6.219e-13% | 443.2437 | 255.9327 | 443.2437 | 255.9327
800.84 | 186.9646 | 3.8068 | 49.4446 | 0 | 14.6375 | 179.4805 | 1.5916e-12 | 6.434e-13% | 434.334 | 247.3694 | 434.334 | 247.3694
800.872 | 186.2687 | 3.7939 | 49.3002 | 0 | 8.5765 | 179.0448 | 1.5916e-12 | 6.612e-13% | 426.9841 | 240.7154 | 426.9841 | 240.7154
800.904 | 185.2784 | 3.7756 | 49.0935 | 0 | 6.5864 | 178.4052 | 1.5916e-12 | 6.691e-13% | 423.1392 | 237.8607 | 423.1392 | 237.8607
800.936 | 184.2899 | 3.7579 | 48.8859 | 0 | 9.0713 | 177.7871 | 1.5916e-12 | 6.646e-13% | 423.7921 | 239.5022 | 423.7921 | 239.5022
800.968 | 183.7368 | 3.7493 | 48.7675 | 0 | 14.806 | 177.5154 | 1.5916e-12 | 6.501e-13% | 428.575 | 244.8382 | 428.575 | 244.8382
801 | 183.8744 | 3.7548 | 48.7915 | 0 | 20.7838 | 177.7775 | 1.5916e-12 | 6.338e-13% | 434.982 | 251.1076 | 434.982 | 251.1076
801.032 | 184.5568 | 3.7712 | 48.9282 | 0 | 23.3511 | 178.4568 | 1.5916e-12 | 6.254e-13% | 439.0641 | 254.5073 | 439.0641 | 254.5073
801.064 | 185.3724 | 3.7904 | 49.0927 | 0 | 20.8097 | 179.2357 | 1.6485e-12 | 6.517e-13% | 438.3009 | 252.9285 | 438.3009 | 252.9285
801.096 | 185.9781 | 3.8051 | 49.2143 | 0 | 14.928 | 179.8484 | 1.6485e-12 | 6.652e-13% | 433.7738 | 247.7958 | 433.7738 | 247.7958
801.128 | 186.276 | 3.8133 | 49.273 | 0 | 9.5063 | 180.2145 | 1.6485e-12 | 6.789e-13% | 429.0832 | 242.8071 | 429.0832 | 242.8071
801.16 | 186.3405 | 3.8164 | 49.2843 | 0 | 7.7784 | 180.3857 | 1.6485e-12 | 6.833e-13% | 427.6052 | 241.2648 | 427.6052 | 241.2648
801.192 | 186.2733 | 3.8163 | 49.2694 | 0 | 11.0526 | 180.437 | 1.6485e-12 | 6.74e-13% | 430.8487 | 244.5753 | 430.8487 | 244.5753
801.224 | 186.1402 | 3.8144 | 49.2418 | 0 | 18.4455 | 180.4186 | 1.6485e-12 | 6.544e-13% | 438.0605 | 251.9203 | 438.0605 | 251.9203
801.256 | 185.9861 | 3.8116 | 49.2109 | 0 | 27.1182 | 180.3673 | 1.6485e-12 | 6.328e-13% | 446.494 | 260.508 | 446.494 | 260.508
801.288 | 185.8579 | 3.809 | 49.1866 | 0 | 33.9644 | 180.322 | 1.7053e-12 | 6.38e-13% | 453.1398 | 267.2819 | 453.1398 | 267.2819
801.32 | 185.7833 | 3.8071 | 49.1746 | 0 | 38.2081 | 180.3062 | 1.6485e-12 | 6.072e-13% | 457.2793 | 271.496 | 457.2793 | 271.496
801.352 | 185.7259 | 3.8054 | 49.1673 | 0 | 41.4263 | 180.2929 | 1.6485e-12 | 6.001e-13% | 460.4177 | 274.6918 | 460.4177 | 274.6918
801.384 | 185.5829 | 3.8016 | 49.1428 | 0 | 44.576 | 180.2034 | 1.6485e-12 | 5.936e-13% | 463.3066 | 277.7238 | 463.3066 | 277.7238
801.416 | 185.2582 | 3.7939 | 49.0809 | 0 | 48.4115 | 179.9661 | 1.7053e-12 | 6.063e-13% | 466.5106 | 281.2524 | 466.5106 | 281.2524
801.448 | 184.7671 | 3.7828 | 48.9843 | 0 | 63.7014 | 179.5966 | 1.6485e-12 | 5.568e-13% | 480.8322 | 296.065 | 480.8322 | 296.065
801.48 | 184.2743 | 3.7717 | 48.8873 | 0 | 128.6621 | 179.2269 | 1.6485e-12 | 4.572e-13% | 544.8222 | 360.5479 | 544.8222 | 360.5479
801.512 | 184.0023 | 3.7651 | 48.8358 | 0 | 316.8967 | 179.0331 | 1.7053e-12 | 3.109e-13% | 732.533 | 548.5307 | 732.533 | 548.5307
801.544 | 184.0665 | 3.7657 | 48.8536 | 0 | 702.4205 | 179.1075 | 1.7053e-12 | 1.826e-13% | 1118.2139 | 934.1474 | 1118.2139 | 934.1474
801.576 | 184.3976 | 3.7719 | 48.9263 | 0 | 1264.7455 | 179.3996 | 1.7053e-12 | 1.139e-13% | 1681.2409 | 1496.8434 | 1681.2409 | 1496.8434
801.608 | 184.8282 | 3.7805 | 49.0192 | 0 | 1810.2859 | 179.7822 | 1.7053e-12 | 8.348e-14% | 2227.6961 | 2042.8679 | 2227.6961 | 2042.8679
801.64 | 185.2289 | 3.7889 | 49.1055 | 0 | 2053.3882 | 180.1554 | 1.819e-12 | 7.956e-14% | 2471.6668 | 2286.438 | 2471.6668 | 2286.438
801.672 | 185.5505 | 3.796 | 49.1749 | 0 | 1848.566 | 180.4801 | 1.7053e-12 | 8.191e-14% | 2267.5675 | 2082.017 | 2267.5675 | 2082.017
801.704 | 185.7855 | 3.8017 | 49.2256 | 0 | 1327.6947 | 180.7486 | 1.7053e-12 | 1.092e-13% | 1747.256 | 1561.4705 | 1747.256 | 1561.4705
801.736 | 185.9302 | 3.8057 | 49.2568 | 0 | 772.1014 | 180.9562 | 1.7053e-12 | 1.695e-13% | 1192.0502 | 1006.1201 | 1192.0502 | 1006.1201
801.768 | 185.9818 | 3.808 | 49.2678 | 0 | 380.2855 | 181.0983 | 1.7053e-12 | 2.775e-13% | 800.4413 | 614.4595 | 800.4413 | 614.4595
801.8 | 185.9476 | 3.8087 | 49.2602 | 0 | 178.9581 | 181.1774 | 1.7053e-12 | 4.127e-13% | 599.152 | 413.2044 | 599.152 | 413.2044
801.832 | 185.8455 | 3.808 | 49.2379 | 0 | 96.6537 | 181.2045 | 1.7053e-12 | 5.153e-13% | 516.7495 | 330.904 | 516.7495 | 330.904
801.864 | 185.6957 | 3.8062 | 49.2056 | 0 | 61.3473 | 181.1934 | 1.7053e-12 | 5.77e-13% | 481.2482 | 295.5526 | 481.2482 | 295.5526
801.896 | 185.5164 | 3.8039 | 49.167 | 0 | 38.4429 | 181.1585 | 1.7053e-12 | 6.256e-13% | 458.0888 | 272.5723 | 458.0888 | 272.5723
801.928 | 185.33 | 3.8014 | 49.1269 | 0 | 21.2062 | 181.1187 | 1.7053e-12 | 6.681e-13% | 440.5832 | 255.2532 | 440.5832 | 255.2532
801.96 | 185.1679 | 3.7996 | 49.0917 | 0 | 11.7251 | 181.101 | 1.7621e-12 | 7.171e-13% | 430.8852 | 245.7173 | 430.8852 | 245.7173
801.992 | 185.0617 | 3.7989 | 49.0681 | 0 | 11.7707 | 181.1308 | 1.7621e-12 | 7.17e-13% | 430.8302 | 245.7685 | 430.8302 | 245.7685
802.024 | 185.027 | 3.7998 | 49.0598 | 0 | 22.4321 | 181.2184 | 1.7621e-12 | 6.87e-13% | 441.537 | 256.51 | 441.537 | 256.51
802.056 | 185.0566 | 3.8019 | 49.0655 | 0 | 45.5121 | 181.353 | 1.7621e-12 | 6.299e-13% | 464.7891 | 279.7325 | 464.7891 | 279.7325
802.088 | 185.1207 | 3.8044 | 49.0794 | 0 | 84.5225 | 181.5047 | 1.7621e-12 | 5.526e-13% | 504.0318 | 318.9111 | 504.0318 | 318.9111
802.12 | 185.1715 | 3.8063 | 49.0915 | 0 | 145.1677 | 181.6301 | 1.7053e-12 | 4.491e-13% | 564.8671 | 379.6956 | 564.8671 | 379.6956
802.152 | 185.1552 | 3.8063 | 49.0906 | 0 | 230.0536 | 181.6839 | 1.7621e-12 | 3.793e-13% | 649.7896 | 464.6344 | 649.7896 | 464.6344
802.184 | 185.0363 | 3.8037 | 49.069 | 0 | 324.6985 | 181.6379 | 1.7621e-12 | 3.151e-13% | 744.2455 | 559.2091 | 744.2455 | 559.2091
802.216 | 184.8294 | 3.7988 | 49.0298 | 0 | 391.0093 | 181.5048 | 1.819e-12 | 2.909e-13% | 810.172 | 625.3427 | 810.172 | 625.3427
802.248 | 184.6171 | 3.7933 | 48.9905 | 0 | 389.3573 | 181.3504 | 1.819e-12 | 2.917e-13% | 808.1087 | 623.4916 | 808.1087 | 623.4916
802.28 | 184.5144 | 3.7897 | 48.9756 | 0 | 314.8682 | 181.2653 | 1.7621e-12 | 3.21e-13% | 733.4133 | 548.8989 | 733.4133 | 548.8989
802.312 | 184.5778 | 3.7891 | 48.997 | 0 | 204.8397 | 181.2955 | 1.7621e-12 | 4.015e-13% | 623.499 | 438.9212 | 623.499 | 438.9212
802.344 | 184.7474 | 3.7904 | 49.0414 | 0 | 106.6832 | 181.3993 | 1.7621e-12 | 5.169e-13% | 525.6616 | 340.9142 | 525.6616 | 340.9142
802.376 | 184.8924 | 3.7912 | 49.0806 | 0 | 44.4766 | 181.4843 | 1.7621e-12 | 6.32e-13% | 463.7251 | 278.8327 | 463.7251 | 278.8327
802.408 | 184.9122 | 3.7898 | 49.0924 | 0 | 15.407 | 181.4849 | 1.819e-12 | 7.283e-13% | 434.6862 | 249.7741 | 434.6862 | 249.7741
802.44 | 184.7849 | 3.7861 | 49.0715 | 0 | 6.5873 | 181.3969 | 1.819e-12 | 7.553e-13% | 425.6266 | 240.8418 | 425.6266 | 240.8418
802.472 | 184.5479 | 3.781 | 49.0251 | 0 | 8.7652 | 181.2583 | 1.819e-12 | 7.491e-13% | 427.3775 | 242.8296 | 427.3775 | 242.8296
802.504 | 184.2672 | 3.7762 | 48.967 | 0 | 18.6614 | 181.1253 | 1.819e-12 | 7.203e-13% | 436.797 | 252.5298 | 436.797 | 252.5298
802.536 | 184.016 | 3.773 | 48.912 | 0 | 35.4229 | 181.0569 | 1.819e-12 | 6.758e-13% | 453.1808 | 269.1648 | 453.1808 | 269.1648
802.568 | 183.8428 | 3.7725 | 48.8703 | 0 | 60.8144 | 181.0928 | 1.819e-12 | 6.175e-13% | 478.3929 | 294.5501 | 478.3929 | 294.5501
802.6 | 183.7484 | 3.7748 | 48.842 | 0 | 114.2846 | 181.2349 | 1.819e-12 | 5.225e-13% | 531.8848 | 348.1363 | 531.8848 | 348.1363
802.632 | 183.6911 | 3.779 | 48.8184 | 0 | 268.5189 | 181.4502 | 1.819e-12 | 3.619e-13% | 686.2575 | 502.5664 | 686.2575 | 502.5664
802.664 | 183.6098 | 3.7837 | 48.7871 | 0 | 683.2157 | 181.6851 | 1.819e-12 | 1.983e-13% | 1101.0814 | 917.4716 | 1101.0814 | 917.4716
802.696 | 183.4528 | 3.7876 | 48.7379 | 0 | 1564.4547 | 181.8876 | 1.819e-12 | 1.011e-13% | 1982.3205 | 1798.8677 | 1982.3205 | 1798.8677
802.728 | 183.2068 | 3.7899 | 48.6691 | 0 | 2974.3294 | 182.0319 | 1.819e-12 | 5.669e-14% | 3392.0271 | 3208.8203 | 3392.0271 | 3208.8203
802.76 | 182.904 | 3.791 | 48.5887 | 0 | 4581.4037 | 182.1282 | 1.819e-12 | 3.777e-14% | 4998.8156 | 4815.9116 | 4998.8156 | 4815.9116
802.792 | 182.597 | 3.7916 | 48.5086 | 0 | 5676.8173 | 182.2048 | 1.819e-12 | 3.077e-14% | 6093.9194 | 5911.3223 | 6093.9194 | 5911.3223
802.824 | 182.3249 | 3.7922 | 48.4378 | 0 | 5645.3529 | 182.2826 | 1.819e-12 | 3.094e-14% | 6062.1904 | 5879.8655 | 6062.1904 | 5879.8655
802.856 | 182.0947 | 3.7927 | 48.3784 | 0 | 4502.3801 | 182.3574 | 1.8758e-12 | 3.96e-14% | 4919.0034 | 4736.9087 | 4919.0034 | 4736.9087
802.888 | 181.883 | 3.7924 | 48.326 | 0 | 2885.211 | 182.4001 | 1.8758e-12 | 6.013e-14% | 3301.6126 | 3119.7295 | 3301.6126 | 3119.7295
802.92 | 181.6558 | 3.7903 | 48.2742 | 0 | 1508.8151 | 182.3723 | 1.8758e-12 | 1.076e-13% | 1924.9077 | 1743.2519 | 1924.9077 | 1743.2519
802.952 | 181.394 | 3.7857 | 48.2197 | 0 | 702.4812 | 182.2505 | 1.8758e-12 | 2.003e-13% | 1118.1312 | 936.7372 | 1118.1312 | 936.7372
802.984 | 181.1149 | 3.7791 | 48.1665 | 0 | 399.6406 | 182.0469 | 1.8758e-12 | 2.96e-13% | 814.7479 | 633.633 | 814.7479 | 633.633
803.016 | 180.8896 | 3.7719 | 48.1293 | 0 | 379.096 | 181.8224 | 1.8758e-12 | 3.061e-13% | 793.7092 | 612.8196 | 793.7092 | 612.8196
803.048 | 180.8408 | 3.7668 | 48.1336 | 0 | 446.1931 | 181.6822 | 1.819e-12 | 2.676e-13% | 860.6165 | 679.7757 | 860.6165 | 679.7757
803.08 | 181.0885 | 3.7666 | 48.2038 | 0 | 484.6996 | 181.7269 | 1.8758e-12 | 2.611e-13% | 899.4854 | 718.3969 | 899.4854 | 718.3969
803.112 | 181.6568 | 3.7717 | 48.3444 | 0 | 451.2438 | 181.9778 | 1.819e-12 | 2.654e-13% | 866.9946 | 685.3378 | 866.9946 | 685.3378
803.144 | 182.4372 | 3.7799 | 48.5327 | 0 | 357.5957 | 182.3513 | 1.8758e-12 | 3.167e-13% | 774.6968 | 592.2596 | 774.6968 | 592.2596
803.176 | 183.2613 | 3.7881 | 48.7329 | 0 | 243.8472 | 182.7209 | 1.8758e-12 | 3.915e-13% | 662.3503 | 479.0891 | 662.3503 | 479.0891
803.208 | 184.0003 | 3.7939 | 48.9169 | 0 | 147.5191 | 182.9993 | 1.9327e-12 | 5.043e-13% | 567.2295 | 383.2292 | 567.2295 | 383.2292
803.24 | 184.5968 | 3.7967 | 49.071 | 0 | 86.5785 | 183.1622 | 1.9327e-12 | 5.991e-13% | 507.2053 | 322.6085 | 507.2053 | 322.6085
803.272 | 185.0449 | 3.797 | 49.1923 | 0 | 63.5387 | 183.2284 | 1.9327e-12 | 6.447e-13% | 484.8014 | 299.7565 | 484.8014 | 299.7565
803.304 | 185.3733 | 3.7959 | 49.2853 | 0 | 75.209 | 183.2408 | 1.9327e-12 | 6.204e-13% | 496.9043 | 311.531 | 496.9043 | 311.531
803.336 | 185.6311 | 3.7948 | 49.3597 | 0 | 112.1192 | 183.252 | 1.9327e-12 | 5.545e-13% | 534.1568 | 348.5257 | 534.1568 | 348.5257
803.368 | 185.8565 | 3.7946 | 49.4231 | 0 | 152.8585 | 183.2995 | 1.9327e-12 | 4.964e-13% | 575.2322 | 389.3757 | 575.2322 | 389.3757
803.4 | 186.0459 | 3.7954 | 49.4748 | 0 | 170.3663 | 183.3823 | 1.819e-12 | 4.469e-13% | 593.0647 | 407.0187 | 593.0647 | 407.0187
803.432 | 186.153 | 3.7961 | 49.5048 | 0 | 151.3358 | 183.4632 | 1.9327e-12 | 4.98e-13% | 574.2529 | 388.0998 | 574.2529 | 388.0998
803.464 | 186.1144 | 3.7953 | 49.4997 | 0 | 107.3388 | 183.4897 | 1.9327e-12 | 5.616e-13% | 530.2379 | 344.1235 | 530.2379 | 344.1235
803.496 | 185.8828 | 3.7921 | 49.4496 | 0 | 63.1673 | 183.4201 | 1.9327e-12 | 6.446e-13% | 485.7119 | 299.8291 | 485.7119 | 299.8291
803.528 | 185.459 | 3.7863 | 49.3554 | 0 | 36.3681 | 183.2464 | 1.9327e-12 | 7.086e-13% | 458.2152 | 272.7562 | 458.2152 | 272.7562
803.56 | 184.9153 | 3.7788 | 49.2335 | 0 | 28.9273 | 183.0115 | 1.9327e-12 | 7.294e-13% | 449.8664 | 264.9511 | 449.8664 | 264.9511
803.592 | 184.3849 | 3.772 | 49.1135 | 0 | 32.9553 | 182.8023 | 1.9327e-12 | 7.194e-13% | 453.0279 | 268.6431 | 453.0279 | 268.6431
803.624 | 184.0069 | 3.7682 | 49.0262 | 0 | 39.8061 | 182.7104 | 1.9327e-12 | 7.02e-13% | 459.3178 | 275.3109 | 459.3178 | 275.3109
803.656 | 183.8538 | 3.7686 | 48.9876 | 0 | 45.3175 | 182.7795 | 1.9895e-12 | 7.084e-13% | 464.7069 | 280.8532 | 464.7069 | 280.8532
803.688 | 183.8881 | 3.7722 | 48.9901 | 0 | 49.2584 | 182.9737 | 1.9895e-12 | 6.981e-13% | 468.8824 | 284.9944 | 468.8824 | 284.9944
803.72 | 183.9861 | 3.7765 | 49.0074 | 0 | 51.3683 | 183.1956 | 1.9895e-12 | 6.924e-13% | 471.3339 | 287.3478 | 471.3339 | 287.3478
803.752 | 184.015 | 3.7789 | 49.0116 | 0 | 49.6386 | 183.343 | 1.9327e-12 | 6.763e-13% | 469.787 | 285.772 | 469.787 | 285.772
803.784 | 183.9106 | 3.7782 | 48.989 | 0 | 42.8589 | 183.3664 | 1.9895e-12 | 7.131e-13% | 462.903 | 278.9924 | 462.903 | 278.9924
803.816 | 183.7179 | 3.775 | 48.9494 | 0 | 32.7832 | 183.2991 | 1.9895e-12 | 7.401e-13% | 452.5246 | 268.8067 | 452.5246 | 268.8067
803.848 | 183.5747 | 3.7723 | 48.9222 | 0 | 22.5399 | 183.2451 | 1.9895e-12 | 7.697e-13% | 442.0541 | 258.4795 | 442.0541 | 258.4795
803.88 | 183.6226 | 3.7726 | 48.9375 | 0 | 14.0999 | 183.3119 | 1.9895e-12 | 7.954e-13% | 433.7445 | 250.1219 | 433.7445 | 250.1219
803.912 | 183.8951 | 3.7766 | 49.0025 | 0 | 7.9339 | 183.5241 | 1.9895e-12 | 8.146e-13% | 428.1321 | 244.2371 | 428.1321 | 244.2371
803.944 | 184.295 | 3.7825 | 49.0963 | 0 | 3.9349 | 183.8067 | 1.9895e-12 | 8.268e-13% | 424.9154 | 240.6204 | 424.9154 | 240.6204
803.976 | 184.6892 | 3.7876 | 49.1906 | 0 | 1.9037 | 184.0593 | 1.9895e-12 | 8.326e-13% | 423.6303 | 238.9412 | 423.6303 | 238.9412
804.008 | 185.003 | 3.7906 | 49.2692 | 0 | 1.7204 | 184.2292 | 1.9895e-12 | 8.324e-13% | 424.0124 | 239.0095 | 424.0124 | 239.0095
804.04 | 185.2204 | 3.7912 | 49.3284 | 0 | 3.6159 | 184.3101 | 2.0464e-12 | 8.49e-13% | 426.2662 | 241.0457 | 426.2662 | 241.0457
804.072 | 185.3384 | 3.7897 | 49.3671 | 0 | 8.0486 | 184.3046 | 2.0464e-12 | 8.335e-13% | 430.8484 | 245.51 | 430.8484 | 245.51
804.104 | 185.3632 | 3.7862 | 49.386 | 0 | 14.7877 | 184.2226 | 2.0464e-12 | 8.115e-13% | 437.5457 | 252.1825 | 437.5457 | 252.1825
804.136 | 185.3474 | 3.782 | 49.3961 | 0 | 22.1938 | 184.112 | 2.0464e-12 | 7.886e-13% | 444.8312 | 259.4838 | 444.8312 | 259.4838
804.168 | 185.3879 | 3.7792 | 49.4172 | 0 | 28.3463 | 184.0573 | 2.0464e-12 | 7.705e-13% | 450.9879 | 265.6 | 450.9879 | 265.6
804.2 | 185.5514 | 3.7794 | 49.4631 | 0 | 33.3476 | 184.121 | 2.0464e-12 | 7.559e-13% | 456.2625 | 270.7111 | 456.2625 | 270.7111
804.232 | 185.8057 | 3.7823 | 49.5263 | 0 | 39.3237 | 184.2874 | 2.0464e-12 | 7.39e-13% | 462.7254 | 276.9198 | 462.7254 | 276.9198
804.264 | 186.0401 | 3.7858 | 49.5826 | 0 | 47.0658 | 184.4778 | 2.0464e-12 | 7.182e-13% | 470.9521 | 284.912 | 470.9521 | 284.912
804.296 | 186.1492 | 3.788 | 49.6089 | 0 | 53.822 | 184.6175 | 2.0464e-12 | 7.012e-13% | 477.9855 | 291.8363 | 477.9855 | 291.8363
804.328 | 186.0833 | 3.7881 | 49.594 | 0 | 55.9524 | 184.6764 | 2.0464e-12 | 6.96e-13% | 480.0941 | 294.0108 | 480.0941 | 294.0108
804.36 | 185.8356 | 3.7862 | 49.5356 | 0 | 52.9379 | 184.6589 | 2.0464e-12 | 7.034e-13% | 476.7543 | 290.9186 | 476.7543 | 290.9186
804.392 | 185.415 | 3.7828 | 49.4352 | 0 | 47.2069 | 184.5803 | 2.0464e-12 | 7.18e-13% | 470.4203 | 285.0052 | 470.4203 | 285.0052
804.424 | 184.841 | 3.7783 | 49.2968 | 0 | 40.6731 | 184.4591 | 2.1032e-12 | 7.56e-13% | 463.0484 | 278.2074 | 463.0484 | 278.2074
804.456 | 184.1444 | 3.7733 | 49.1272 | 0 | 33.185 | 184.3168 | 2.0464e-12 | 7.568e-13% | 454.5467 | 270.4023 | 454.5467 | 270.4023
804.488 | 183.3632 | 3.7683 | 48.9349 | 0 | 24.3426 | 184.1745 | 2.1032e-12 | 8.051e-13% | 444.5834 | 261.2203 | 444.5834 | 261.2203
804.52 | 182.5432 | 3.7639 | 48.7307 | 0 | 15.2969 | 184.0562 | 2.1032e-12 | 8.351e-13% | 434.3909 | 251.8477 | 434.3909 | 251.8477
804.552 | 181.7388 | 3.7608 | 48.5269 | 0 | 8.0943 | 183.9915 | 2.1032e-12 | 8.607e-13% | 426.1123 | 244.3736 | 426.1123 | 244.3736
804.584 | 180.9955 | 3.7597 | 48.3344 | 0 | 4.0175 | 184.0019 | 2.1032e-12 | 8.759e-13% | 421.109 | 240.1135 | 421.109 | 240.1135
804.616 | 180.3293 | 3.7604 | 48.1578 | 0 | 3.1476 | 184.0835 | 2.1032e-12 | 8.795e-13% | 419.4785 | 239.1492 | 419.4785 | 239.1492
804.648 | 179.7209 | 3.762 | 47.9945 | 0 | 4.9709 | 184.201 | 2.1032e-12 | 8.73e-13% | 420.6493 | 240.9284 | 420.6493 | 240.9284
804.68 | 179.13 | 3.7632 | 47.8374 | 0 | 8.6069 | 184.3006 | 2.1032e-12 | 8.602e-13% | 423.6382 | 244.5081 | 423.6382 | 244.5081
804.712 | 178.5355 | 3.763 | 47.6832 | 0 | 12.5662 | 184.3469 | 2.1032e-12 | 8.468e-13% | 426.8948 | 248.3593 | 426.8948 | 248.3593
804.744 | 177.9847 | 3.7622 | 47.5423 | 0 | 15.2084 | 184.368 | 2.1032e-12 | 8.383e-13% | 428.8656 | 250.8809 | 428.8656 | 250.8809
804.776 | 177.5831 | 3.7628 | 47.4369 | 0 | 15.9679 | 184.4481 | 2.16e-12 | 8.585e-13% | 429.1988 | 251.6157 | 429.1988 | 251.6157
804.808 | 177.4024 | 3.7665 | 47.382 | 0 | 15.6367 | 184.648 | 2.16e-12 | 8.591e-13% | 428.8356 | 251.4333 | 428.8356 | 251.4333
804.84 | 177.4114 | 3.7726 | 47.3713 | 0 | 14.9864 | 184.9416 | 2.16e-12 | 8.603e-13% | 428.4832 | 251.0718 | 428.4832 | 251.0718
804.872 | 177.5185 | 3.779 | 47.386 | 0 | 13.6741 | 185.2461 | 2.16e-12 | 8.637e-13% | 427.6036 | 250.0852 | 427.6036 | 250.0852
804.904 | 177.6607 | 3.784 | 47.4141 | 0 | 11.0477 | 185.496 | 2.16e-12 | 8.719e-13% | 425.4025 | 247.7417 | 425.4025 | 247.7417
804.936 | 177.8329 | 3.7871 | 47.4552 | 0 | 7.4581 | 185.6723 | 2.16e-12 | 8.839e-13% | 422.2055 | 244.3726 | 422.2055 | 244.3726
804.968 | 178.0548 | 3.7885 | 47.5139 | 0 | 4.1519 | 185.7824 | 2.16e-12 | 8.954e-13% | 419.2915 | 241.2367 | 419.2915 | 241.2367
805 | 178.338 | 3.7885 | 47.5924 | 0 | 2.3299 | 185.8377 | 2.16e-12 | 9.017e-13% | 417.8865 | 239.5485 | 417.8865 | 239.5485
805.032 | 178.6819 | 3.7874 | 47.6898 | 0 | 3.2594 | 185.8486 | 2.16e-12 | 8.978e-13% | 419.2672 | 240.5853 | 419.2672 | 240.5853
805.064 | 179.0876 | 3.7856 | 47.8054 | 0 | 9.9219 | 185.8338 | 2.16e-12 | 8.733e-13% | 426.4343 | 247.3467 | 426.4343 | 247.3467
805.096 | 179.5687 | 3.784 | 47.9407 | 0 | 28.3545 | 185.8241 | 2.16e-12 | 8.123e-13% | 445.472 | 265.9033 | 445.472 | 265.9033
805.128 | 180.1376 | 3.7833 | 48.0973 | 0 | 64.92 | 185.8508 | 2.16e-12 | 7.137e-13% | 482.789 | 302.6514 | 482.789 | 302.6514
805.16 | 180.7787 | 3.7837 | 48.2705 | 0 | 117.8263 | 185.9233 | 2.2169e-12 | 6.231e-13% | 536.5825 | 355.8038 | 536.5825 | 355.8038
805.192 | 181.4405 | 3.7849 | 48.4475 | 0 | 171.0912 | 186.023 | 2.2169e-12 | 5.416e-13% | 590.7871 | 409.3466 | 590.7871 | 409.3466
805.224 | 182.061 | 3.786 | 48.6136 | 0 | 206.7581 | 186.1217 | 2.2737e-12 | 5.106e-13% | 627.3404 | 445.2794 | 627.3404 | 445.2794
805.256 | 182.5974 | 3.7867 | 48.7583 | 0 | 235.7846 | 186.2036 | 2.2169e-12 | 4.672e-13% | 657.1304 | 474.5331 | 657.1304 | 474.5331
805.288 | 183.0316 | 3.7869 | 48.8769 | 0 | 316.501 | 186.2655 | 2.2169e-12 | 3.991e-13% | 738.4618 | 555.4302 | 738.4618 | 555.4302
805.32 | 183.3556 | 3.7865 | 48.9675 | 0 | 521.335 | 186.3042 | 2.2169e-12 | 2.915e-13% | 943.7489 | 760.3932 | 943.7489 | 760.3932
805.352 | 183.5614 | 3.7852 | 49.0287 | 0 | 853.3324 | 186.3091 | 2.2169e-12 | 2.029e-13% | 1276.0168 | 1092.4554 | 1276.0168 | 1092.4554
805.384 | 183.6477 | 3.7828 | 49.0606 | 0 | 1186.4776 | 186.2708 | 2.2169e-12 | 1.555e-13% | 1609.2396 | 1425.5918 | 1609.2396 | 1425.5918
805.416 | 183.6384 | 3.7796 | 49.0691 | 0 | 1327.2263 | 186.1981 | 1.819e-12 | 1.161e-13% | 1749.9114 | 1566.273 | 1749.9114 | 1566.273
805.448 | 183.5903 | 3.7764 | 49.0672 | 0 | 1177.2919 | 186.126 | 2.2169e-12 | 1.565e-13% | 1599.8519 | 1416.2615 | 1599.8519 | 1416.2615
805.48 | 183.5721 | 3.7743 | 49.0705 | 0 | 825.1249 | 186.0997 | 2.2169e-12 | 2.083e-13% | 1247.6415 | 1064.0693 | 1247.6415 | 1064.0693
805.512 | 183.6218 | 3.774 | 49.0876 | 0 | 456.5404 | 186.1413 | 2.2737e-12 | 3.269e-13% | 879.1651 | 695.5432 | 879.1651 | 695.5432
805.544 | 183.7216 | 3.7749 | 49.1151 | 0 | 199.4148 | 186.2315 | 2.2737e-12 | 5.185e-13% | 622.2579 | 438.5363 | 622.2579 | 438.5363
805.576 | 183.8163 | 3.7759 | 49.1411 | 0 | 68.944 | 186.3251 | 2.2737e-12 | 7.378e-13% | 492.0025 | 308.1861 | 492.0025 | 308.1861
805.608 | 183.8614 | 3.7761 | 49.1557 | 0 | 19.5454 | 186.3889 | 2.2737e-12 | 8.783e-13% | 442.7275 | 258.866 | 442.7275 | 258.866
805.64 | 183.859 | 3.7757 | 49.1591 | 0 | 6.4957 | 186.427 | 2.2737e-12 | 9.248e-13% | 429.7166 | 245.8575 | 429.7166 | 245.8575
805.672 | 183.8503 | 3.7755 | 49.1605 | 0 | 6.3758 | 186.4727 | 2.2737e-12 | 9.251e-13% | 429.6348 | 245.7845 | 429.6348 | 245.7845
805.704 | 183.8738 | 3.7761 | 49.1683 | 0 | 10.4319 | 186.553 | 2.2737e-12 | 9.098e-13% | 433.8032 | 249.9294 | 433.8032 | 249.9294
805.736 | 183.9334 | 3.7775 | 49.184 | 0 | 14.9518 | 186.6637 | 2.2737e-12 | 8.931e-13% | 438.5104 | 254.577 | 438.5104 | 254.577
805.768 | 184.0045 | 3.779 | 49.2025 | 0 | 17.4537 | 186.7778 | 2.2737e-12 | 8.84e-13% | 441.2175 | 257.213 | 441.2175 | 257.213
805.8 | 184.0653 | 3.7801 | 49.2194 | 0 | 17.1725 | 186.8725 | 2.2737e-12 | 8.846e-13% | 441.1098 | 257.0445 | 441.1098 | 257.0445
805.832 | 184.1148 | 3.7805 | 49.2347 | 0 | 15.5453 | 186.9455 | 2.3306e-12 | 9.121e-13% | 439.6208 | 255.506 | 439.6208 | 255.506
805.864 | 184.1666 | 3.7807 | 49.2512 | 0 | 14.4926 | 187.0086 | 2.3306e-12 | 9.156e-13% | 438.6997 | 254.5331 | 438.6997 | 254.5331
805.896 | 184.2322 | 3.781 | 49.2714 | 0 | 14.2394 | 187.0729 | 2.3306e-12 | 9.162e-13% | 438.5969 | 254.3647 | 438.5969 | 254.3647
805.928 | 184.3103 | 3.7813 | 49.2949 | 0 | 13.4246 | 187.1388 | 2.3306e-12 | 9.189e-13% | 437.9499 | 253.6395 | 437.9499 | 253.6395
805.96 | 184.3863 | 3.7813 | 49.3184 | 0 | 11.1748 | 187.1953 | 2.3306e-12 | 9.268e-13% | 435.8561 | 251.4699 | 435.8561 | 251.4699
805.992 | 184.4383 | 3.7807 | 49.337 | 0 | 8.4905 | 187.2274 | 2.3306e-12 | 9.366e-13% | 433.274 | 248.8356 | 433.274 | 248.8356
806.024 | 184.4483 | 3.7793 | 49.3465 | 0 | 7.6049 | 187.2244 | 2.3306e-12 | 9.399e-13% | 432.4032 | 247.955 | 432.4032 | 247.955
806.056 | 184.4098 | 3.777 | 49.345 | 0 | 10.2578 | 187.1873 | 2.3306e-12 | 9.301e-13% | 434.9768 | 250.5671 | 434.9768 | 250.5671
806.088 | 184.332 | 3.7741 | 49.3344 | 0 | 16.1503 | 187.1294 | 2.3306e-12 | 9.09e-13% | 440.7202 | 256.3883 | 440.7202 | 256.3883
806.12 | 184.2383 | 3.7713 | 49.3195 | 0 | 22.4765 | 187.0732 | 2.3306e-12 | 8.874e-13% | 446.8789 | 262.6406 | 446.8789 | 262.6406
806.152 | 184.1625 | 3.7693 | 49.3077 | 0 | 25.7748 | 187.0466 | 2.3874e-12 | 8.979e-13% | 450.0608 | 265.8983 | 450.0608 | 265.8983
806.184 | 184.1382 | 3.7686 | 49.3061 | 0 | 26.4984 | 187.0748 | 2.3874e-12 | 8.953e-13% | 450.7861 | 266.6479 | 450.7861 | 266.6479
806.216 | 184.1796 | 3.7695 | 49.3181 | 0 | 35.6877 | 187.1666 | 2.3874e-12 | 8.652e-13% | 460.1216 | 275.9419 | 460.1216 | 275.9419
806.248 | 184.2687 | 3.7716 | 49.3399 | 0 | 84.0281 | 187.3042 | 2.3874e-12 | 7.359e-13% | 508.7125 | 324.4439 | 508.7125 | 324.4439
806.28 | 184.363 | 3.7739 | 49.3626 | 0 | 229.5836 | 187.4499 | 2.3874e-12 | 5.078e-13% | 654.533 | 470.17 | 654.533 | 470.17
806.312 | 184.4173 | 3.7754 | 49.3766 | 0 | 544.2677 | 187.5635 | 2.3874e-12 | 3.041e-13% | 969.4004 | 784.9831 | 969.4004 | 784.9831
806.344 | 184.4034 | 3.7754 | 49.376 | 0 | 1056.6913 | 187.6186 | 2.3874e-12 | 1.84e-13% | 1481.8647 | 1297.4613 | 1481.8647 | 1297.4613
806.376 | 184.3203 | 3.7739 | 49.3606 | 0 | 1678.6507 | 187.6124 | 2.3874e-12 | 1.244e-13% | 2103.7179 | 1919.3976 | 2103.7179 | 1919.3976
806.408 | 184.1921 | 3.7713 | 49.3358 | 0 | 2200.3474 | 187.5644 | 2.7285e-12 | 1.118e-13% | 2625.211 | 2441.0189 | 2625.211 | 2441.0189
806.44 | 184.0518 | 3.7684 | 49.3086 | 0 | 2398.5838 | 187.5025 | 2.3874e-12 | 9.046e-14% | 2823.2151 | 2639.1633 | 2823.2151 | 2639.1633
806.472 | 183.9255 | 3.7657 | 49.2847 | 0 | 2182.7608 | 187.4502 | 2.7285e-12 | 1.126e-13% | 2607.1868 | 2423.2613 | 2607.1868 | 2423.2613
806.504 | 183.8367 | 3.7638 | 49.2689 | 0 | 1656.2475 | 187.4285 | 2.4443e-12 | 1.289e-13% | 2080.5454 | 1896.7087 | 2080.5454 | 1896.7087
806.536 | 183.8154 | 3.7633 | 49.2677 | 0 | 1043.7016 | 187.4634 | 2.4443e-12 | 1.903e-13% | 1468.0113 | 1284.1959 | 1468.0113 | 1284.1959
806.568 | 183.8788 | 3.7646 | 49.2846 | 0 | 545.5869 | 187.5699 | 2.4443e-12 | 3.109e-13% | 970.0849 | 786.2061 | 970.0849 | 786.2061
806.6 | 183.9975 | 3.7671 | 49.3133 | 0 | 239.3162 | 187.7253 | 2.3874e-12 | 4.973e-13% | 664.1194 | 480.1219 | 664.1194 | 480.1219
806.632 | 184.0983 | 3.7694 | 49.3377 | 0 | 91.7759 | 187.8713 | 2.4443e-12 | 7.346e-13% | 516.8526 | 332.7542 | 516.8526 | 332.7542
806.664 | 184.116 | 3.7702 | 49.3435 | 0 | 34.4131 | 187.9568 | 2.4443e-12 | 8.873e-13% | 459.5995 | 275.4835 | 459.5995 | 275.4835
806.696 | 184.0427 | 3.7693 | 49.329 | 0 | 17.4108 | 187.9773 | 2.4443e-12 | 9.456e-13% | 442.5291 | 258.4864 | 442.5291 | 258.4864
806.728 | 183.9288 | 3.7679 | 49.305 | 0 | 17.9215 | 187.9758 | 2.4443e-12 | 9.438e-13% | 442.8989 | 258.9701 | 442.8989 | 258.9701
806.76 | 183.8385 | 3.7673 | 49.2854 | 0 | 26.7155 | 188.0055 | 2.4443e-12 | 9.128e-13% | 451.6121 | 267.7736 | 451.6121 | 267.7736
806.792 | 183.8015 | 3.768 | 49.2767 | 0 | 36.974 | 188.0914 | 2.4443e-12 | 8.789e-13% | 461.9117 | 278.1102 | 461.9117 | 278.1102
806.824 | 183.7982 | 3.7698 | 49.2746 | 0 | 42.1982 | 188.2182 | 2.5011e-12 | 8.823e-13% | 467.2591 | 283.4609 | 467.2591 | 283.4609
806.856 | 183.7833 | 3.7718 | 49.2691 | 0 | 39.9268 | 188.3501 | 2.5011e-12 | 8.891e-13% | 465.1011 | 281.3178 | 465.1011 | 281.3178
806.888 | 183.7184 | 3.7731 | 49.2518 | 0 | 33.6756 | 188.4566 | 2.5011e-12 | 9.09e-13% | 458.8755 | 275.157 | 458.8755 | 275.157
806.92 | 183.5889 | 3.7734 | 49.2193 | 0 | 28.9128 | 188.5266 | 2.5011e-12 | 9.249e-13% | 454.0211 | 270.4321 | 454.0211 | 270.4321
806.952 | 183.4025 | 3.7731 | 49.1733 | 0 | 27.2877 | 188.5663 | 2.5011e-12 | 9.305e-13% | 452.2028 | 268.8003 | 452.2028 | 268.8003
806.984 | 183.178 | 3.7723 | 49.1181 | 0 | 25.9084 | 188.5904 | 2.5011e-12 | 9.354e-13% | 450.5672 | 267.3892 | 450.5672 | 267.3892
807.016 | 182.9329 | 3.7715 | 49.0575 | 0 | 21.7087 | 188.6114 | 2.5011e-12 | 9.505e-13% | 446.082 | 263.1491 | 446.082 | 263.1491
807.048 | 182.6716 | 3.7705 | 48.9928 | 0 | 14.9397 | 188.6297 | 2.5011e-12 | 9.757e-13% | 439.0044 | 256.3328 | 439.0044 | 256.3328
807.08 | 182.3806 | 3.7692 | 48.9214 | 0 | 8.2191 | 188.629 | 2.5011e-12 | 1.002e-12% | 431.9193 | 249.5388 | 431.9193 | 249.5388
807.112 | 182.0343 | 3.7666 | 48.8382 | 0 | 3.583 | 188.5811 | 2.5011e-12 | 1.022e-12% | 426.8032 | 244.7689 | 426.8032 | 244.7689
807.144 | 181.6193 | 3.7624 | 48.7408 | 0 | 1.2342 | 188.4673 | 2.558e-12 | 1.056e-12% | 423.824 | 242.2047 | 423.824 | 242.2047
807.176 | 181.17 | 3.7571 | 48.637 | 0 | 0.33563 | 188.3097 | 2.558e-12 | 1.061e-12% | 422.2095 | 241.0394 | 422.2095 | 241.0394
807.208 | 180.7777 | 3.7525 | 48.5465 | 0 | 0.072051 | 188.1802 | 2.558e-12 | 1.063e-12% | 421.329 | 240.5513 | 421.329 | 240.5513
807.24 | 180.5397 | 3.7506 | 48.4905 | 0 | 0.012207 | 188.1593 | 2.558e-12 | 1.064e-12% | 420.9522 | 240.4126 | 420.9522 | 240.4126
807.272 | 180.4863 | 3.7521 | 48.4752 | 0 | 0.0016322 | 188.2746 | 2.558e-12 | 1.064e-12% | 420.9898 | 240.5035 | 420.9898 | 240.5035
807.304 | 180.5632 | 3.756 | 48.4888 | 0 | 0.00017224 | 188.4846 | 2.558e-12 | 1.063e-12% | 421.2928 | 240.7296 | 421.2928 | 240.7296
807.336 | 180.6845 | 3.7605 | 48.5129 | 0 | 0.0003006 | 188.7204 | 2.558e-12 | 1.061e-12% | 421.6786 | 240.9941 | 421.6786 | 240.9941
807.368 | 180.7905 | 3.7644 | 48.5347 | 0 | 0.0031701 | 188.9312 | 2.558e-12 | 1.06e-12% | 422.024 | 241.2335 | 422.024 | 241.2335
807.4 | 180.8614 | 3.7671 | 48.55 | 0 | 0.02435 | 189.0967 | 2.558e-12 | 1.059e-12% | 422.2996 | 241.4382 | 422.2996 | 241.4382
807.432 | 180.9038 | 3.7688 | 48.5606 | 0 | 0.14853 | 189.2171 | 2.6148e-12 | 1.082e-12% | 422.5988 | 241.695 | 422.5988 | 241.695
807.464 | 180.9369 | 3.7696 | 48.5707 | 0 | 0.72022 | 189.304 | 2.6148e-12 | 1.079e-12% | 423.3014 | 242.3645 | 423.3014 | 242.3645
807.496 | 180.9813 | 3.7699 | 48.585 | 0 | 2.7798 | 189.3712 | 2.6148e-12 | 1.069e-12% | 425.4872 | 244.5059 | 425.4872 | 244.5059
807.528 | 181.0498 | 3.7699 | 48.6065 | 0 | 8.551 | 189.4267 | 2.6148e-12 | 1.044e-12% | 431.4039 | 250.3541 | 431.4039 | 250.3541
807.56 | 181.1437 | 3.7696 | 48.6356 | 0 | 20.9892 | 189.4691 | 2.6148e-12 | 9.947e-13% | 444.0072 | 262.8635 | 444.0072 | 262.8635
807.592 | 181.2569 | 3.7688 | 48.6711 | 0 | 41.157 | 189.4915 | 2.6148e-12 | 9.237e-13% | 464.3452 | 283.0883 | 464.3452 | 283.0883
807.624 | 181.3829 | 3.7673 | 48.7114 | 0 | 64.5304 | 189.4889 | 2.6148e-12 | 8.531e-13% | 487.8809 | 306.498 | 487.8809 | 306.498
807.656 | 181.5197 | 3.7654 | 48.756 | 0 | 80.9569 | 189.464 | 2.6148e-12 | 8.097e-13% | 504.4619 | 322.9422 | 504.4619 | 322.9422
807.688 | 181.6678 | 3.7631 | 48.8045 | 0 | 81.3215 | 189.4268 | 2.6148e-12 | 8.087e-13% | 504.9835 | 323.3157 | 504.9835 | 323.3157
807.72 | 181.8247 | 3.7608 | 48.8553 | 0 | 65.5958 | 189.3893 | 2.6148e-12 | 8.501e-13% | 489.426 | 307.6012 | 489.426 | 307.6012
807.752 | 181.986 | 3.7588 | 48.9067 | 0 | 43.413 | 189.3636 | 2.6716e-12 | 9.36e-13% | 467.4281 | 285.4421 | 467.4281 | 285.4421
807.784 | 182.153 | 3.7574 | 48.9582 | 0 | 27.133 | 189.3638 | 2.6716e-12 | 9.924e-13% | 451.3654 | 269.2124 | 451.3654 | 269.2124
807.816 | 182.335 | 3.7571 | 49.0111 | 0 | 25.9067 | 189.4056 | 2.6716e-12 | 9.966e-13% | 450.4156 | 268.0805 | 450.4156 | 268.0805
807.848 | 182.5387 | 3.758 | 49.0669 | 0 | 44.4985 | 189.4961 | 2.6716e-12 | 9.315e-13% | 469.3581 | 286.8194 | 469.3581 | 286.8194
807.88 | 182.7534 | 3.7598 | 49.1233 | 0 | 81.7154 | 189.6241 | 2.6716e-12 | 8.24e-13% | 506.9759 | 324.2226 | 506.9759 | 324.2226
807.912 | 182.9483 | 3.7618 | 49.1738 | 0 | 126.0516 | 189.7601 | 2.6716e-12 | 7.245e-13% | 551.6956 | 368.7473 | 551.6956 | 368.7473
807.944 | 183.0863 | 3.7632 | 49.2108 | 0 | 156.6006 | 189.8689 | 2.7285e-12 | 6.831e-13% | 582.5297 | 399.4434 | 582.5297 | 399.4434
807.976 | 183.1422 | 3.7632 | 49.2288 | 0 | 155.8292 | 189.926 | 2.7285e-12 | 6.843e-13% | 581.8895 | 398.7473 | 581.8895 | 398.7473
808.008 | 183.1159 | 3.7619 | 49.2282 | 0 | 124.1143 | 189.9277 | 2.6716e-12 | 7.279e-13% | 550.148 | 367.0321 | 550.148 | 367.0321
808.04 | 183.0347 | 3.7597 | 49.2149 | 0 | 79.0963 | 189.8928 | 2.7285e-12 | 8.475e-13% | 504.9983 | 321.9636 | 504.9983 | 321.9636
808.072 | 182.9411 | 3.7573 | 49.1986 | 0 | 40.307 | 189.853 | 2.7285e-12 | 9.637e-13% | 466.0571 | 283.116 | 466.0571 | 283.116
808.104 | 182.8716 | 3.7556 | 49.1873 | 0 | 16.4097 | 189.8365 | 2.7285e-12 | 1.053e-12% | 442.0607 | 259.1891 | 442.0607 | 259.1891
808.136 | 182.8389 | 3.7547 | 49.1838 | 0 | 5.3313 | 189.8551 | 2.7285e-12 | 1.1e-12% | 430.9637 | 248.1248 | 430.9637 | 248.1248
808.168 | 182.831 | 3.7545 | 49.185 | 0 | 1.3805 | 189.9053 | 2.7285e-12 | 1.117e-12% | 427.0563 | 244.2253 | 427.0563 | 244.2253
808.2 | 182.8188 | 3.7549 | 49.1839 | 0 | 0.28456 | 189.9754 | 2.7285e-12 | 1.122e-12% | 426.0176 | 243.1988 | 426.0176 | 243.1988
808.232 | 182.766 | 3.7554 | 49.1716 | 0 | 0.046634 | 190.0512 | 2.7285e-12 | 1.123e-12% | 425.7909 | 243.0249 | 425.7909 | 243.0249
808.264 | 182.6391 | 3.7558 | 49.1398 | 0 | 0.006069 | 190.1199 | 2.7285e-12 | 1.123e-12% | 425.6607 | 243.0216 | 425.6607 | 243.0216
808.296 | 182.4207 | 3.7558 | 49.0842 | 0 | 0.00057467 | 190.1748 | 2.7285e-12 | 1.123e-12% | 425.4361 | 243.0154 | 425.4361 | 243.0154
808.328 | 182.1187 | 3.7555 | 49.0068 | 0 | 0 | 190.2194 | 2.7853e-12 | 1.146e-12% | 425.1004 | 242.9817 | 425.1004 | 242.9817
808.36 | 181.7656 | 3.7553 | 48.9155 | 0 | 0.00099216 | 190.2657 | 2.7853e-12 | 1.147e-12% | 424.7031 | 242.9375 | 424.7031 | 242.9375
808.392 | 181.4011 | 3.7554 | 48.8204 | 0 | 0.009402 | 190.325 | 2.7853e-12 | 1.147e-12% | 424.3114 | 242.9102 | 424.3114 | 242.9102
808.424 | 181.0521 | 3.7559 | 48.7287 | 0 | 0.070315 | 190.3975 | 2.7853e-12 | 1.146e-12% | 424.0045 | 242.9524 | 424.0045 | 242.9524
808.456 | 180.7284 | 3.7564 | 48.6435 | 0 | 0.41603 | 190.4748 | 2.7853e-12 | 1.145e-12% | 424.0191 | 243.2907 | 424.0191 | 243.2907
808.488 | 180.4358 | 3.7569 | 48.5668 | 0 | 1.9428 | 190.5507 | 2.7853e-12 | 1.138e-12% | 425.253 | 244.8172 | 425.253 | 244.8172
808.52 | 180.183 | 3.7574 | 48.501 | 0 | 7.1784 | 190.6235 | 2.7853e-12 | 1.114e-12% | 430.2433 | 250.0603 | 430.2433 | 250.0603
808.552 | 179.9698 | 3.7575 | 48.4468 | 0 | 21.0403 | 190.6819 | 2.7853e-12 | 1.055e-12% | 443.8962 | 263.9264 | 443.8962 | 263.9264
808.584 | 179.77 | 3.7564 | 48.3991 | 0 | 49.1695 | 190.6922 | 2.7853e-12 | 9.538e-13% | 471.7872 | 292.0172 | 471.7872 | 292.0172
808.616 | 179.5362 | 3.753 | 48.3481 | 0 | 92.498 | 190.6081 | 2.8422e-12 | 8.479e-13% | 514.7433 | 335.2071 | 514.7433 | 335.2071
808.648 | 179.2308 | 3.7466 | 48.2854 | 0 | 142.4843 | 190.404 | 2.8422e-12 | 7.384e-13% | 564.1511 | 384.9203 | 564.1511 | 384.9203
808.68 | 178.8709 | 3.7381 | 48.2137 | 0 | 184.5589 | 190.1134 | 2.7285e-12 | 6.396e-13% | 605.4951 | 426.6242 | 605.4951 | 426.6242
808.712 | 178.5519 | 3.7301 | 48.152 | 0 | 207.6422 | 189.8418 | 2.8422e-12 | 6.325e-13% | 627.9181 | 449.3662 | 627.9181 | 449.3662
808.744 | 178.4126 | 3.7259 | 48.1289 | 0 | 207.8885 | 189.7257 | 2.8422e-12 | 6.323e-13% | 627.8816 | 449.469 | 627.8816 | 449.469
808.776 | 178.5441 | 3.7275 | 48.1633 | 0 | 185.1669 | 189.8475 | 2.9559e-12 | 6.924e-13% | 605.4493 | 426.9052 | 605.4493 | 426.9052
808.808 | 178.9151 | 3.7341 | 48.2491 | 0 | 143.1688 | 190.171 | 2.8422e-12 | 7.376e-13% | 564.2381 | 385.323 | 564.2381 | 385.323
808.84 | 179.3923 | 3.7425 | 48.3588 | 0 | 93.0277 | 190.566 | 2.8422e-12 | 8.467e-13% | 515.0873 | 335.695 | 515.0873 | 335.695
808.872 | 179.8407 | 3.7494 | 48.4644 | 0 | 49.4762 | 190.9025 | 2.899e-12 | 9.908e-13% | 472.4332 | 292.5925 | 472.4332 | 292.5925
808.904 | 180.2019 | 3.7535 | 48.554 | 0 | 21.1772 | 191.1244 | 2.899e-12 | 1.096e-12% | 444.8109 | 264.609 | 444.8109 | 264.609
808.936 | 180.49 | 3.7552 | 48.6302 | 0 | 7.2261 | 191.2485 | 2.899e-12 | 1.156e-12% | 431.35 | 250.86 | 431.35 | 250.86
808.968 | 180.7401 | 3.7555 | 48.6997 | 0 | 1.9558 | 191.3172 | 2.899e-12 | 1.18e-12% | 426.4684 | 245.7283 | 426.4684 | 245.7283
809 | 180.9692 | 3.7552 | 48.7653 | 0 | 0.41883 | 191.3612 | 2.899e-12 | 1.187e-12% | 425.2697 | 244.3005 | 425.2697 | 244.3005
809.032 | 181.1738 | 3.7547 | 48.8249 | 0 | 0.070792 | 191.3939 | 2.899e-12 | 1.188e-12% | 425.218 | 244.0442 | 425.218 | 244.0442
809.064 | 181.3426 | 3.754 | 48.8751 | 0 | 0.0094656 | 191.4219 | 2.899e-12 | 1.188e-12% | 425.4031 | 244.0605 | 425.4031 | 244.0605
809.096 | 181.4592 | 3.7533 | 48.9115 | 0 | 0.00099888 | 191.4475 | 2.899e-12 | 1.188e-12% | 425.5725 | 244.1133 | 425.5725 | 244.1133
809.128 | 181.4916 | 3.7522 | 48.9263 | 0 | 0 | 191.4585 | 2.899e-12 | 1.187e-12% | 425.6286 | 244.137 | 425.6286 | 244.137
809.16 | 181.3929 | 3.7501 | 48.9084 | 0 | 0 | 191.4264 | 2.9559e-12 | 1.211e-12% | 425.4779 | 244.0849 | 425.4779 | 244.0849
809.192 | 181.1353 | 3.7464 | 48.8516 | 0 | 0 | 191.331 | 2.9559e-12 | 1.212e-12% | 425.0644 | 243.9291 | 425.0644 | 243.9291
809.224 | 180.7581 | 3.7418 | 48.765 | 0 | 3.1661e-13 | 191.1967 | 2.9559e-12 | 1.213e-12% | 424.4616 | 243.7035 | 424.4616 | 243.7035
809.256 | 180.373 | 3.738 | 48.6738 | 0 | 0.003729 | 191.0973 | 2.9559e-12 | 1.214e-12% | 423.8859 | 243.5129 | 423.8859 | 243.5129
809.288 | 180.0997 | 3.7369 | 48.6059 | 0 | 0.035822 | 191.1064 | 2.9559e-12 | 1.214e-12% | 423.5848 | 243.485 | 423.5848 | 243.485
809.32 | 179.9863 | 3.7388 | 48.5734 | 0 | 0.26887 | 191.2374 | 2.9559e-12 | 1.212e-12% | 423.8047 | 243.8185 | 423.8047 | 243.8185
809.352 | 179.9943 | 3.7423 | 48.5694 | 0 | 1.5942 | 191.4379 | 2.9559e-12 | 1.205e-12% | 425.3381 | 245.3438 | 425.3381 | 245.3438
809.384 | 180.0532 | 3.7459 | 48.5792 | 0 | 7.4695 | 191.6391 | 2.9559e-12 | 1.176e-12% | 431.4869 | 251.4337 | 431.4869 | 251.4337
809.416 | 180.1124 | 3.7485 | 48.5916 | 0 | 27.6621 | 191.8018 | 3.0127e-12 | 1.108e-12% | 451.9164 | 271.804 | 451.9164 | 271.804
809.448 | 180.1447 | 3.75 | 48.5999 | 0 | 81.0105 | 191.9158 | 3.0127e-12 | 9.262e-13% | 505.4208 | 325.2761 | 505.4208 | 325.2761
809.48 | 180.1234 | 3.7501 | 48.5971 | 0 | 187.7356 | 191.9749 | 3.0127e-12 | 6.973e-13% | 612.1812 | 432.0578 | 612.1812 | 432.0578
809.512 | 180.0123 | 3.7484 | 48.5746 | 0 | 344.6456 | 191.9629 | 3.0127e-12 | 5.116e-13% | 768.9437 | 588.9314 | 768.9437 | 588.9314
809.544 | 179.7816 | 3.7447 | 48.5252 | 0 | 502.2208 | 191.8631 | 3.0127e-12 | 4.037e-13% | 926.1354 | 746.3538 | 926.1354 | 746.3538
809.576 | 179.4399 | 3.7391 | 48.4506 | 0 | 583.3419 | 191.6881 | 3.1832e-12 | 3.848e-13% | 1006.6595 | 827.2197 | 1006.6595 | 827.2197
809.608 | 179.0575 | 3.7332 | 48.3657 | 0 | 545.0604 | 191.5017 | 3.0695e-12 | 3.892e-13% | 967.7186 | 788.661 | 967.7186 | 788.661
809.64 | 178.7412 | 3.7293 | 48.2933 | 0 | 418.0539 | 191.399 | 3.0127e-12 | 4.555e-13% | 840.2168 | 661.4755 | 840.2168 | 661.4755
809.672 | 178.557 | 3.729 | 48.2474 | 0 | 274.1103 | 191.4382 | 3.0695e-12 | 5.931e-13% | 696.0818 | 517.5248 | 696.0818 | 517.5248
809.704 | 178.4724 | 3.7313 | 48.2213 | 0 | 163.7938 | 191.5876 | 3.0695e-12 | 7.536e-13% | 585.8064 | 407.334 | 585.8064 | 407.334
809.736 | 178.3844 | 3.7338 | 48.1938 | 0 | 94.5008 | 191.7462 | 3.0695e-12 | 9.077e-13% | 516.5589 | 338.1746 | 516.5589 | 338.1746
809.768 | 178.202 | 3.7342 | 48.1464 | 0 | 52.5817 | 191.818 | 3.0695e-12 | 1.036e-12% | 474.4823 | 296.2803 | 474.4823 | 296.2803
809.8 | 177.9102 | 3.7317 | 48.0772 | 0 | 26.6251 | 191.7721 | 3.0695e-12 | 1.136e-12% | 448.1164 | 270.2062 | 448.1164 | 270.2062
809.832 | 177.5799 | 3.7277 | 48.0019 | 0 | 11.5375 | 191.6598 | 3.0695e-12 | 1.204e-12% | 432.5068 | 254.9269 | 432.5068 | 254.9269
809.864 | 177.3288 | 3.7245 | 47.9458 | 0 | 4.1294 | 191.5825 | 3.0695e-12 | 1.241e-12% | 424.7109 | 247.3821 | 424.7109 | 247.3821
809.896 | 177.2445 | 3.7241 | 47.9272 | 0 | 1.2424 | 191.6223 | 3.0695e-12 | 1.255e-12% | 421.7605 | 244.516 | 421.7605 | 244.516
809.928 | 177.3173 | 3.7265 | 47.9435 | 0 | 0.47038 | 191.7768 | 3.1264e-12 | 1.282e-12% | 421.2345 | 243.9172 | 421.2345 | 243.9172
809.96 | 177.4492 | 3.7297 | 47.9737 | 0 | 0.62741 | 191.9612 | 3.1264e-12 | 1.28e-12% | 421.7412 | 244.292 | 421.7412 | 244.292
809.992 | 177.5372 | 3.7312 | 47.9963 | 0 | 1.3839 | 192.0791 | 3.1264e-12 | 1.275e-12% | 422.7276 | 245.1904 | 422.7276 | 245.1904
810.024 | 177.5546 | 3.7303 | 48.0061 | 0 | 2.6984 | 192.0975 | 3.1264e-12 | 1.268e-12% | 424.0869 | 246.5323 | 424.0869 | 246.5323
810.056 | 177.5683 | 3.7282 | 48.0182 | 0 | 4.4587 | 192.067 | 3.1264e-12 | 1.259e-12% | 425.8403 | 248.272 | 425.8403 | 248.272
810.088 | 177.6859 | 3.7272 | 48.0557 | 0 | 6.4247 | 192.0806 | 3.1264e-12 | 1.249e-12% | 427.9741 | 250.2882 | 427.9741 | 250.2882
810.12 | 177.9766 | 3.7289 | 48.1332 | 0 | 8.289 | 192.2027 | 3.1264e-12 | 1.239e-12% | 430.3304 | 252.3538 | 430.3304 | 252.3538
810.152 | 178.4236 | 3.7329 | 48.247 | 0 | 9.6955 | 192.4232 | 3.1264e-12 | 1.23e-12% | 432.522 | 254.0985 | 432.522 | 254.0985
810.184 | 178.9441 | 3.7375 | 48.379 | 0 | 10.6137 | 192.6709 | 3.1832e-12 | 1.246e-12% | 434.3453 | 255.4012 | 434.3453 | 255.4012
810.216 | 179.4454 | 3.7409 | 48.5092 | 0 | 12.6276 | 192.8642 | 3.1832e-12 | 1.235e-12% | 437.1873 | 257.7419 | 437.1873 | 257.7419
810.248 | 179.8658 | 3.7417 | 48.6242 | 0 | 21.3159 | 192.9513 | 3.1832e-12 | 1.194e-12% | 446.4989 | 266.6331 | 446.4989 | 266.6331
810.28 | 180.1893 | 3.7398 | 48.7198 | 0 | 49.8521 | 192.9282 | 3.1832e-12 | 1.078e-12% | 475.4292 | 295.2398 | 475.4292 | 295.2398
810.312 | 180.4455 | 3.7362 | 48.8011 | 0 | 122.2862 | 192.8382 | 3.1832e-12 | 8.658e-13% | 548.1072 | 367.6617 | 548.1072 | 367.6617
810.344 | 180.6923 | 3.7328 | 48.8796 | 0 | 268.2745 | 192.7519 | 3.1832e-12 | 6.197e-13% | 694.3311 | 513.6388 | 694.3311 | 513.6388
810.376 | 180.9753 | 3.7308 | 48.9642 | 0 | 499.0524 | 192.7256 | 3.1832e-12 | 4.276e-13% | 925.4484 | 744.473 | 925.4484 | 744.473
810.408 | 181.2908 | 3.7305 | 49.0536 | 0 | 775.2062 | 192.7654 | 3.1832e-12 | 3.119e-13% | 1202.0465 | 1020.7557 | 1202.0465 | 1020.7557
810.44 | 181.5913 | 3.7308 | 49.1375 | 0 | 1003.8036 | 192.8341 | 3.1832e-12 | 2.548e-13% | 1431.0973 | 1249.506 | 1431.0973 | 1249.506
810.472 | 181.832 | 3.7309 | 49.2059 | 0 | 1086.2029 | 192.8939 | 3.2401e-12 | 2.432e-13% | 1513.8655 | 1332.0335 | 1513.8655 | 1332.0335
810.504 | 182.0112 | 3.7308 | 49.2582 | 0 | 983.5401 | 192.9446 | 3.1832e-12 | 2.589e-13% | 1411.485 | 1229.4737 | 1411.485 | 1229.4737
810.536 | 182.1634 | 3.7312 | 49.3018 | 0 | 744.1688 | 193.0171 | 3.2401e-12 | 3.272e-13% | 1172.3823 | 990.2189 | 1172.3823 | 990.2189
810.568 | 182.306 | 3.7325 | 49.3403 | 0 | 470.7629 | 193.1259 | 3.2401e-12 | 4.519e-13% | 899.2676 | 716.9616 | 899.2676 | 716.9616
810.6 | 182.4058 | 3.7339 | 49.3669 | 0 | 254.7555 | 193.2384 | 3.2401e-12 | 6.466e-13% | 683.5005 | 501.0947 | 683.5005 | 501.0947
810.632 | 182.4177 | 3.7342 | 49.3724 | 0 | 130.7986 | 193.3071 | 3.2401e-12 | 8.59e-13% | 559.63 | 377.2123 | 559.63 | 377.2123
810.664 | 182.3499 | 3.7334 | 49.3593 | 0 | 80.4791 | 193.327 | 3.2401e-12 | 9.912e-13% | 509.2486 | 326.8987 | 509.2486 | 326.8987
810.696 | 182.2649 | 3.7324 | 49.342 | 0 | 66.2578 | 193.3401 | 3.2969e-12 | 1.054e-12% | 494.9372 | 312.6723 | 494.9372 | 312.6723
810.728 | 182.2109 | 3.732 | 49.3313 | 0 | 59.9351 | 193.3801 | 3.2969e-12 | 1.076e-12% | 488.5894 | 306.3785 | 488.5894 | 306.3785
810.76 | 182.1737 | 3.7319 | 49.3244 | 0 | 51.1122 | 193.4322 | 3.2969e-12 | 1.108e-12% | 479.7744 | 297.6007 | 479.7744 | 297.6007
810.792 | 182.1106 | 3.7313 | 49.3119 | 0 | 41.4196 | 193.4605 | 3.2969e-12 | 1.145e-12% | 470.0338 | 287.9232 | 470.0338 | 287.9232
810.824 | 182.0068 | 3.7298 | 49.2907 | 0 | 34.8561 | 193.4537 | 3.2969e-12 | 1.172e-12% | 463.3371 | 281.3303 | 463.3371 | 281.3303
810.856 | 181.8704 | 3.7276 | 49.2626 | 0 | 32.1657 | 193.4192 | 3.2969e-12 | 1.183e-12% | 460.4456 | 278.5752 | 460.4456 | 278.5752
810.888 | 181.6816 | 3.7244 | 49.2236 | 0 | 31.3171 | 193.3398 | 3.2969e-12 | 1.188e-12% | 459.2865 | 277.6049 | 459.2865 | 277.6049
810.92 | 181.3937 | 3.7191 | 49.1637 | 0 | 30.141 | 193.1759 | 3.3538e-12 | 1.214e-12% | 457.5935 | 276.1998 | 457.5935 | 276.1998
810.952 | 181.015 | 3.712 | 49.0846 | 0 | 27.5968 | 192.9347 | 3.2969e-12 | 1.206e-12% | 454.3432 | 273.3282 | 454.3432 | 273.3282
810.984 | 180.6661 | 3.7055 | 49.0119 | 0 | 23.9385 | 192.7193 | 3.3538e-12 | 1.245e-12% | 450.0413 | 269.3752 | 450.0413 | 269.3752
811.016 | 180.5069 | 3.7029 | 48.9795 | 0 | 20.3706 | 192.665 | 3.3538e-12 | 1.262e-12% | 446.2249 | 265.718 | 446.2249 | 265.718
811.048 | 180.5887 | 3.7052 | 48.9983 | 0 | 17.8242 | 192.8143 | 3.3538e-12 | 1.274e-12% | 443.9306 | 263.3419 | 443.9306 | 263.3419
811.08 | 180.8098 | 3.7102 | 49.0467 | 0 | 16.0965 | 193.0791 | 3.3538e-12 | 1.28e-12% | 442.7422 | 261.9325 | 442.7422 | 261.9325
811.112 | 181.0198 | 3.7149 | 49.0928 | 0 | 14.8058 | 193.3306 | 3.3538e-12 | 1.285e-12% | 441.9639 | 260.9441 | 441.9639 | 260.9441
811.144 | 181.1304 | 3.7175 | 49.1181 | 0 | 14.614 | 193.4933 | 3.3538e-12 | 1.285e-12% | 442.0733 | 260.9429 | 442.0733 | 260.9429
811.176 | 181.1301 | 3.7177 | 49.1201 | 0 | 16.4157 | 193.558 | 3.4106e-12 | 1.298e-12% | 443.9416 | 262.8115 | 443.9416 | 262.8115
811.208 | 181.0556 | 3.7164 | 49.1066 | 0 | 19.5403 | 193.5585 | 3.4106e-12 | 1.283e-12% | 446.9774 | 265.9218 | 446.9774 | 265.9218
811.24 | 180.98 | 3.7151 | 49.0929 | 0 | 21.9411 | 193.5594 | 3.4106e-12 | 1.271e-12% | 449.2885 | 268.3085 | 449.2885 | 268.3085
811.272 | 180.9814 | 3.7154 | 49.0958 | 0 | 22.4375 | 193.6287 | 3.4106e-12 | 1.268e-12% | 449.8588 | 268.8774 | 449.8588 | 268.8774
811.304 | 181.0748 | 3.7177 | 49.1184 | 0 | 21.7435 | 193.7787 | 3.4106e-12 | 1.271e-12% | 449.433 | 268.3582 | 449.433 | 268.3582
811.336 | 181.1733 | 3.7201 | 49.1421 | 0 | 20.8027 | 193.9341 | 3.4106e-12 | 1.275e-12% | 448.7723 | 267.599 | 448.7723 | 267.599
811.368 | 181.1442 | 3.7199 | 49.1385 | 0 | 19.2657 | 193.9809 | 3.4106e-12 | 1.282e-12% | 447.2493 | 266.1051 | 447.2493 | 266.1051
811.4 | 180.9219 | 3.7158 | 49.0933 | 0 | 16.5324 | 193.8636 | 3.4674e-12 | 1.317e-12% | 444.1271 | 263.2052 | 444.1271 | 263.2052
811.432 | 180.5601 | 3.7089 | 49.0181 | 0 | 13.3702 | 193.6283 | 3.4674e-12 | 1.335e-12% | 440.2854 | 259.7254 | 440.2854 | 259.7254
811.464 | 180.1486 | 3.7009 | 48.9322 | 0 | 11.2811 | 193.3514 | 3.4674e-12 | 1.348e-12% | 437.4143 | 257.2657 | 437.4143 | 257.2657
811.496 | 179.6877 | 3.692 | 48.836 | 0 | 10.5778 | 193.0318 | 3.4674e-12 | 1.354e-12% | 435.8253 | 256.1376 | 435.8253 | 256.1376
811.528 | 179.1122 | 3.6807 | 48.716 | 0 | 10.0222 | 192.6114 | 3.4674e-12 | 1.36e-12% | 434.1425 | 255.0303 | 434.1425 | 255.0303
811.56 | 178.4844 | 3.6681 | 48.5855 | 0 | 8.3924 | 192.1397 | 3.4674e-12 | 1.372e-12% | 431.2702 | 252.7858 | 431.2702 | 252.7858
811.592 | 178.0836 | 3.66 | 48.5039 | 0 | 5.7745 | 191.8515 | 3.4674e-12 | 1.388e-12% | 427.8735 | 249.7899 | 427.8735 | 249.7899
811.624 | 178.1996 | 3.662 | 48.5325 | 0 | 3.1767 | 191.9936 | 3.5243e-12 | 1.425e-12% | 425.5644 | 247.3648 | 425.5644 | 247.3648
811.656 | 178.8444 | 3.6747 | 48.6735 | 0 | 1.3848 | 192.5812 | 3.5243e-12 | 1.431e-12% | 425.1587 | 246.3143 | 425.1587 | 246.3143
811.688 | 179.7355 | 3.6925 | 48.8668 | 0 | 0.47702 | 193.3814 | 3.5243e-12 | 1.43e-12% | 426.1532 | 246.4176 | 426.1532 | 246.4176
811.72 | 180.5453 | 3.7088 | 49.0426 | 0 | 0.12972 | 194.1201 | 3.5243e-12 | 1.427e-12% | 427.5465 | 247.0012 | 427.5465 | 247.0012
811.752 | 181.1089 | 3.7202 | 49.1661 | 0 | 0.027847 | 194.6569 | 3.5243e-12 | 1.424e-12% | 428.68 | 247.5711 | 428.68 | 247.5711
811.784 | 181.4294 | 3.7269 | 49.2378 | 0 | 0.004718 | 194.99 | 3.5243e-12 | 1.421e-12% | 429.3888 | 247.9594 | 429.3888 | 247.9594
811.816 | 181.5791 | 3.73 | 49.273 | 0 | 0.00063085 | 195.1763 | 3.5243e-12 | 1.42e-12% | 429.7591 | 248.18 | 429.7591 | 248.18
811.848 | 181.627 | 3.7309 | 49.2866 | 0 | 0.00015539 | 195.2716 | 3.5811e-12 | 1.442e-12% | 429.9163 | 248.2893 | 429.9163 | 248.2893
811.88 | 181.6143 | 3.7305 | 49.2875 | 0 | 0.00084173 | 195.3086 | 3.5811e-12 | 1.442e-12% | 429.9417 | 248.3274 | 429.9417 | 248.3274
811.912 | 181.5479 | 3.7288 | 49.2773 | 0 | 0.0062952 | 195.2904 | 3.5811e-12 | 1.442e-12% | 429.8507 | 248.3028 | 429.8507 | 248.3028
811.944 | 181.4035 | 3.7251 | 49.2511 | 0 | 0.037157 | 195.1921 | 3.5811e-12 | 1.443e-12% | 429.609 | 248.2055 | 429.609 | 248.2055
811.976 | 181.1485 | 3.7188 | 49.2023 | 0 | 0.17309 | 194.9822 | 3.5811e-12 | 1.444e-12% | 429.2249 | 248.0764 | 429.2249 | 248.0764
812.008 | 180.7938 | 3.71 | 49.1333 | 0 | 0.63637 | 194.6679 | 3.5811e-12 | 1.443e-12% | 428.9414 | 248.1476 | 428.9414 | 248.1476
812.04 | 180.4383 | 3.7008 | 49.0655 | 0 | 1.8465 | 194.3356 | 3.5811e-12 | 1.439e-12% | 429.3866 | 248.9483 | 429.3866 | 248.9483
812.072 | 180.2485 | 3.6946 | 49.0343 | 0 | 4.2284 | 194.1311 | 3.638e-12 | 1.449e-12% | 431.3369 | 251.0884 | 431.3369 | 251.0884
812.104 | 180.3514 | 3.6942 | 49.0668 | 0 | 7.6421 | 194.168 | 3.638e-12 | 1.429e-12% | 434.9224 | 254.571 | 434.9224 | 254.571
812.136 | 180.7175 | 3.699 | 49.1562 | 0 | 10.9012 | 194.4262 | 3.638e-12 | 1.409e-12% | 438.9001 | 258.1826 | 438.9001 | 258.1826
812.168 | 181.1491 | 3.7052 | 49.2594 | 0 | 12.2779 | 194.742 | 3.638e-12 | 1.399e-12% | 441.1335 | 259.9844 | 441.1335 | 259.9844
812.2 | 181.405 | 3.708 | 49.3244 | 0 | 10.9433 | 194.914 | 3.638e-12 | 1.405e-12% | 440.2946 | 258.8896 | 440.2946 | 258.8896
812.232 | 181.3596 | 3.7049 | 49.324 | 0 | 7.8355 | 194.8389 | 3.638e-12 | 1.423e-12% | 437.0629 | 255.7032 | 437.0629 | 255.7032
812.264 | 181.0722 | 3.6972 | 49.2708 | 0 | 4.9324 | 194.5699 | 3.638e-12 | 1.441e-12% | 433.5425 | 252.4703 | 433.5425 | 252.4703
812.296 | 180.728 | 3.6887 | 49.2045 | 0 | 3.8909 | 194.2667 | 3.6948e-12 | 1.472e-12% | 431.7788 | 251.0508 | 431.7788 | 251.0508
812.328 | 180.5038 | 3.683 | 49.1629 | 0 | 5.36 | 194.0808 | 3.6948e-12 | 1.465e-12% | 432.7905 | 252.2867 | 432.7905 | 252.2867
812.36 | 180.4415 | 3.6809 | 49.1551 | 0 | 8.9185 | 194.0492 | 3.6948e-12 | 1.444e-12% | 436.2453 | 255.8038 | 436.2453 | 255.8038
812.392 | 180.4208 | 3.6801 | 49.1551 | 0 | 13.282 | 194.0703 | 3.6948e-12 | 1.42e-12% | 440.6084 | 260.1876 | 440.6084 | 260.1876
812.424 | 180.2754 | 3.6773 | 49.1275 | 0 | 17.1543 | 194.0034 | 3.6948e-12 | 1.4e-12% | 444.2377 | 263.9624 | 444.2377 | 263.9624
812.456 | 179.9772 | 3.6717 | 49.0659 | 0 | 20.3618 | 193.8233 | 3.6948e-12 | 1.384e-12% | 446.8999 | 266.9227 | 446.8999 | 266.9227
812.488 | 179.6956 | 3.6668 | 49.0065 | 0 | 23.5414 | 193.6714 | 3.7517e-12 | 1.39e-12% | 449.5818 | 269.8861 | 449.5818 | 269.8861
812.52 | 179.6503 | 3.6669 | 48.9966 | 0 | 26.242 | 193.7315 | 3.7517e-12 | 1.376e-12% | 452.2873 | 272.637 | 452.2873 | 272.637
812.552 | 179.9157 | 3.6735 | 49.0526 | 0 | 26.3375 | 194.0647 | 3.7517e-12 | 1.374e-12% | 453.0439 | 273.1283 | 453.0439 | 273.1283
812.584 | 180.3676 | 3.684 | 49.1483 | 0 | 22.3034 | 194.5635 | 3.7517e-12 | 1.391e-12% | 450.0668 | 269.6992 | 450.0668 | 269.6992
812.616 | 180.7705 | 3.6936 | 49.2335 | 0 | 15.3945 | 195.0249 | 3.7517e-12 | 1.425e-12% | 444.1169 | 263.3464 | 444.1169 | 263.3464
812.648 | 180.9079 | 3.6979 | 49.2618 | 0 | 8.7212 | 195.2615 | 3.7517e-12 | 1.46e-12% | 437.8502 | 256.9423 | 437.8502 | 256.9423
812.68 | 180.7036 | 3.6953 | 49.2169 | 0 | 4.7817 | 195.2051 | 3.7517e-12 | 1.483e-12% | 433.6027 | 252.899 | 433.6027 | 252.899
812.712 | 180.2845 | 3.6882 | 49.1264 | 0 | 4.5134 | 194.9611 | 3.8085e-12 | 1.51e-12% | 432.5736 | 252.2891 | 432.5736 | 252.2891
812.744 | 179.9102 | 3.6818 | 49.0463 | 0 | 7.8607 | 194.7473 | 3.8085e-12 | 1.492e-12% | 435.2463 | 255.3361 | 435.2463 | 255.3361
812.776 | 179.7718 | 3.68 | 49.0178 | 0 | 13.9934 | 194.7231 | 3.8085e-12 | 1.457e-12% | 441.1861 | 261.4143 | 441.1861 | 261.4143
812.808 | 179.8326 | 3.6818 | 49.033 | 0 | 21.0935 | 194.855 | 3.8085e-12 | 1.418e-12% | 448.4959 | 268.6633 | 448.4959 | 268.6633
812.84 | 179.9086 | 3.6836 | 49.0522 | 0 | 27.2927 | 194.9858 | 3.8654e-12 | 1.406e-12% | 454.9229 | 275.0143 | 454.9229 | 275.0143
812.872 | 179.9189 | 3.6838 | 49.0579 | 0 | 32.3999 | 195.0476 | 3.8085e-12 | 1.359e-12% | 460.1081 | 280.1892 | 460.1081 | 280.1892
812.904 | 179.9931 | 3.685 | 49.0778 | 0 | 37.4539 | 195.1526 | 3.8085e-12 | 1.335e-12% | 465.3624 | 285.3693 | 465.3624 | 285.3693
812.936 | 180.2965 | 3.6905 | 49.1476 | 0 | 41.7448 | 195.4431 | 3.8654e-12 | 1.333e-12% | 470.3225 | 290.026 | 470.3225 | 290.026
812.968 | 180.8162 | 3.7001 | 49.2646 | 0 | 41.8915 | 195.9079 | 3.8654e-12 | 1.329e-12% | 471.5804 | 290.7641 | 471.5804 | 290.7641
813 | 181.3717 | 3.7102 | 49.3902 | 0 | 35.4597 | 196.3923 | 3.8654e-12 | 1.356e-12% | 466.3242 | 284.9525 | 466.3242 | 284.9525
813.032 | 181.7808 | 3.7172 | 49.4853 | 0 | 24.3938 | 196.7411 | 3.8654e-12 | 1.409e-12% | 456.1183 | 274.3374 | 456.1183 | 274.3374
813.064 | 181.9414 | 3.7189 | 49.5276 | 0 | 13.4556 | 196.8687 | 3.8654e-12 | 1.467e-12% | 445.5122 | 263.5708 | 445.5122 | 263.5708
813.096 | 181.7667 | 3.7137 | 49.4986 | 0 | 6.1401 | 196.7045 | 3.8654e-12 | 1.51e-12% | 437.8236 | 256.0569 | 437.8236 | 256.0569
813.128 | 181.1223 | 3.6992 | 49.3694 | 0 | 3.1552 | 196.138 | 3.9222e-12 | 1.554e-12% | 433.4841 | 252.3618 | 433.4841 | 252.3618
813.16 | 179.9161 | 3.6734 | 49.1205 | 0 | 3.9221 | 195.0942 | 3.9222e-12 | 1.558e-12% | 431.7263 | 251.8102 | 431.7263 | 251.8102
813.192 | 178.3155 | 3.6398 | 48.7874 | 0 | 8.0684 | 193.7167 | 3.9222e-12 | 1.543e-12% | 432.5278 | 254.2123 | 432.5278 | 254.2123
813.224 | 176.8394 | 3.6088 | 48.4806 | 0 | 15.2476 | 192.4461 | 3.9222e-12 | 1.51e-12% | 436.6225 | 259.7831 | 436.6225 | 259.7831
813.256 | 176.0945 | 3.5923 | 48.329 | 0 | 24.4069 | 191.7976 | 3.9222e-12 | 1.463e-12% | 444.2202 | 268.1258 | 444.2202 | 268.1258
813.288 | 176.3361 | 3.5955 | 48.3867 | 0 | 34.2198 | 191.9909 | 3.979e-12 | 1.43e-12% | 454.529 | 278.1929 | 454.529 | 278.1929
813.32 | 177.3242 | 3.6138 | 48.6029 | 0 | 44.0962 | 192.8282 | 3.979e-12 | 1.376e-12% | 466.4652 | 289.141 | 466.4652 | 289.141
813.352 | 178.5888 | 3.6379 | 48.8773 | 0 | 53.5309 | 193.9158 | 3.979e-12 | 1.327e-12% | 478.5507 | 299.9619 | 478.5507 | 299.9619
813.384 | 179.7206 | 3.6599 | 49.1228 | 0 | 60.3304 | 194.9084 | 3.979e-12 | 1.292e-12% | 487.7421 | 308.0215 | 487.7421 | 308.0215
813.416 | 180.406 | 3.6734 | 49.2725 | 0 | 61.1471 | 195.5382 | 3.979e-12 | 1.285e-12% | 490.0372 | 309.6311 | 490.0372 | 309.6311
813.448 | 180.3337 | 3.6722 | 49.2597 | 0 | 54.56 | 195.5375 | 3.979e-12 | 1.313e-12% | 483.3631 | 303.0294 | 483.3631 | 303.0294
813.48 | 179.2078 | 3.6504 | 49.0215 | 0 | 42.7818 | 194.6517 | 3.979e-12 | 1.372e-12% | 469.3133 | 290.1054 | 469.3133 | 290.1054
813.512 | 176.9625 | 3.6068 | 48.5436 | 0 | 30.2814 | 192.8215 | 3.979e-12 | 1.446e-12% | 452.2158 | 275.2533 | 452.2158 | 275.2533
813.544 | 174.0671 | 3.5505 | 47.9263 | 0 | 21.5321 | 190.4422 | 4.0359e-12 | 1.532e-12% | 437.5182 | 263.4511 | 437.5182 | 263.4511
813.576 | 171.5303 | 3.5014 | 47.3847 | 0 | 19.4298 | 188.3683 | 4.0359e-12 | 1.56e-12% | 430.2144 | 258.6841 | 430.2144 | 258.6841
813.608 | 170.2815 | 3.4776 | 47.1179 | 0 | 23.9972 | 187.3894 | 4.0359e-12 | 1.541e-12% | 432.2636 | 261.982 | 432.2636 | 261.982
813.64 | 170.4042 | 3.4807 | 47.1442 | 0 | 31.9085 | 187.5788 | 4.0359e-12 | 1.494e-12% | 440.5164 | 270.1122 | 440.5164 | 270.1122
813.672 | 171.1915 | 3.497 | 47.313 | 0 | 38.398 | 188.3394 | 4.0927e-12 | 1.475e-12% | 448.7388 | 277.5473 | 448.7388 | 277.5473
813.704 | 172.0426 | 3.5147 | 47.4956 | 0 | 40.8084 | 189.1632 | 4.0359e-12 | 1.436e-12% | 453.0245 | 280.9819 | 453.0245 | 280.9819
813.736 | 172.988 | 3.5345 | 47.6978 | 0 | 40.3154 | 190.0773 | 4.0927e-12 | 1.453e-12% | 454.6131 | 281.625 | 454.6131 | 281.625
813.768 | 174.2204 | 3.5602 | 47.9601 | 0 | 40.224 | 191.2456 | 4.0927e-12 | 1.446e-12% | 457.2104 | 282.99 | 457.2104 | 282.99
813.8 | 175.5421 | 3.5878 | 48.2404 | 0 | 42.9511 | 192.4992 | 4.0927e-12 | 1.425e-12% | 462.8205 | 287.2784 | 462.8205 | 287.2784
813.832 | 176.5852 | 3.61 | 48.4602 | 0 | 47.9289 | 193.5237 | 4.0927e-12 | 1.394e-12% | 470.108 | 293.5228 | 470.108 | 293.5228
813.864 | 177.3072 | 3.6262 | 48.6109 | 0 | 51.6234 | 194.2811 | 4.0927e-12 | 1.373e-12% | 475.4487 | 298.1415 | 475.4487 | 298.1415
813.896 | 177.968 | 3.6413 | 48.7484 | 0 | 50.8625 | 194.9905 | 4.0927e-12 | 1.372e-12% | 476.2108 | 298.2428 | 476.2108 | 298.2428
813.928 | 178.7364 | 3.6587 | 48.9094 | 0 | 47.7762 | 195.7939 | 4.1496e-12 | 1.401e-12% | 474.8746 | 296.1382 | 474.8746 | 296.1382
813.96 | 179.5155 | 3.6764 | 49.0733 | 0 | 51.0409 | 196.6066 | 4.1496e-12 | 1.381e-12% | 479.9127 | 300.3972 | 479.9127 | 300.3972
813.992 | 180.0909 | 3.6899 | 49.1942 | 0 | 71.1372 | 197.2427 | 4.1496e-12 | 1.292e-12% | 501.3549 | 321.264 | 501.3549 | 321.264
814.024 | 180.3168 | 3.6964 | 49.2403 | 0 | 113.6221 | 197.5743 | 4.1496e-12 | 1.14e-12% | 544.45 | 364.1332 | 544.45 | 364.1332
814.056 | 180.1688 | 3.6952 | 49.2063 | 0 | 174.7284 | 197.5782 | 4.2064e-12 | 9.893e-13% | 605.3769 | 425.2081 | 605.3769 | 425.2081
814.088 | 179.6885 | 3.6872 | 49.1013 | 0 | 239.8753 | 197.2894 | 4.1496e-12 | 8.469e-13% | 669.6416 | 489.9532 | 669.6416 | 489.9532
814.12 | 178.9042 | 3.673 | 48.9318 | 0 | 286.739 | 196.7328 | 4.2064e-12 | 7.847e-13% | 714.9808 | 536.0766 | 714.9808 | 536.0766
814.152 | 177.7883 | 3.652 | 48.6923 | 0 | 296.3084 | 195.8853 | 4.0927e-12 | 7.516e-13% | 722.3264 | 544.5381 | 722.3264 | 544.5381
814.184 | 176.2865 | 3.6234 | 48.3715 | 0 | 266.2965 | 194.7001 | 4.2064e-12 | 8.2e-13% | 689.278 | 512.9915 | 689.278 | 512.9915
814.216 | 174.4408 | 3.5878 | 47.9785 | 0 | 212.302 | 193.2124 | 4.2064e-12 | 9.203e-13% | 631.5216 | 457.0807 | 631.5216 | 457.0807
814.248 | 172.5388 | 3.5509 | 47.5746 | 0 | 154.2842 | 191.6663 | 4.2064e-12 | 1.059e-12% | 569.6147 | 397.0759 | 569.6147 | 397.0759
814.28 | 171.0447 | 3.5219 | 47.2581 | 0 | 104.3605 | 190.4562 | 4.2064e-12 | 1.217e-12% | 516.6415 | 345.5967 | 516.6415 | 345.5967
814.312 | 170.2239 | 3.5058 | 47.0852 | 0 | 66.5765 | 189.8062 | 4.2633e-12 | 1.389e-12% | 477.1976 | 306.9737 | 477.1976 | 306.9737
814.344 | 169.9352 | 3.4999 | 47.0257 | 0 | 41.4768 | 189.595 | 4.2633e-12 | 1.514e-12% | 451.5326 | 281.5974 | 451.5326 | 281.5974
814.376 | 170.0129 | 3.5009 | 47.045 | 0 | 27.2436 | 189.6853 | 4.2633e-12 | 1.594e-12% | 437.4878 | 267.4749 | 437.4878 | 267.4749
814.408 | 170.6757 | 3.5133 | 47.1908 | 0 | 19.6177 | 190.2725 | 4.2633e-12 | 1.636e-12% | 431.27 | 260.5943 | 431.27 | 260.5943
814.44 | 172.1845 | 3.5423 | 47.519 | 0 | 14.2442 | 191.5867 | 4.2633e-12 | 1.66e-12% | 429.0767 | 256.8922 | 429.0767 | 256.8922
814.472 | 174.1862 | 3.5809 | 47.9537 | 0 | 9.2365 | 193.3252 | 4.2633e-12 | 1.678e-12% | 428.2825 | 254.0963 | 428.2825 | 254.0963
814.504 | 175.7823 | 3.6114 | 48.3021 | 0 | 4.9678 | 194.7133 | 4.3201e-12 | 1.717e-12% | 427.3769 | 251.5946 | 427.3769 | 251.5946
814.536 | 176.3286 | 3.6211 | 48.426 | 0 | 2.1482 | 195.1948 | 4.3201e-12 | 1.732e-12% | 425.7187 | 249.39 | 425.7187 | 249.39
814.568 | 176.0108 | 3.6135 | 48.3647 | 0 | 0.7455 | 194.9293 | 4.3201e-12 | 1.744e-12% | 423.6639 | 247.6531 | 423.6639 | 247.6531
814.6 | 175.6173 | 3.6045 | 48.2867 | 0 | 0.25706 | 194.5974 | 4.3201e-12 | 1.751e-12% | 422.3629 | 246.7457 | 422.3629 | 246.7457
814.632 | 175.8285 | 3.6076 | 48.3375 | 0 | 0.37579 | 194.789 | 4.3201e-12 | 1.748e-12% | 422.9384 | 247.1099 | 422.9384 | 247.1099
814.664 | 176.7122 | 3.6243 | 48.5318 | 0 | 1.6321 | 195.5683 | 4.3769e-12 | 1.755e-12% | 426.0688 | 249.3566 | 426.0688 | 249.3566
814.696 | 177.7778 | 3.645 | 48.7646 | 0 | 6.5966 | 196.5193 | 4.3769e-12 | 1.713e-12% | 433.3032 | 255.5254 | 433.3032 | 255.5254
814.728 | 178.3878 | 3.6571 | 48.899 | 0 | 22.1257 | 197.0975 | 4.3769e-12 | 1.61e-12% | 450.1672 | 271.7794 | 450.1672 | 271.7794
814.76 | 178.1486 | 3.6529 | 48.8503 | 0 | 60.9398 | 196.9665 | 4.3769e-12 | 1.41e-12% | 488.5581 | 310.4095 | 488.5581 | 310.4095
814.792 | 177.0947 | 3.6329 | 48.6253 | 0 | 137.2287 | 196.157 | 4.3769e-12 | 1.135e-12% | 562.7386 | 385.644 | 562.7386 | 385.644
814.824 | 175.6212 | 3.6052 | 48.3087 | 0 | 252.6342 | 195.0087 | 4.3769e-12 | 8.762e-13% | 675.178 | 499.5567 | 675.178 | 499.5567
814.856 | 174.1911 | 3.5788 | 47.9997 | 0 | 382.1315 | 193.9173 | 4.4338e-12 | 7.064e-13% | 801.8184 | 627.6273 | 801.8184 | 627.6273
814.888 | 173.0326 | 3.5582 | 47.7476 | 0 | 479.6798 | 193.0748 | 4.5475e-12 | 6.281e-13% | 897.0929 | 724.0603 | 897.0929 | 724.0603
814.92 | 172.0837 | 3.542 | 47.5396 | 0 | 506.3358 | 192.4222 | 4.4338e-12 | 5.913e-13% | 921.9233 | 749.8396 | 921.9233 | 749.8396
814.952 | 171.145 | 3.5261 | 47.3337 | 0 | 454.97 | 191.782 | 4.5475e-12 | 6.519e-13% | 868.7568 | 697.6118 | 868.7568 | 697.6118
814.984 | 170.0648 | 3.5075 | 47.0977 | 0 | 350.0716 | 191.018 | 4.4338e-12 | 7.493e-13% | 761.7596 | 591.6948 | 761.7596 | 591.6948
815.016 | 168.9068 | 3.4872 | 46.8458 | 0 | 229.8663 | 190.1806 | 4.4338e-12 | 9.426e-13% | 639.2867 | 470.3799 | 639.2867 | 470.3799
815.048 | 167.9604 | 3.4707 | 46.6401 | 0 | 127.384 | 189.5147 | 4.4906e-12 | 1.224e-12% | 534.9699 | 367.0095 | 534.9699 | 367.0095
815.08 | 167.437 | 3.4623 | 46.5261 | 0 | 58.7446 | 189.1971 | 4.4906e-12 | 1.507e-12% | 465.367 | 297.93 | 465.367 | 297.93
815.112 | 167.2288 | 3.4596 | 46.4806 | 0 | 22.2735 | 189.1296 | 4.4906e-12 | 1.718e-12% | 428.5721 | 261.3433 | 428.5721 | 261.3433
815.144 | 167.2102 | 3.4601 | 46.4769 | 0 | 6.9766 | 189.2036 | 4.4906e-12 | 1.825e-12% | 413.3276 | 246.1173 | 413.3276 | 246.1173
815.176 | 167.6823 | 3.4701 | 46.5792 | 0 | 2.1821 | 189.685 | 4.4906e-12 | 1.856e-12% | 409.5987 | 241.9163 | 409.5987 | 241.9163
815.208 | 169.1541 | 3.4996 | 46.8961 | 0 | 1.7972 | 191.0222 | 4.5475e-12 | 1.87e-12% | 412.3693 | 243.2151 | 412.3693 | 243.2151
815.24 | 171.636 | 3.549 | 47.4298 | 0 | 3.6317 | 193.2288 | 4.5475e-12 | 1.835e-12% | 419.4754 | 247.8394 | 419.4754 | 247.8394
815.272 | 174.4015 | 3.6038 | 48.0251 | 0 | 7.1723 | 195.6734 | 4.5475e-12 | 1.787e-12% | 428.8761 | 254.4746 | 428.8761 | 254.4746
815.304 | 176.4973 | 3.645 | 48.4782 | 0 | 11.8412 | 197.5234 | 4.5475e-12 | 1.739e-12% | 437.9851 | 261.4878 | 437.9851 | 261.4878
815.336 | 177.3155 | 3.6603 | 48.659 | 0 | 16.3413 | 198.2453 | 4.5475e-12 | 1.704e-12% | 444.2214 | 266.9059 | 444.2214 | 266.9059
815.368 | 176.7254 | 3.6472 | 48.5397 | 0 | 19.1236 | 197.7224 | 4.5475e-12 | 1.69e-12% | 445.7583 | 269.0329 | 445.7583 | 269.0329
815.4 | 175.0135 | 3.6114 | 48.1815 | 0 | 19.489 | 196.2049 | 4.6043e-12 | 1.721e-12% | 442.5004 | 267.4869 | 442.5004 | 267.4869
815.432 | 172.8824 | 3.5669 | 47.7347 | 0 | 18.2372 | 194.3083 | 4.6043e-12 | 1.745e-12% | 436.7295 | 263.8471 | 436.7295 | 263.8471
815.464 | 171.2166 | 3.5315 | 47.3881 | 0 | 16.8958 | 192.8084 | 4.6043e-12 | 1.767e-12% | 431.8404 | 260.6238 | 431.8404 | 260.6238
815.496 | 170.45 | 3.5138 | 47.2337 | 0 | 16.0507 | 192.0878 | 4.6043e-12 | 1.779e-12% | 429.3361 | 258.886 | 429.3361 | 258.886
815.528 | 170.1309 | 3.5052 | 47.1732 | 0 | 14.7815 | 191.7539 | 4.6043e-12 | 1.79e-12% | 427.3446 | 257.2137 | 427.3446 | 257.2137
815.56 | 169.2974 | 3.4866 | 46.9984 | 0 | 12.048 | 190.9648 | 4.6612e-12 | 1.839e-12% | 422.7952 | 253.4978 | 422.7952 | 253.4978
815.592 | 167.3469 | 3.4461 | 46.5774 | 0 | 8.1607 | 189.1904 | 4.6612e-12 | 1.884e-12% | 414.7215 | 247.3746 | 414.7215 | 247.3746
815.624 | 164.6574 | 3.3914 | 45.9914 | 0 | 4.4552 | 186.7653 | 4.6612e-12 | 1.937e-12% | 405.2608 | 240.6034 | 405.2608 | 240.6034
815.656 | 162.5901 | 3.3495 | 45.5377 | 0 | 1.9355 | 184.902 | 4.6612e-12 | 1.977e-12% | 398.3148 | 235.7247 | 398.3148 | 235.7247
815.688 | 162.7171 | 3.3514 | 45.5619 | 0 | 0.66572 | 185.0069 | 4.6612e-12 | 1.987e-12% | 397.303 | 234.5859 | 397.303 | 234.5859
815.72 | 165.5636 | 3.4076 | 46.1814 | 0 | 0.18094 | 187.5559 | 4.6612e-12 | 1.964e-12% | 402.8895 | 237.3258 | 402.8895 | 237.3258
815.752 | 170.0393 | 3.4965 | 47.1589 | 0 | 0.038824 | 191.5801 | 4.718e-12 | 1.947e-12% | 412.3136 | 242.2743 | 412.3136 | 242.2743
815.784 | 174.3143 | 3.5816 | 48.094 | 0 | 0.0065776 | 195.4458 | 4.718e-12 | 1.909e-12% | 421.4423 | 247.128 | 421.4423 | 247.128
815.816 | 177.1597 | 3.6386 | 48.7177 | 0 | 0.0008795 | 198.0504 | 4.718e-12 | 1.884e-12% | 427.5671 | 250.4075 | 427.5671 | 250.4075
815.848 | 178.3419 | 3.6626 | 48.979 | 0 | 9.2812e-05 | 199.1802 | 4.718e-12 | 1.874e-12% | 430.1637 | 251.8218 | 430.1637 | 251.8218
815.88 | 178.064 | 3.6575 | 48.9234 | 0 | 3.6568e-13 | 199.017 | 4.718e-12 | 1.875e-12% | 429.6619 | 251.5979 | 429.6619 | 251.5979
815.912 | 176.4352 | 3.6257 | 48.5761 | 0 | 0 | 197.6663 | 4.7748e-12 | 1.911e-12% | 426.3034 | 249.8682 | 426.3034 | 249.8682
815.944 | 173.5991 | 3.5703 | 47.9685 | 0 | 8.6042e-14 | 195.2641 | 4.7748e-12 | 1.935e-12% | 420.402 | 246.8028 | 420.402 | 246.8028
815.976 | 170.2765 | 3.5055 | 47.2553 | 0 | 0 | 192.4492 | 4.7748e-12 | 1.963e-12% | 413.4864 | 243.21 | 413.4864 | 243.21
816.008 | 167.8865 | 3.4596 | 46.7409 | 0 | 0 | 190.4688 | 4.7748e-12 | 1.984e-12% | 408.5558 | 240.6693 | 408.5558 | 240.6693
816.04 | 167.7194 | 3.4581 | 46.7027 | 0 | 3.4417e-13 | 190.4539 | 4.7748e-12 | 1.984e-12% | 408.3341 | 240.6147 | 408.3341 | 240.6147
816.072 | 169.8528 | 3.5025 | 47.1577 | 0 | 0 | 192.4709 | 4.8317e-12 | 1.987e-12% | 412.9839 | 243.1311 | 412.9839 | 243.1311
816.104 | 173.074 | 3.5687 | 47.846 | 0 | 6.8834e-13 | 195.4544 | 4.8317e-12 | 1.957e-12% | 419.9431 | 246.8691 | 419.9431 | 246.8691
816.136 | 175.9086 | 3.6274 | 48.4511 | 0 | 6.8834e-13 | 198.1067 | 4.8317e-12 | 1.931e-12% | 426.0938 | 250.1853 | 426.0938 | 250.1853
816.168 | 177.5425 | 3.6624 | 48.7979 | 0 | 3.4417e-12 | 199.7062 | 4.8317e-12 | 1.916e-12% | 429.7089 | 252.1664 | 429.7089 | 252.1664
816.2 | 177.7958 | 3.6699 | 48.8469 | 0 | 3.4417e-12 | 200.083 | 4.8317e-12 | 1.913e-12% | 430.3956 | 252.5998 | 430.3956 | 252.5998
816.232 | 176.5404 | 3.6471 | 48.5693 | 0 | 2.9254e-12 | 199.1088 | 4.8885e-12 | 1.945e-12% | 427.8657 | 251.3252 | 427.8657 | 251.3252
816.264 | 173.4106 | 3.5866 | 47.8853 | 0 | 1.7208e-12 | 196.4459 | 4.8885e-12 | 1.972e-12% | 421.3284 | 247.9178 | 421.3284 | 247.9178
816.296 | 168.1789 | 3.4837 | 46.7462 | 0 | 4.5172e-13 | 191.8862 | 4.8885e-12 | 2.019e-12% | 410.295 | 242.1161 | 410.295 | 242.1161
816.328 | 161.4186 | 3.35 | 45.2774 | 0 | 1.7208e-13 | 185.9412 | 4.8885e-12 | 2.084e-12% | 395.9872 | 234.5686 | 395.9872 | 234.5686
816.36 | 154.685 | 3.2164 | 43.8166 | 0 | 0 | 179.9993 | 4.8885e-12 | 2.153e-12% | 381.7173 | 227.0323 | 381.7173 | 227.0323
816.392 | 149.9381 | 3.1219 | 42.788 | 0 | 0 | 175.8083 | 4.8885e-12 | 2.205e-12% | 371.6562 | 221.7181 | 371.6562 | 221.7181
816.424 | 148.7076 | 3.097 | 42.5224 | 0 | 0 | 174.7368 | 4.9454e-12 | 2.244e-12% | 369.0638 | 220.3562 | 369.0638 | 220.3562
816.456 | 151.4269 | 3.1505 | 43.1151 | 0 | 0 | 177.1844 | 4.9454e-12 | 2.213e-12% | 374.8769 | 223.45 | 374.8769 | 223.45
816.488 | 156.9786 | 3.2602 | 44.3249 | 0 | 0 | 182.1643 | 4.9454e-12 | 2.153e-12% | 386.728 | 229.7494 | 386.728 | 229.7494
816.52 | 162.8184 | 3.3757 | 45.5964 | 0 | 0 | 187.3964 | 4.9454e-12 | 2.092e-12% | 399.1869 | 236.3685 | 399.1869 | 236.3685
816.552 | 166.0682 | 3.4396 | 46.297 | 0 | 0 | 190.2806 | 4.9454e-12 | 2.06e-12% | 406.0853 | 240.0171 | 406.0853 | 240.0171
816.584 | 165.0904 | 3.4192 | 46.0634 | 0 | 1.0755e-12 | 189.3241 | 5.0022e-12 | 2.095e-12% | 403.8971 | 238.8067 | 403.8971 | 238.8067
816.616 | 160.5913 | 3.3287 | 45.0493 | 0 | 0 | 185.1635 | 5.0022e-12 | 2.142e-12% | 394.1327 | 233.5415 | 394.1327 | 233.5415
816.648 | 155.5206 | 3.2269 | 43.911 | 0 | 0 | 180.4999 | 5.0022e-12 | 2.197e-12% | 383.1585 | 227.6379 | 383.1585 | 227.6379
816.68 | 153.3945 | 3.1842 | 43.4354 | 0 | 5.2701e-13 | 178.5719 | 5.0306e-12 | 2.234e-12% | 378.586 | 225.1915 | 378.586 | 225.1915
816.712 | 155.8589 | 3.2334 | 43.9918 | 0 | 0 | 180.8984 | 5.0022e-12 | 2.193e-12% | 383.9825 | 228.1236 | 383.9825 | 228.1236
816.744 | 161.6548 | 3.3493 | 45.2957 | 0 | 2.2855e-13 | 186.3086 | 5.0591e-12 | 2.153e-12% | 396.6084 | 234.9536 | 396.6084 | 234.9536
816.776 | 168.0277 | 3.477 | 46.7257 | 0 | 3.5963e-14 | 192.2468 | 5.0591e-12 | 2.087e-12% | 410.4773 | 242.4496 | 410.4773 | 242.4496
816.808 | 172.9091 | 3.5751 | 47.817 | 0 | 1.2207e-12 | 196.8027 | 5.0591e-12 | 2.038e-12% | 421.1039 | 248.1948 | 421.1039 | 248.1948
816.84 | 175.7771 | 3.6333 | 48.4549 | 0 | 0 | 199.507 | 5.0591e-12 | 2.011e-12% | 427.3723 | 251.5951 | 427.3723 | 251.5951
816.872 | 177.1076 | 3.6609 | 48.7489 | 0 | 2.3662e-13 | 200.8118 | 5.0591e-12 | 1.998e-12% | 430.3292 | 253.2216 | 430.3292 | 253.2216
816.904 | 177.5423 | 3.6709 | 48.8442 | 0 | 0 | 201.313 | 5.1159e-12 | 2.016e-12% | 431.3704 | 253.8281 | 431.3704 | 253.8281
816.936 | 177.4233 | 3.6699 | 48.8183 | 0 | 2.5813e-13 | 201.3242 | 5.1159e-12 | 2.016e-12% | 431.2357 | 253.8124 | 431.2357 | 253.8124
816.968 | 176.6756 | 3.6565 | 48.6568 | 0 | 0 | 200.776 | 5.1159e-12 | 2.021e-12% | 429.7648 | 253.0893 | 429.7648 | 253.0893
817 | 174.9243 | 3.6229 | 48.2794 | 0 | 5.1625e-13 | 199.3287 | 5.1159e-12 | 2.036e-12% | 426.1552 | 251.231 | 426.1552 | 251.231
817.032 | 171.8261 | 3.5622 | 47.6117 | 0 | 5.1625e-13 | 196.6695 | 5.1159e-12 | 2.064e-12% | 419.6695 | 247.8434 | 419.6695 | 247.8434
817.064 | 167.4515 | 3.4757 | 46.6666 | 0 | 6.8834e-13 | 192.8488 | 5.1728e-12 | 2.129e-12% | 410.4426 | 242.9911 | 410.4426 | 242.9911
817.096 | 162.3696 | 3.3748 | 45.5615 | 0 | 3.4417e-13 | 188.3507 | 5.1728e-12 | 2.18e-12% | 399.6567 | 237.287 | 399.6567 | 237.287
817.128 | 157.3875 | 3.2755 | 44.4646 | 0 | 0 | 183.869 | 5.1728e-12 | 2.233e-12% | 388.9966 | 231.6091 | 388.9966 | 231.6091
817.16 | 153.4246 | 3.196 | 43.5751 | 0 | 0 | 180.2243 | 5.1728e-12 | 2.279e-12% | 380.4199 | 226.9954 | 380.4199 | 226.9954
817.192 | 151.6682 | 3.1601 | 43.1624 | 0 | 1.0325e-12 | 178.5299 | 5.2296e-12 | 2.326e-12% | 376.5206 | 224.8524 | 376.5206 | 224.8524
817.224 | 153.2554 | 3.1908 | 43.4921 | 0 | 1.7208e-12 | 179.885 | 5.2012e-12 | 2.296e-12% | 379.8233 | 226.5679 | 379.8233 | 226.5679
817.256 | 158.1962 | 3.2882 | 44.5771 | 0 | 3.4417e-13 | 184.345 | 5.2296e-12 | 2.252e-12% | 390.4066 | 232.2103 | 390.4066 | 232.2103
817.288 | 164.828 | 3.4194 | 46.0497 | 0 | 0 | 190.3931 | 5.2296e-12 | 2.18e-12% | 404.6901 | 239.8621 | 404.6901 | 239.8621
817.32 | 170.8552 | 3.5383 | 47.3953 | 0 | 0 | 195.9039 | 5.2296e-12 | 2.119e-12% | 417.6928 | 246.8376 | 417.6928 | 246.8376
817.352 | 174.9169 | 3.6178 | 48.3067 | 0 | 0 | 199.6095 | 5.2864e-12 | 2.102e-12% | 426.451 | 251.534 | 426.451 | 251.534
817.384 | 177.0319 | 3.6583 | 48.7856 | 0 | 2.9577e-14 | 201.5214 | 5.2864e-12 | 2.082e-12% | 430.9973 | 253.9653 | 430.9973 | 253.9653
817.416 | 177.9001 | 3.6738 | 48.9872 | 0 | 0 | 202.2866 | 5.2864e-12 | 2.074e-12% | 432.8477 | 254.9476 | 432.8477 | 254.9476
817.448 | 178.1546 | 3.6771 | 49.0521 | 0 | 0 | 202.4947 | 5.2864e-12 | 2.071e-12% | 433.3786 | 255.224 | 433.3786 | 255.224
817.48 | 178.1464 | 3.6754 | 49.058 | 0 | 0 | 202.4749 | 5.2864e-12 | 2.071e-12% | 433.3548 | 255.2084 | 433.3548 | 255.2084
817.512 | 178.0466 | 3.6723 | 49.0425 | 0 | 0 | 202.3896 | 5.3433e-12 | 2.095e-12% | 433.151 | 255.1044 | 433.151 | 255.1044
817.544 | 177.9385 | 3.6695 | 49.0237 | 0 | 6.4297e-13 | 202.3182 | 5.3433e-12 | 2.095e-12% | 432.9499 | 255.0114 | 432.9499 | 255.0114
817.576 | 177.8295 | 3.6672 | 49.0035 | 0 | 3.4955e-14 | 202.2695 | 5.3433e-12 | 2.096e-12% | 432.7696 | 254.9401 | 432.7696 | 254.9401
817.608 | 177.6751 | 3.6645 | 48.9721 | 0 | 5.5928e-13 | 202.204 | 5.3433e-12 | 2.097e-12% | 432.5158 | 254.8407 | 432.5158 | 254.8407
817.64 | 177.4541 | 3.661 | 48.9249 | 0 | 0 | 202.1028 | 5.3433e-12 | 2.098e-12% | 432.1429 | 254.6888 | 432.1429 | 254.6888
817.672 | 177.2175 | 3.6577 | 48.8729 | 0 | 1.2906e-13 | 202.011 | 5.4001e-12 | 2.122e-12% | 431.759 | 254.5415 | 431.759 | 254.5415
817.704 | 177.0108 | 3.6556 | 48.8255 | 0 | 3.0115e-13 | 201.9659 | 5.4001e-12 | 2.122e-12% | 431.4579 | 254.4471 | 431.4579 | 254.4471
817.736 | 176.6669 | 3.6511 | 48.7461 | 0 | 0 | 201.8086 | 5.4001e-12 | 2.124e-12% | 430.8727 | 254.2058 | 430.8727 | 254.2058
817.768 | 175.6172 | 3.6327 | 48.5091 | 0 | 2.5813e-13 | 201.0098 | 5.4001e-12 | 2.133e-12% | 428.7688 | 253.1516 | 428.7688 | 253.1516
817.8 | 172.9571 | 3.5821 | 47.9142 | 0 | 4.3021e-13 | 198.7277 | 5.457e-12 | 2.181e-12% | 423.1811 | 250.224 | 423.1811 | 250.224
817.832 | 167.9863 | 3.4852 | 46.8051 | 0 | 2.5813e-13 | 194.3046 | 5.457e-12 | 2.231e-12% | 412.5812 | 244.5949 | 412.5812 | 244.5949
817.864 | 161.1219 | 3.3502 | 45.2737 | 0 | 1.6133e-12 | 188.1191 | 5.457e-12 | 2.305e-12% | 397.8649 | 236.7431 | 397.8649 | 236.7431
817.896 | 154.3229 | 3.2165 | 43.7585 | 0 | 2.5813e-13 | 181.9945 | 5.457e-12 | 2.383e-12% | 383.2925 | 228.9696 | 383.2925 | 228.9696
817.928 | 150.0319 | 3.133 | 42.8095 | 0 | 1.0702e-12 | 178.2209 | 5.4854e-12 | 2.447e-12% | 374.1953 | 224.1634 | 374.1953 | 224.1634
817.96 | 149.2449 | 3.1198 | 42.6528 | 0 | 8.3622e-13 | 177.7452 | 5.5138e-12 | 2.467e-12% | 372.7626 | 223.5177 | 372.7626 | 223.5177
817.992 | 150.8409 | 3.1547 | 43.0347 | 0 | 2.7292e-13 | 179.5256 | 5.5138e-12 | 2.443e-12% | 376.5558 | 225.7149 | 376.5558 | 225.7149
818.024 | 152.9409 | 3.2004 | 43.5255 | 0 | 0 | 181.7994 | 5.5138e-12 | 2.413e-12% | 381.4662 | 228.5253 | 381.4662 | 228.5253
818.056 | 154.587 | 3.2382 | 43.901 | 0 | 5.7944e-13 | 183.6679 | 5.5138e-12 | 2.389e-12% | 385.3941 | 230.8071 | 385.3941 | 230.8071
818.088 | 156.1023 | 3.2751 | 44.2273 | 0 | 2.4586e-13 | 185.4405 | 5.5707e-12 | 2.391e-12% | 389.0451 | 232.9428 | 389.0451 | 232.9428
818.12 | 158.2972 | 3.3277 | 44.6837 | 0 | 3.4354e-13 | 187.8864 | 5.5707e-12 | 2.361e-12% | 394.195 | 235.8978 | 394.195 | 235.8978
818.152 | 161.4969 | 3.4026 | 45.3466 | 0 | 0 | 191.3184 | 5.5707e-12 | 2.32e-12% | 401.5645 | 240.0676 | 401.5645 | 240.0676
818.184 | 165.1435 | 3.488 | 46.1003 | 0 | 0 | 195.2208 | 5.5707e-12 | 2.276e-12% | 409.9526 | 244.8091 | 409.9526 | 244.8091
818.216 | 168.1941 | 3.5623 | 46.7228 | 0 | 0 | 198.6159 | 5.5707e-12 | 2.238e-12% | 417.0951 | 248.9009 | 417.0951 | 248.9009
818.248 | 169.7851 | 3.6071 | 47.0292 | 0 | 0 | 200.6773 | 5.6275e-12 | 2.239e-12% | 421.0987 | 251.3137 | 421.0987 | 251.3137
818.28 | 169.4914 | 3.6129 | 46.9282 | 0 | 0 | 200.9744 | 5.6275e-12 | 2.237e-12% | 421.007 | 251.5156 | 421.007 | 251.5156
818.312 | 167.279 | 3.5784 | 46.412 | 0 | 0 | 199.4388 | 5.6275e-12 | 2.256e-12% | 416.7082 | 249.4292 | 416.7082 | 249.4292
818.344 | 163.6766 | 3.5139 | 45.5962 | 0 | 0 | 196.5398 | 5.6275e-12 | 2.291e-12% | 409.3265 | 245.6499 | 409.3265 | 245.6499
818.376 | 160.0317 | 3.4469 | 44.7766 | 0 | 0 | 193.5327 | 5.6843e-12 | 2.351e-12% | 401.7879 | 241.7562 | 401.7879 | 241.7562
818.408 | 158.0571 | 3.4127 | 44.3289 | 0 | 8.0665e-14 | 192.029 | 5.6843e-12 | 2.371e-12% | 397.8277 | 239.7707 | 397.8277 | 239.7707
818.44 | 158.6212 | 3.4293 | 44.4437 | 0 | 3.5492e-13 | 192.851 | 5.6843e-12 | 2.361e-12% | 399.3451 | 240.7239 | 399.3451 | 240.7239
818.472 | 161.0635 | 3.4832 | 44.9746 | 0 | 0 | 195.3821 | 5.6843e-12 | 2.331e-12% | 404.9034 | 243.84 | 404.9034 | 243.84
818.504 | 163.9263 | 3.5448 | 45.6004 | 0 | 3.4417e-13 | 198.2585 | 5.6843e-12 | 2.298e-12% | 411.33 | 247.4037 | 411.33 | 247.4037
818.536 | 166.199 | 3.5935 | 46.0977 | 0 | 8.6042e-14 | 200.5398 | 5.7412e-12 | 2.294e-12% | 416.43 | 250.231 | 416.43 | 250.231
818.568 | 167.7188 | 3.6262 | 46.4304 | 0 | 0 | 202.0785 | 5.7412e-12 | 2.277e-12% | 419.854 | 252.1352 | 419.854 | 252.1352
818.6 | 168.7256 | 3.6475 | 46.6524 | 0 | 3.4417e-13 | 203.0925 | 5.7412e-12 | 2.266e-12% | 422.1181 | 253.3925 | 422.1181 | 253.3925
818.632 | 169.4174 | 3.661 | 46.8091 | 0 | 6.8834e-13 | 203.7482 | 5.7412e-12 | 2.258e-12% | 423.6357 | 254.2183 | 423.6357 | 254.2183
818.664 | 169.847 | 3.6671 | 46.9139 | 0 | 2.5813e-13 | 204.0737 | 5.798e-12 | 2.277e-12% | 424.5018 | 254.6548 | 424.5018 | 254.6548
818.696 | 169.922 | 3.6638 | 46.9478 | 0 | 9.0344e-13 | 203.9703 | 5.798e-12 | 2.277e-12% | 424.5039 | 254.5819 | 424.5039 | 254.5819
818.728 | 169.3798 | 3.6455 | 46.8536 | 0 | 0.00083979 | 203.1916 | 5.798e-12 | 2.285e-12% | 423.0714 | 253.6915 | 423.0714 | 253.6915
818.76 | 167.9193 | 3.6064 | 46.5653 | 0 | 0.0085271 | 201.4641 | 5.798e-12 | 2.304e-12% | 419.5636 | 251.6443 | 419.5636 | 251.6443
818.792 | 165.6311 | 3.5486 | 46.1023 | 0 | 0.064909 | 198.8843 | 5.798e-12 | 2.332e-12% | 414.2312 | 248.6001 | 414.2312 | 248.6001
818.824 | 163.3944 | 3.4903 | 45.6555 | 0 | 0.39162 | 196.2857 | 5.8549e-12 | 2.382e-12% | 409.2175 | 245.8231 | 409.2175 | 245.8231
818.856 | 162.5706 | 3.4597 | 45.5197 | 0 | 1.8744 | 194.9539 | 5.8549e-12 | 2.382e-12% | 408.3783 | 245.8077 | 408.3783 | 245.8077
818.888 | 163.9434 | 3.4735 | 45.8631 | 0 | 7.1249 | 195.6418 | 5.8549e-12 | 2.322e-12% | 416.0469 | 252.1035 | 416.0469 | 252.1035
818.92 | 166.9533 | 3.521 | 46.5612 | 0 | 21.532 | 197.8586 | 5.8549e-12 | 2.173e-12% | 436.426 | 269.4727 | 436.426 | 269.4727
818.952 | 170.0996 | 3.5722 | 47.2844 | 0 | 51.799 | 200.2417 | 5.9117e-12 | 1.952e-12% | 472.9969 | 302.8973 | 472.9969 | 302.8973
818.984 | 171.9323 | 3.5984 | 47.7138 | 0 | 99.3211 | 201.4705 | 5.9117e-12 | 1.679e-12% | 524.0362 | 352.1038 | 524.0362 | 352.1038
819.016 | 171.5243 | 3.5813 | 47.6432 | 0 | 151.9779 | 200.6954 | 5.9117e-12 | 1.464e-12% | 575.4221 | 403.8978 | 575.4221 | 403.8978
819.048 | 168.4642 | 3.5127 | 46.9794 | 0 | 185.7894 | 197.5295 | 5.9117e-12 | 1.363e-12% | 602.2752 | 433.811 | 602.2752 | 433.811
819.08 | 163.2148 | 3.4018 | 45.8255 | 0 | 181.6166 | 192.3954 | 5.9117e-12 | 1.397e-12% | 586.454 | 423.2392 | 586.454 | 423.2392
819.112 | 157.7113 | 3.2872 | 44.6147 | 0 | 142.0517 | 187.0959 | 5.9686e-12 | 1.583e-12% | 534.7608 | 377.0495 | 534.7608 | 377.0495
819.144 | 154.8353 | 3.2264 | 43.9908 | 0 | 88.9205 | 184.3243 | 5.9686e-12 | 1.862e-12% | 475.2972 | 320.462 | 475.2972 | 320.462
819.176 | 156.3853 | 3.2556 | 44.3517 | 0 | 44.5411 | 185.7619 | 5.9686e-12 | 2.148e-12% | 434.2956 | 277.9103 | 434.2956 | 277.9103
819.208 | 161.5095 | 3.3581 | 45.5017 | 0 | 17.8445 | 190.6169 | 6.0254e-12 | 2.342e-12% | 418.8307 | 257.3212 | 418.8307 | 257.3212
819.24 | 167.5043 | 3.4805 | 46.8343 | 0 | 5.7131 | 196.3803 | 6.0254e-12 | 2.387e-12% | 419.9125 | 252.4082 | 419.9125 | 252.4082
819.272 | 172.0268 | 3.5764 | 47.8276 | 0 | 1.4602 | 200.8892 | 6.0254e-12 | 2.375e-12% | 425.7802 | 253.7534 | 425.7802 | 253.7534
819.304 | 174.3309 | 3.6307 | 48.3184 | 0 | 0.29757 | 203.4637 | 6.0254e-12 | 2.356e-12% | 430.0414 | 255.7105 | 430.0414 | 255.7105
819.336 | 174.811 | 3.6513 | 48.3969 | 0 | 0.048289 | 204.4658 | 6.0254e-12 | 2.349e-12% | 431.3732 | 256.5622 | 431.3732 | 256.5622
819.368 | 173.9562 | 3.6471 | 48.1737 | 0 | 0.0062325 | 204.3228 | 6.0822e-12 | 2.374e-12% | 430.106 | 256.1498 | 430.106 | 256.1498
819.4 | 171.7819 | 3.6175 | 47.6539 | 0 | 0.0015353 | 203.0041 | 6.0822e-12 | 2.392e-12% | 426.059 | 254.2771 | 426.059 | 254.2771
819.432 | 168.0193 | 3.5562 | 46.7799 | 0 | 0.0091566 | 200.2126 | 6.0822e-12 | 2.427e-12% | 418.5772 | 250.5579 | 418.5772 | 250.5579
819.464 | 162.8818 | 3.4669 | 45.601 | 0 | 0.069249 | 196.1211 | 6.0822e-12 | 2.48e-12% | 408.14 | 245.2582 | 408.14 | 245.2582
819.496 | 157.7443 | 3.3773 | 44.4241 | 0 | 0.41148 | 192.022 | 6.1391e-12 | 2.555e-12% | 397.9792 | 240.2349 | 397.9792 | 240.2349
819.528 | 154.7354 | 3.3309 | 43.7223 | 0 | 1.9373 | 189.9295 | 6.1391e-12 | 2.57e-12% | 393.6553 | 238.92 | 393.6553 | 238.92
819.56 | 155.173 | 3.3541 | 43.7874 | 0 | 7.2434 | 191.0738 | 6.1391e-12 | 2.501e-12% | 400.6317 | 245.4587 | 400.6317 | 245.4587
819.592 | 158.4124 | 3.4331 | 44.4764 | 0 | 21.5809 | 194.8039 | 6.1391e-12 | 2.323e-12% | 422.7067 | 264.2943 | 422.7067 | 264.2943
819.624 | 162.4756 | 3.527 | 45.3514 | 0 | 51.4927 | 199.2088 | 6.1959e-12 | 2.068e-12% | 462.0555 | 299.5799 | 462.0555 | 299.5799
819.656 | 165.6759 | 3.601 | 46.0398 | 0 | 99.0787 | 202.6837 | 6.1959e-12 | 1.763e-12% | 517.0792 | 351.4033 | 517.0792 | 351.4033
819.688 | 167.4884 | 3.6448 | 46.4258 | 0 | 155.1004 | 204.753 | 6.1959e-12 | 1.511e-12% | 577.4123 | 409.9239 | 577.4123 | 409.9239
819.72 | 168.2326 | 3.6652 | 46.5795 | 0 | 199.5026 | 205.7436 | 6.1391e-12 | 1.348e-12% | 623.7235 | 455.4909 | 623.7235 | 455.4909
819.752 | 168.3975 | 3.6723 | 46.609 | 0 | 212.7689 | 206.1245 | 6.2528e-12 | 1.333e-12% | 637.5723 | 469.1748 | 637.5723 | 469.1748
819.784 | 168.2592 | 3.6716 | 46.5761 | 0 | 189.1771 | 206.1411 | 6.2528e-12 | 1.403e-12% | 613.8251 | 445.566 | 613.8251 | 445.566
819.816 | 167.7661 | 3.6612 | 46.471 | 0 | 140.214 | 205.7187 | 6.2528e-12 | 1.579e-12% | 563.831 | 396.0648 | 563.831 | 396.0648
819.848 | 166.5069 | 3.6325 | 46.204 | 0 | 86.1464 | 204.4449 | 6.2528e-12 | 1.837e-12% | 506.9347 | 340.4278 | 506.9347 | 340.4278
819.88 | 163.846 | 3.5722 | 45.6353 | 0 | 43.4768 | 201.7085 | 6.3096e-12 | 2.143e-12% | 458.2387 | 294.3927 | 458.2387 | 294.3927
819.912 | 159.4896 | 3.4746 | 44.6981 | 0 | 17.8464 | 197.2403 | 6.3096e-12 | 2.397e-12% | 422.7491 | 263.2595 | 422.7491 | 263.2595
819.944 | 154.3094 | 3.3585 | 43.5822 | 0 | 5.9061 | 191.8999 | 6.3096e-12 | 2.578e-12% | 399.0561 | 244.7467 | 399.0561 | 244.7467
819.976 | 150.4567 | 3.2687 | 42.7603 | 0 | 1.565 | 187.7833 | 6.3096e-12 | 2.681e-12% | 385.8341 | 235.3774 | 385.8341 | 235.3774
820.008 | 150.0097 | 3.2488 | 42.6914 | 0 | 0.33042 | 186.9192 | 6.3665e-12 | 2.73e-12% | 383.1995 | 233.1899 | 383.1995 | 233.1899
820.04 | 153.1661 | 3.3032 | 43.421 | 0 | 0.055396 | 189.5253 | 6.3665e-12 | 2.694e-12% | 389.4711 | 236.3049 | 389.4711 | 236.3049
820.072 | 158.0277 | 3.3931 | 44.5305 | 0 | 0.0072779 | 193.796 | 6.3665e-12 | 2.634e-12% | 399.7546 | 241.7269 | 399.7546 | 241.7269
820.104 | 162.2532 | 3.4705 | 45.5004 | 0 | 0.00076802 | 197.4977 | 6.3665e-12 | 2.583e-12% | 408.7225 | 246.4693 | 408.7225 | 246.4693
820.136 | 164.6295 | 3.5111 | 46.059 | 0 | 0 | 199.4871 | 6.4233e-12 | 2.579e-12% | 413.6867 | 249.0572 | 413.6867 | 249.0572
820.168 | 165.1789 | 3.5159 | 46.2088 | 0 | 5.8079e-13 | 199.809 | 6.4233e-12 | 2.574e-12% | 414.7126 | 249.5337 | 414.7126 | 249.5337
820.2 | 164.4875 | 3.4973 | 46.0787 | 0 | 1.1831e-13 | 199.0339 | 6.4233e-12 | 2.584e-12% | 413.0973 | 248.6099 | 413.0973 | 248.6099
820.232 | 163.3507 | 3.4712 | 45.8445 | 0 | 8.7118e-13 | 197.9051 | 6.4233e-12 | 2.598e-12% | 410.5715 | 247.2208 | 410.5715 | 247.2208
820.264 | 162.7105 | 3.4563 | 45.7139 | 0 | 2.1188e-12 | 197.2845 | 6.4801e-12 | 2.629e-12% | 409.1652 | 246.4547 | 409.1652 | 246.4547
820.296 | 163.3445 | 3.4679 | 45.8582 | 0 | 2.3662e-13 | 197.8791 | 6.4801e-12 | 2.621e-12% | 410.5497 | 247.2052 | 410.5497 | 247.2052
820.328 | 165.3581 | 3.5077 | 46.3023 | 0 | 2.1779e-13 | 199.7734 | 6.4801e-12 | 2.596e-12% | 414.9415 | 249.5834 | 414.9415 | 249.5834
820.36 | 168.0761 | 3.5618 | 46.9004 | 0 | 0.00018904 | 202.3272 | 6.4801e-12 | 2.563e-12% | 420.8656 | 252.7895 | 420.8656 | 252.7895
820.392 | 170.5738 | 3.6112 | 47.4519 | 0 | 0.0017914 | 204.6679 | 6.537e-12 | 2.556e-12% | 426.3066 | 255.7328 | 426.3066 | 255.7328
820.424 | 172.3163 | 3.6449 | 47.8407 | 0 | 0.013397 | 206.2873 | 6.537e-12 | 2.536e-12% | 430.1026 | 257.7864 | 430.1026 | 257.7864
820.456 | 173.31 | 3.6629 | 48.068 | 0 | 0.079077 | 207.1868 | 6.537e-12 | 2.524e-12% | 432.3067 | 258.9967 | 432.3067 | 258.9967
820.488 | 173.821 | 3.6707 | 48.1911 | 0 | 0.36842 | 207.6181 | 6.537e-12 | 2.516e-12% | 433.6693 | 259.8483 | 433.6693 | 259.8483
820.52 | 174.0823 | 3.6733 | 48.2598 | 0 | 1.3549 | 207.8124 | 6.5938e-12 | 2.525e-12% | 435.1826 | 261.1002 | 435.1826 | 261.1002
820.552 | 174.1967 | 3.6732 | 48.2951 | 0 | 3.9341 | 207.8852 | 6.5938e-12 | 2.5e-12% | 437.9842 | 263.7875 | 437.9842 | 263.7875
820.584 | 174.1709 | 3.671 | 48.2973 | 0 | 9.0267 | 207.8613 | 6.5938e-12 | 2.453e-12% | 443.0272 | 268.8563 | 443.0272 | 268.8563
820.616 | 173.9886 | 3.6665 | 48.2622 | 0 | 16.4017 | 207.7346 | 6.5938e-12 | 2.389e-12% | 450.0536 | 276.065 | 450.0536 | 276.065
820.648 | 173.6832 | 3.6605 | 48.1975 | 0 | 23.7358 | 207.5355 | 6.6507e-12 | 2.349e-12% | 456.8124 | 283.1293 | 456.8124 | 283.1293
820.68 | 173.372 | 3.6551 | 48.1294 | 0 | 27.7763 | 207.3669 | 6.5938e-12 | 2.298e-12% | 460.2996 | 286.9277 | 460.2996 | 286.9277
820.712 | 173.1999 | 3.6532 | 48.0903 | 0 | 27.2968 | 207.3573 | 6.6507e-12 | 2.322e-12% | 459.5974 | 286.3975 | 459.5974 | 286.3975
820.744 | 173.2248 | 3.6559 | 48.0933 | 0 | 24.3884 | 207.5552 | 6.7075e-12 | 2.364e-12% | 456.9177 | 283.6928 | 456.9177 | 283.6928
820.776 | 173.3685 | 3.6615 | 48.1213 | 0 | 22.1922 | 207.8825 | 6.7075e-12 | 2.38e-12% | 455.226 | 281.8574 | 455.226 | 281.8574
820.808 | 173.4942 | 3.6669 | 48.1446 | 0 | 22.244 | 208.2039 | 6.7075e-12 | 2.376e-12% | 455.7535 | 282.2594 | 455.7535 | 282.2594
820.84 | 173.5205 | 3.6703 | 48.1458 | 0 | 24.9642 | 208.4339 | 6.7075e-12 | 2.352e-12% | 458.7346 | 285.2142 | 458.7346 | 285.2142
820.872 | 173.4576 | 3.6716 | 48.1277 | 0 | 31.4457 | 208.5721 | 6.7644e-12 | 2.318e-12% | 465.2748 | 291.8172 | 465.2748 | 291.8172
820.904 | 173.3606 | 3.672 | 48.1031 | 0 | 42.3721 | 208.6629 | 6.7644e-12 | 2.234e-12% | 476.1708 | 302.8102 | 476.1708 | 302.8102
820.936 | 173.269 | 3.6721 | 48.0808 | 0 | 54.9679 | 208.7431 | 6.7644e-12 | 2.144e-12% | 488.7328 | 315.4638 | 488.7328 | 315.4638
820.968 | 173.1805 | 3.672 | 48.0597 | 0 | 63.4524 | 208.8179 | 6.8212e-12 | 2.105e-12% | 497.1825 | 324.002 | 497.1825 | 324.002
821 | 173.0549 | 3.6714 | 48.0301 | 0 | 64.037 | 208.8631 | 6.8212e-12 | 2.101e-12% | 497.6565 | 324.6016 | 497.6565 | 324.6016
821.032 | 172.824 | 3.669 | 47.9759 | 0 | 58.2298 | 208.8288 | 6.8212e-12 | 2.14e-12% | 491.5275 | 318.7035 | 491.5275 | 318.7035
821.064 | 172.4035 | 3.6633 | 47.878 | 0 | 50.4204 | 208.6452 | 6.8212e-12 | 2.196e-12% | 483.0104 | 310.6069 | 483.0104 | 310.6069
821.096 | 171.7307 | 3.6531 | 47.7224 | 0 | 43.5923 | 208.2564 | 6.8212e-12 | 2.25e-12% | 474.9551 | 303.2244 | 474.9551 | 303.2244
821.128 | 170.8359 | 3.6391 | 47.5162 | 0 | 37.8135 | 207.6889 | 6.8781e-12 | 2.319e-12% | 467.4935 | 296.6576 | 467.4935 | 296.6576
821.16 | 169.886 | 3.6244 | 47.2963 | 0 | 31.5174 | 207.0951 | 6.8212e-12 | 2.356e-12% | 459.4192 | 289.5332 | 459.4192 | 289.5332
821.192 | 169.1222 | 3.6141 | 47.1161 | 0 | 23.6969 | 206.6959 | 6.8781e-12 | 2.447e-12% | 450.2452 | 281.123 | 450.2452 | 281.123
821.224 | 168.7132 | 3.6112 | 47.0133 | 0 | 15.22 | 206.641 | 6.9349e-12 | 2.545e-12% | 441.1986 | 272.4855 | 441.1986 | 272.4855
821.256 | 168.6364 | 3.6152 | 46.9835 | 0 | 8.0543 | 206.8975 | 6.9349e-12 | 2.612e-12% | 434.1869 | 265.5505 | 434.1869 | 265.5505
821.288 | 168.6625 | 3.6209 | 46.9775 | 0 | 3.44 | 207.235 | 6.9349e-12 | 2.654e-12% | 429.9358 | 261.2734 | 429.9358 | 261.2734
821.32 | 168.4419 | 3.621 | 46.9198 | 0 | 1.1748 | 207.3083 | 6.9349e-12 | 2.677e-12% | 427.4658 | 259.0239 | 427.4658 | 259.0239
821.352 | 167.6989 | 3.6094 | 46.751 | 0 | 0.33497 | 206.8452 | 6.9917e-12 | 2.715e-12% | 425.2395 | 257.5405 | 425.2395 | 257.5405
821.384 | 166.4959 | 3.5874 | 46.4848 | 0 | 0.17294 | 205.9011 | 6.9917e-12 | 2.73e-12% | 422.6421 | 256.1463 | 422.6421 | 256.1463
821.416 | 165.3509 | 3.5658 | 46.2338 | 0 | 0.50075 | 204.9744 | 6.9917e-12 | 2.739e-12% | 420.6257 | 255.2747 | 420.6257 | 255.2747
821.448 | 164.9493 | 3.5588 | 46.1466 | 0 | 1.8006 | 204.7271 | 6.9917e-12 | 2.729e-12% | 421.1824 | 256.233 | 421.1824 | 256.233
821.48 | 165.5802 | 3.5727 | 46.2854 | 0 | 5.2217 | 205.4414 | 7.0486e-12 | 2.706e-12% | 426.1014 | 260.5212 | 426.1014 | 260.5212
821.512 | 166.8757 | 3.5997 | 46.5702 | 0 | 11.97 | 206.7647 | 7.0486e-12 | 2.621e-12% | 435.7802 | 268.9045 | 435.7802 | 268.9045
821.544 | 168.1592 | 3.6256 | 46.8542 | 0 | 21.7105 | 208.0409 | 7.0486e-12 | 2.515e-12% | 448.3905 | 280.2312 | 448.3905 | 280.2312
821.576 | 168.9926 | 3.6412 | 47.0429 | 0 | 31.3294 | 208.8374 | 7.1054e-12 | 2.443e-12% | 459.8434 | 290.8508 | 459.8434 | 290.8508
821.608 | 169.3783 | 3.6461 | 47.138 | 0 | 36.604 | 209.1427 | 7.0486e-12 | 2.377e-12% | 465.9091 | 296.5308 | 465.9091 | 296.5308
821.64 | 169.5812 | 3.6457 | 47.198 | 0 | 36.4011 | 209.2026 | 7.1054e-12 | 2.397e-12% | 466.0286 | 296.4473 | 466.0286 | 296.4473
821.672 | 169.8637 | 3.6456 | 47.2801 | 0 | 34.413 | 209.2723 | 7.1054e-12 | 2.412e-12% | 464.4747 | 294.6109 | 464.4747 | 294.6109
821.704 | 170.3314 | 3.6483 | 47.4062 | 0 | 35.1105 | 209.473 | 7.1623e-12 | 2.423e-12% | 465.9694 | 295.638 | 465.9694 | 295.638
821.736 | 170.9209 | 3.6533 | 47.5601 | 0 | 38.2511 | 209.7783 | 7.1623e-12 | 2.393e-12% | 470.1637 | 299.2428 | 470.1637 | 299.2428
821.768 | 171.4845 | 3.6584 | 47.7066 | 0 | 38.9812 | 210.0877 | 7.1623e-12 | 2.384e-12% | 471.9184 | 300.4339 | 471.9184 | 300.4339
821.8 | 171.8864 | 3.6615 | 47.8134 | 0 | 33.5214 | 210.3075 | 7.2191e-12 | 2.445e-12% | 467.1902 | 295.3038 | 467.1902 | 295.3038
821.832 | 172.0305 | 3.6612 | 47.8579 | 0 | 23.2646 | 210.3684 | 7.2191e-12 | 2.532e-12% | 457.1825 | 285.1521 | 457.1825 | 285.1521
821.864 | 171.8054 | 3.6553 | 47.8153 | 0 | 12.8329 | 210.1707 | 7.2191e-12 | 2.63e-12% | 446.2796 | 274.4742 | 446.2796 | 274.4742
821.896 | 171.0063 | 3.6396 | 47.6416 | 0 | 5.5988 | 209.5136 | 7.2191e-12 | 2.71e-12% | 437.3999 | 266.3936 | 437.3999 | 266.3936
821.928 | 169.3707 | 3.6085 | 47.2806 | 0 | 1.9291 | 208.1363 | 7.276e-12 | 2.788e-12% | 430.3252 | 260.9545 | 430.3252 | 260.9545
821.96 | 166.86 | 3.561 | 46.7248 | 0 | 0.52465 | 205.9925 | 7.276e-12 | 2.833e-12% | 423.6629 | 256.8029 | 423.6629 | 256.8029
821.992 | 164.038 | 3.5085 | 46.0976 | 0 | 0.11263 | 203.6143 | 7.276e-12 | 2.872e-12% | 417.371 | 253.333 | 417.371 | 253.333
822.024 | 162.0316 | 3.4738 | 45.645 | 0 | 0.019082 | 202.0702 | 7.3328e-12 | 2.919e-12% | 413.2397 | 251.2081 | 413.2397 | 251.2081
822.056 | 161.7939 | 3.476 | 45.5758 | 0 | 0.0025514 | 202.2528 | 7.3328e-12 | 2.918e-12% | 413.101 | 251.3072 | 413.101 | 251.3072
822.088 | 163.2968 | 3.514 | 45.8856 | 0 | 0.00026925 | 204.1022 | 7.3328e-12 | 2.893e-12% | 416.7989 | 253.5021 | 416.7989 | 253.5021
822.12 | 165.5739 | 3.567 | 46.3665 | 0 | 0 | 206.6541 | 7.3328e-12 | 2.858e-12% | 422.1615 | 256.5876 | 422.1615 | 256.5876
822.152 | 167.5513 | 3.6124 | 46.7866 | 0 | 6.8834e-13 | 208.8495 | 7.3896e-12 | 2.85e-12% | 426.7998 | 259.2485 | 426.7998 | 259.2485
822.184 | 168.7144 | 3.6393 | 47.0343 | 0 | 0 | 210.1819 | 7.3896e-12 | 2.833e-12% | 429.5699 | 260.8555 | 429.5699 | 260.8555
822.216 | 169.0655 | 3.6478 | 47.1099 | 0 | 6.8834e-13 | 210.6548 | 7.3896e-12 | 2.827e-12% | 430.4781 | 261.4126 | 430.4781 | 261.4126
822.248 | 168.7314 | 3.6407 | 47.0404 | 0 | 0 | 210.395 | 7.4465e-12 | 2.852e-12% | 429.8075 | 261.0761 | 429.8075 | 261.0761
822.28 | 167.7828 | 3.6193 | 46.8411 | 0 | 3.4417e-13 | 209.4694 | 7.4465e-12 | 2.865e-12% | 427.7127 | 259.9298 | 427.7127 | 259.9298
822.312 | 166.4185 | 3.5876 | 46.5562 | 0 | 6.8834e-13 | 208.061 | 7.4465e-12 | 2.884e-12% | 424.6233 | 258.2048 | 424.6233 | 258.2048
822.344 | 165.2003 | 3.557 | 46.3093 | 0 | 0 | 206.7004 | 7.4465e-12 | 2.902e-12% | 421.767 | 256.5667 | 421.767 | 256.5667
822.376 | 164.8845 | 3.5428 | 46.2659 | 0 | 0 | 206.1101 | 7.5033e-12 | 2.932e-12% | 420.8033 | 255.9188 | 420.8033 | 255.9188
822.408 | 165.838 | 3.5525 | 46.506 | 0 | 4.13e-12 | 206.6445 | 7.5033e-12 | 2.923e-12% | 422.5411 | 256.7031 | 422.5411 | 256.7031
822.44 | 167.6524 | 3.578 | 46.9401 | 0 | 2.7534e-12 | 207.9173 | 7.5033e-12 | 2.903e-12% | 426.0878 | 258.4354 | 426.0878 | 258.4354
822.472 | 169.4132 | 3.6008 | 47.3676 | 0 | 1.3767e-12 | 209.0626 | 7.5602e-12 | 2.907e-12% | 429.4443 | 260.0311 | 429.4443 | 260.0311
822.504 | 170.2992 | 3.6046 | 47.6081 | 0 | 1.0325e-12 | 209.3131 | 7.5602e-12 | 2.902e-12% | 430.8251 | 260.5258 | 430.8251 | 260.5258
822.536 | 169.9797 | 3.5831 | 47.588 | 0 | 8.6042e-13 | 208.3783 | 7.5602e-12 | 2.913e-12% | 429.5291 | 259.5494 | 429.5291 | 259.5494
822.568 | 168.7591 | 3.5431 | 47.3721 | 0 | 9.4647e-13 | 206.5745 | 7.617e-12 | 2.958e-12% | 426.2488 | 257.4897 | 426.2488 | 257.4897
822.6 | 167.5235 | 3.5031 | 47.1521 | 0 | 2.7964e-13 | 204.7673 | 7.617e-12 | 2.982e-12% | 422.946 | 255.4225 | 422.946 | 255.4225
822.632 | 167.2671 | 3.4836 | 47.1431 | 0 | 0 | 203.9242 | 7.617e-12 | 2.992e-12% | 421.818 | 254.5509 | 421.818 | 254.5509
822.664 | 168.2967 | 3.4914 | 47.4103 | 0 | 0 | 204.3658 | 7.617e-12 | 2.984e-12% | 423.5643 | 255.2675 | 423.5643 | 255.2675
822.696 | 169.8995 | 3.5128 | 47.7963 | 0 | 2.9577e-14 | 205.4481 | 7.6739e-12 | 2.989e-12% | 426.6567 | 256.7571 | 426.6567 | 256.7571
822.728 | 170.946 | 3.5256 | 48.0523 | 0 | 0 | 206.122 | 7.6739e-12 | 2.978e-12% | 428.646 | 257.7 | 428.646 | 257.7
822.76 | 170.7211 | 3.5157 | 48.0187 | 0 | 7.6631e-14 | 205.7077 | 7.6739e-12 | 2.983e-12% | 427.9632 | 257.2421 | 427.9632 | 257.2421
822.792 | 168.9996 | 3.4786 | 47.64 | 0 | 0 | 203.9654 | 7.7307e-12 | 3.031e-12% | 424.0836 | 255.084 | 424.0836 | 255.084
822.824 | 165.5925 | 3.4102 | 46.869 | 0 | 0 | 200.6855 | 7.7307e-12 | 3.08e-12% | 416.5573 | 250.9648 | 416.5573 | 250.9648
822.856 | 160.4346 | 3.3094 | 45.6914 | 0 | 0 | 195.7994 | 7.7307e-12 | 3.158e-12% | 405.2348 | 244.8003 | 405.2348 | 244.8003
822.888 | 154.1877 | 3.189 | 44.2615 | 0 | 0 | 189.9564 | 7.7875e-12 | 3.28e-12% | 391.5946 | 237.4069 | 391.5946 | 237.4069
822.92 | 147.9989 | 3.0714 | 42.841 | 0 | 0 | 184.2577 | 7.7875e-12 | 3.383e-12% | 378.169 | 230.1702 | 378.169 | 230.1702
822.952 | 142.3004 | 2.9648 | 41.5246 | 0 | 0 | 179.0819 | 7.7875e-12 | 3.483e-12% | 365.8717 | 223.5713 | 365.8717 | 223.5713
822.984 | 136.7091 | 2.8612 | 40.2226 | 0 | 3.0115e-13 | 174.0287 | 7.7875e-12 | 3.587e-12% | 353.8215 | 217.1124 | 353.8215 | 217.1124
823.016 | 131.7127 | 2.7706 | 39.0522 | 0 | 0 | 169.6156 | 7.8444e-12 | 3.71e-12% | 343.1511 | 211.4384 | 343.1511 | 211.4384
823.048 | 129.4723 | 2.7368 | 38.5175 | 0 | 0 | 168.0397 | 7.8444e-12 | 3.748e-12% | 338.7663 | 209.2941 | 338.7663 | 209.2941
823.08 | 131.8707 | 2.7975 | 39.0525 | 0 | 0 | 171.1745 | 7.8444e-12 | 3.682e-12% | 344.8952 | 213.0245 | 344.8952 | 213.0245
823.112 | 138.1938 | 2.9376 | 40.4868 | 0 | 0 | 178.2442 | 7.9012e-12 | 3.564e-12% | 359.8624 | 221.6686 | 359.8624 | 221.6686
823.144 | 145.5544 | 3.0982 | 42.1514 | 0 | 0 | 186.2944 | 7.9012e-12 | 3.412e-12% | 377.0985 | 231.544 | 377.0985 | 231.544
823.176 | 151.3413 | 3.2259 | 43.4477 | 0 | 0 | 192.6811 | 7.9012e-12 | 3.301e-12% | 390.696 | 239.3548 | 390.696 | 239.3548
823.208 | 154.6036 | 3.3012 | 44.1637 | 0 | 0 | 196.4514 | 7.9581e-12 | 3.263e-12% | 398.5199 | 243.9163 | 398.5199 | 243.9163
823.24 | 155.3264 | 3.3234 | 44.3044 | 0 | 0 | 197.5961 | 7.9581e-12 | 3.245e-12% | 400.5503 | 245.2239 | 400.5503 | 245.2239
823.272 | 153.4727 | 3.2912 | 43.8698 | 0 | 0 | 196.0826 | 7.9581e-12 | 3.272e-12% | 396.7163 | 243.2436 | 396.7163 | 243.2436
823.304 | 149.4761 | 3.2134 | 42.9613 | 0 | 0 | 192.3478 | 8.0149e-12 | 3.36e-12% | 387.9986 | 238.5225 | 387.9986 | 238.5225
823.336 | 145.2612 | 3.1295 | 42.0099 | 0 | 6.6683e-13 | 188.3195 | 8.0149e-12 | 3.433e-12% | 378.7202 | 233.4589 | 378.7202 | 233.4589
823.368 | 143.7141 | 3.099 | 41.6599 | 0 | 8.6042e-14 | 186.8872 | 8.0149e-12 | 3.46e-12% | 375.3602 | 231.6461 | 375.3602 | 231.6461
823.4 | 146.5162 | 3.1566 | 42.2857 | 0 | 3.1728e-13 | 189.7344 | 8.0149e-12 | 3.408e-12% | 381.6929 | 235.1767 | 381.6929 | 235.1767
823.432 | 152.6349 | 3.281 | 43.6559 | 0 | 0 | 195.8291 | 8.0718e-12 | 3.325e-12% | 395.4008 | 242.766 | 395.4008 | 242.766
823.464 | 159.1542 | 3.4123 | 45.1197 | 0 | 8.2816e-13 | 202.2609 | 8.0718e-12 | 3.218e-12% | 409.9471 | 250.7929 | 409.9471 | 250.7929
823.496 | 163.415 | 3.4958 | 46.0853 | 0 | 0 | 206.3845 | 8.0718e-12 | 3.153e-12% | 419.3806 | 255.9656 | 419.3806 | 255.9656
823.528 | 164.4184 | 3.5112 | 46.3312 | 0 | 0 | 207.2144 | 8.1286e-12 | 3.162e-12% | 421.4753 | 257.0569 | 421.4753 | 257.0569
823.56 | 162.9173 | 3.4739 | 46.0249 | 0 | 8.5236e-13 | 205.505 | 8.1286e-12 | 3.188e-12% | 417.9211 | 255.0038 | 417.9211 | 255.0038
823.592 | 160.7917 | 3.4228 | 45.5821 | 0 | 0 | 203.1236 | 8.1286e-12 | 3.224e-12% | 412.9202 | 252.1285 | 412.9202 | 252.1285
823.624 | 160.0198 | 3.3986 | 45.4393 | 0 | 2.5544e-14 | 202.0383 | 8.1855e-12 | 3.263e-12% | 410.8961 | 250.8762 | 410.8961 | 250.8762
823.656 | 161.5144 | 3.4206 | 45.7972 | 0 | 0 | 203.1736 | 8.1855e-12 | 3.243e-12% | 413.9057 | 252.3913 | 413.9057 | 252.3913
823.688 | 164.6682 | 3.4769 | 46.52 | 0 | 0 | 205.961 | 8.1855e-12 | 3.198e-12% | 420.6262 | 255.9579 | 420.6262 | 255.9579
823.72 | 168.0668 | 3.5393 | 47.2938 | 0 | 1.8822e-14 | 209.0347 | 8.2423e-12 | 3.172e-12% | 427.9345 | 259.8677 | 427.9345 | 259.8677
823.752 | 170.5937 | 3.5852 | 47.871 | 0 | 2.2855e-13 | 211.3153 | 8.2423e-12 | 3.137e-12% | 433.3652 | 262.7715 | 433.3652 | 262.7715
823.784 | 171.9211 | 3.6081 | 48.1792 | 0 | 1.5111e-12 | 212.4914 | 8.2423e-12 | 3.119e-12% | 436.1998 | 264.2787 | 436.1998 | 264.2787
823.816 | 172.2725 | 3.6126 | 48.268 | 0 | 1.3659e-12 | 212.7883 | 8.2991e-12 | 3.136e-12% | 436.9414 | 264.6689 | 436.9414 | 264.6689
823.848 | 171.9792 | 3.6056 | 48.2109 | 0 | 8.6042e-14 | 212.5337 | 8.2991e-12 | 3.139e-12% | 436.3294 | 264.3503 | 436.3294 | 264.3503
823.88 | 171.2717 | 3.5918 | 48.0589 | 0 | 0 | 211.9528 | 8.2991e-12 | 3.148e-12% | 434.8751 | 263.6034 | 434.8751 | 263.6034
823.912 | 170.3879 | 3.5758 | 47.8642 | 0 | 0 | 211.2698 | 8.356e-12 | 3.181e-12% | 433.0977 | 262.7098 | 433.0977 | 262.7098
823.944 | 169.7156 | 3.5653 | 47.7122 | 0 | 0 | 210.8453 | 8.356e-12 | 3.188e-12% | 431.8383 | 262.1227 | 431.8383 | 262.1227
823.976 | 169.641 | 3.5676 | 47.6882 | 0 | 0 | 211.0316 | 8.356e-12 | 3.186e-12% | 431.9284 | 262.2874 | 431.9284 | 262.2874
824.008 | 170.2118 | 3.5833 | 47.8042 | 0 | 0 | 211.8514 | 8.4128e-12 | 3.196e-12% | 433.4506 | 263.2388 | 433.4506 | 263.2388
824.04 | 171.0555 | 3.6044 | 47.9799 | 0 | 0.00052481 | 212.9261 | 8.4128e-12 | 3.181e-12% | 435.5665 | 264.5109 | 435.5665 | 264.5109
824.072 | 171.6693 | 3.6204 | 48.1064 | 0 | 0.0049782 | 213.7594 | 8.4128e-12 | 3.169e-12% | 437.1604 | 265.4912 | 437.1604 | 265.4912
824.104 | 171.7321 | 3.6247 | 48.1138 | 0 | 0.037731 | 214.0385 | 8.4697e-12 | 3.186e-12% | 437.5468 | 265.8147 | 437.5468 | 265.8147
824.136 | 171.2063 | 3.6165 | 47.9937 | 0 | 0.22453 | 213.7271 | 8.4697e-12 | 3.189e-12% | 436.7682 | 265.5619 | 436.7682 | 265.5619
824.168 | 170.3278 | 3.6007 | 47.7979 | 0 | 1.0594 | 213.052 | 8.4697e-12 | 3.19e-12% | 435.8379 | 265.51 | 435.8379 | 265.51
824.2 | 169.5506 | 3.5864 | 47.6262 | 0 | 3.9742 | 212.4475 | 8.5265e-12 | 3.186e-12% | 437.1849 | 267.6343 | 437.1849 | 267.6343
824.232 | 169.3301 | 3.5827 | 47.579 | 0 | 11.8985 | 212.3469 | 8.5265e-12 | 3.096e-12% | 444.7372 | 275.4071 | 444.7372 | 275.4071
824.264 | 169.8062 | 3.5923 | 47.6874 | 0 | 28.5916 | 212.8778 | 8.5265e-12 | 2.913e-12% | 462.5553 | 292.7491 | 462.5553 | 292.7491
824.296 | 170.7044 | 3.6094 | 47.8914 | 0 | 55.5611 | 213.7696 | 8.5834e-12 | 2.675e-12% | 491.5359 | 320.8315 | 491.5359 | 320.8315
824.328 | 171.5766 | 3.6251 | 48.0926 | 0 | 88.1296 | 214.5877 | 8.5834e-12 | 2.422e-12% | 526.0115 | 354.4349 | 526.0115 | 354.4349
824.36 | 172.085 | 3.6324 | 48.2163 | 0 | 115.2233 | 215.0096 | 8.6402e-12 | 2.261e-12% | 554.1666 | 382.0816 | 554.1666 | 382.0816
824.392 | 172.026 | 3.6274 | 48.2171 | 0 | 125.1734 | 214.8451 | 8.6402e-12 | 2.205e-12% | 563.889 | 391.863 | 563.889 | 391.863
824.424 | 171.1531 | 3.6055 | 48.0398 | 0 | 113.4053 | 213.8629 | 8.6402e-12 | 2.28e-12% | 550.0667 | 378.9135 | 550.0667 | 378.9135
824.456 | 169.1116 | 3.5598 | 47.6049 | 0 | 85.5085 | 211.7277 | 8.6402e-12 | 2.48e-12% | 517.5126 | 348.4009 | 517.5126 | 348.4009
824.488 | 165.7562 | 3.4879 | 46.8784 | 0 | 53.2841 | 208.3124 | 8.697e-12 | 2.788e-12% | 477.719 | 311.9628 | 477.719 | 311.9628
824.52 | 161.743 | 3.4035 | 46.0031 | 0 | 27.1802 | 204.2799 | 8.697e-12 | 3.097e-12% | 442.6097 | 280.8667 | 442.6097 | 280.8667
824.552 | 158.6948 | 3.3399 | 45.3359 | 0 | 11.241 | 201.2472 | 8.697e-12 | 3.33e-12% | 419.8588 | 261.164 | 419.8588 | 261.164
824.584 | 158.2825 | 3.3312 | 45.2464 | 0 | 3.7388 | 200.8812 | 8.7539e-12 | 3.457e-12% | 411.4801 | 253.1976 | 411.4801 | 253.1976
824.616 | 160.8217 | 3.3839 | 45.8058 | 0 | 0.99389 | 203.5103 | 8.7539e-12 | 3.451e-12% | 414.5156 | 253.6939 | 414.5156 | 253.6939
824.648 | 164.9364 | 3.4702 | 46.7109 | 0 | 0.21102 | 207.7826 | 8.7539e-12 | 3.391e-12% | 423.111 | 258.1746 | 423.111 | 258.1746
824.68 | 168.7371 | 3.5516 | 47.5438 | 0 | 0.042489 | 211.8215 | 8.8107e-12 | 3.351e-12% | 431.6965 | 262.9594 | 431.6965 | 262.9594
824.712 | 171.16 | 3.6061 | 48.0692 | 0 | 0.058476 | 214.5528 | 8.8107e-12 | 3.309e-12% | 437.4465 | 266.2866 | 437.4465 | 266.2866
824.744 | 172.2179 | 3.6335 | 48.2906 | 0 | 0.31878 | 215.9632 | 8.8107e-12 | 3.285e-12% | 440.424 | 268.2061 | 440.424 | 268.2061
824.776 | 172.4136 | 3.6436 | 48.32 | 0 | 1.4855 | 216.5285 | 8.8676e-12 | 3.285e-12% | 442.3912 | 269.9776 | 442.3912 | 269.9776
824.808 | 172.2024 | 3.6452 | 48.2592 | 0 | 5.4821 | 216.6848 | 8.8676e-12 | 3.235e-12% | 446.2736 | 274.0712 | 446.2736 | 274.0712
824.84 | 171.8551 | 3.6437 | 48.1689 | 0 | 16.0291 | 216.6889 | 8.8676e-12 | 3.117e-12% | 456.3857 | 284.5306 | 456.3857 | 284.5306
824.872 | 171.5244 | 3.6419 | 48.084 | 0 | 37.2781 | 216.6822 | 8.9244e-12 | 2.919e-12% | 477.2106 | 305.6862 | 477.2106 | 305.6862
824.904 | 171.2953 | 3.6415 | 48.0241 | 0 | 69.4775 | 216.7384 | 8.9244e-12 | 2.641e-12% | 509.1769 | 337.8816 | 509.1769 | 337.8816
824.936 | 171.1841 | 3.6426 | 47.9936 | 0 | 105.2108 | 216.8653 | 8.9244e-12 | 2.388e-12% | 544.8964 | 373.7122 | 544.8964 | 373.7122
824.968 | 171.1472 | 3.6441 | 47.9827 | 0 | 132.4355 | 217.0156 | 8.9813e-12 | 2.239e-12% | 572.225 | 401.0778 | 572.225 | 401.0778
825 | 171.1242 | 3.6449 | 47.9775 | 0 | 142.9635 | 217.1326 | 8.9813e-12 | 2.181e-12% | 582.8427 | 411.7184 | 582.8427 | 411.7184
825.032 | 171.0868 | 3.6446 | 47.9711 | 0 | 136.3351 | 217.1951 | 8.9813e-12 | 2.217e-12% | 576.2327 | 405.1459 | 576.2327 | 405.1459
825.064 | 171.0536 | 3.6436 | 47.9676 | 0 | 116.0754 | 217.2277 | 8.9813e-12 | 2.333e-12% | 555.9679 | 384.9143 | 555.9679 | 384.9143
825.096 | 171.0697 | 3.643 | 47.9771 | 0 | 86.7907 | 217.2746 | 9.0381e-12 | 2.541e-12% | 526.755 | 355.6853 | 526.755 | 355.6853
825.128 | 171.168 | 3.6431 | 48.0074 | 0 | 55.2234 | 217.3618 | 9.0949e-12 | 2.805e-12% | 495.4037 | 324.2357 | 495.4037 | 324.2357
825.16 | 171.3477 | 3.644 | 48.059 | 0 | 29.0265 | 217.48 | 9.0949e-12 | 3.05e-12% | 469.5571 | 298.2094 | 469.5571 | 298.2094
825.192 | 171.5848 | 3.6448 | 48.1264 | 0 | 12.3474 | 217.6016 | 9.0949e-12 | 3.228e-12% | 453.305 | 281.7202 | 453.305 | 281.7202
825.224 | 171.8545 | 3.6454 | 48.2039 | 0 | 4.1999 | 217.7069 | 9.1518e-12 | 3.343e-12% | 445.6106 | 273.7561 | 445.6106 | 273.7561
825.256 | 172.1394 | 3.6455 | 48.2869 | 0 | 1.135 | 217.7905 | 9.1518e-12 | 3.379e-12% | 442.9972 | 270.8578 | 442.9972 | 270.8578
825.288 | 172.413 | 3.6449 | 48.3686 | 0 | 0.24286 | 217.842 | 9.1518e-12 | 3.388e-12% | 442.5114 | 270.0983 | 442.5114 | 270.0983
825.32 | 172.6117 | 3.6427 | 48.434 | 0 | 0.041017 | 217.815 | 9.2086e-12 | 3.411e-12% | 442.5444 | 269.9327 | 442.5444 | 269.9327
825.352 | 172.6106 | 3.6367 | 48.4545 | 0 | 0.0054844 | 217.6033 | 9.2086e-12 | 3.414e-12% | 442.3104 | 269.6999 | 442.3104 | 269.6999
825.384 | 172.2411 | 3.6237 | 48.3921 | 0 | 0.00057875 | 217.058 | 9.2086e-12 | 3.422e-12% | 441.3156 | 269.0745 | 441.3156 | 269.0745
825.416 | 171.4052 | 3.6022 | 48.2246 | 0 | 0.00060024 | 216.1002 | 9.2655e-12 | 3.458e-12% | 439.3328 | 267.9276 | 439.3328 | 267.9276
825.448 | 170.2668 | 3.5759 | 47.9873 | 0 | 0.005688 | 214.9056 | 9.2655e-12 | 3.477e-12% | 436.7413 | 266.4744 | 436.7413 | 266.4744
825.48 | 169.3187 | 3.5548 | 47.7879 | 0 | 0.04254 | 213.9671 | 9.2655e-12 | 3.492e-12% | 434.671 | 265.3524 | 434.671 | 265.3524
825.512 | 169.1058 | 3.5501 | 47.7459 | 0 | 0.25109 | 213.8201 | 9.3223e-12 | 3.513e-12% | 434.473 | 265.3672 | 434.473 | 265.3672
825.544 | 169.7704 | 3.5646 | 47.8927 | 0 | 1.1696 | 214.5954 | 9.3223e-12 | 3.489e-12% | 436.9927 | 267.2222 | 436.9927 | 267.2222
825.576 | 170.9147 | 3.5897 | 48.1417 | 0 | 4.3 | 215.8878 | 9.3792e-12 | 3.449e-12% | 442.834 | 271.9193 | 442.834 | 271.9193
825.608 | 171.9548 | 3.6133 | 48.3659 | 0 | 12.4763 | 217.1068 | 9.3792e-12 | 3.331e-12% | 453.517 | 281.5622 | 453.517 | 281.5622
825.64 | 172.5413 | 3.6279 | 48.4894 | 0 | 28.5692 | 217.8916 | 9.3792e-12 | 3.141e-12% | 471.1194 | 298.5781 | 471.1194 | 298.5781
825.672 | 172.6115 | 3.6319 | 48.4994 | 0 | 51.6306 | 218.1632 | 9.436e-12 | 2.931e-12% | 494.5366 | 321.9251 | 494.5366 | 321.9251
825.704 | 172.1128 | 3.624 | 48.3845 | 0 | 73.6399 | 217.8519 | 9.436e-12 | 2.747e-12% | 515.6131 | 343.5003 | 515.6131 | 343.5003
825.736 | 170.7385 | 3.5978 | 48.0769 | 0 | 82.8925 | 216.6373 | 9.436e-12 | 2.687e-12% | 521.943 | 351.2045 | 521.943 | 351.2045
825.768 | 168.008 | 3.5434 | 47.4702 | 0 | 73.6399 | 214.0318 | 9.4929e-12 | 2.803e-12% | 506.6934 | 338.6853 | 506.6934 | 338.6853
825.8 | 163.8421 | 3.4593 | 46.5471 | 0 | 51.6306 | 209.9572 | 9.4929e-12 | 3.047e-12% | 475.4363 | 311.5942 | 475.4363 | 311.5942
825.832 | 159.259 | 3.3662 | 45.5338 | 0 | 28.5692 | 205.4391 | 9.4929e-12 | 3.355e-12% | 442.1674 | 282.9084 | 442.1674 | 282.9084
825.864 | 156.2504 | 3.3045 | 44.8723 | 0 | 12.4763 | 202.4765 | 9.5497e-12 | 3.629e-12% | 419.38 | 263.1296 | 419.38 | 263.1296
825.896 | 156.4279 | 3.3069 | 44.9195 | 0 | 4.3 | 202.6819 | 9.5497e-12 | 3.742e-12% | 411.6362 | 255.2084 | 411.6362 | 255.2084
825.928 | 159.632 | 3.3701 | 45.6393 | 0 | 1.1696 | 205.8908 | 9.6065e-12 | 3.752e-12% | 415.7018 | 256.0698 | 415.7018 | 256.0698
825.96 | 164.097 | 3.4583 | 46.6396 | 0 | 0.25109 | 210.3321 | 9.6065e-12 | 3.685e-12% | 424.7781 | 260.6811 | 424.7781 | 260.6811
825.992 | 167.9508 | 3.5337 | 47.5054 | 0 | 0.04254 | 214.1348 | 9.6065e-12 | 3.622e-12% | 433.1672 | 265.2165 | 433.1672 | 265.2165
826.024 | 170.3204 | 3.5787 | 48.0437 | 0 | 0.005688 | 216.4341 | 9.6634e-12 | 3.605e-12% | 438.3826 | 268.0622 | 438.3826 | 268.0622
826.056 | 171.1843 | 3.5931 | 48.2497 | 0 | 0.00060024 | 217.2219 | 9.6634e-12 | 3.591e-12% | 440.2496 | 269.0653 | 440.2496 | 269.0653
826.088 | 170.7432 | 3.5811 | 48.1675 | 0 | 0 | 216.7145 | 9.6634e-12 | 3.6e-12% | 439.2063 | 268.4631 | 439.2063 | 268.4631
826.12 | 169.2707 | 3.5485 | 47.8571 | 0 | 0 | 215.1973 | 9.7202e-12 | 3.646e-12% | 435.8736 | 266.6029 | 435.8736 | 266.6029
826.152 | 167.4067 | 3.5083 | 47.459 | 0 | 1.7208e-13 | 213.3114 | 9.7202e-12 | 3.678e-12% | 431.6854 | 264.2787 | 431.6854 | 264.2787
826.184 | 166.1691 | 3.4812 | 47.1965 | 0 | 1.1293e-13 | 212.0659 | 9.7771e-12 | 3.721e-12% | 428.9126 | 262.7436 | 428.9126 | 262.7436
826.216 | 166.3523 | 3.4832 | 47.2444 | 0 | 9.6798e-14 | 212.2463 | 9.7771e-12 | 3.718e-12% | 429.3262 | 262.9739 | 429.3262 | 262.9739
826.248 | 167.9007 | 3.5133 | 47.5906 | 0 | 1.6671e-13 | 213.7993 | 9.7771e-12 | 3.691e-12% | 432.8039 | 264.9032 | 432.8039 | 264.9032
826.28 | 170.0074 | 3.5552 | 48.0581 | 0 | 0 | 215.9309 | 9.8339e-12 | 3.676e-12% | 437.5516 | 267.5442 | 437.5516 | 267.5442
826.312 | 171.8105 | 3.5917 | 48.4576 | 0 | 7.4749e-13 | 217.7923 | 9.8339e-12 | 3.644e-12% | 441.6521 | 269.8416 | 441.6521 | 269.8416
826.344 | 172.9146 | 3.6147 | 48.7021 | 0 | 1.7208e-13 | 218.991 | 9.8908e-12 | 3.646e-12% | 444.2223 | 271.3078 | 444.2223 | 271.3078
826.376 | 173.3518 | 3.6246 | 48.7986 | 0 | 1.7208e-13 | 219.5535 | 9.8908e-12 | 3.637e-12% | 445.3284 | 271.9766 | 445.3284 | 271.9766
826.408 | 173.2568 | 3.624 | 48.7767 | 0 | 0 | 219.604 | 9.8908e-12 | 3.636e-12% | 445.2616 | 272.0048 | 445.2616 | 272.0048
826.44 | 172.6404 | 3.613 | 48.6393 | 0 | 5.4852e-13 | 219.1433 | 9.9476e-12 | 3.665e-12% | 444.0359 | 271.3956 | 444.0359 | 271.3956
826.472 | 171.4318 | 3.5901 | 48.3712 | 0 | 0 | 218.0929 | 9.9476e-12 | 3.684e-12% | 441.486 | 270.0542 | 441.486 | 270.0542
826.504 | 169.7514 | 3.5574 | 47.9996 | 0 | 0 | 216.568 | 9.9476e-12 | 3.71e-12% | 437.8764 | 268.125 | 437.8764 | 268.125
826.536 | 168.1407 | 3.5261 | 47.6438 | 0 | 3.7644e-13 | 215.1054 | 1.0004e-11 | 3.757e-12% | 434.416 | 266.2753 | 434.416 | 266.2753
826.568 | 167.365 | 3.5115 | 47.4725 | 0 | 0 | 214.4673 | 1.0004e-11 | 3.769e-12% | 432.8163 | 265.4513 | 432.8163 | 265.4513
826.6 | 167.8187 | 3.5216 | 47.5724 | 0 | 1.5057e-13 | 215.0467 | 1.0061e-11 | 3.78e-12% | 433.9594 | 266.1407 | 433.9594 | 266.1407
826.632 | 169.1656 | 3.5497 | 47.8695 | 0 | 1.0755e-13 | 216.5078 | 1.0061e-11 | 3.755e-12% | 437.0927 | 267.927 | 437.0927 | 267.927
826.664 | 170.667 | 3.5807 | 48.2015 | 0 | 1.0325e-12 | 218.1129 | 1.0061e-11 | 3.728e-12% | 440.5622 | 269.8952 | 440.5622 | 269.8952
826.696 | 171.7963 | 3.6039 | 48.4528 | 0 | 1.7208e-13 | 219.3344 | 1.0118e-11 | 3.728e-12% | 443.1874 | 271.3911 | 443.1874 | 271.3911
826.728 | 172.4747 | 3.6177 | 48.6063 | 0 | 6.8834e-13 | 220.0913 | 1.0118e-11 | 3.716e-12% | 444.79 | 272.3153 | 444.79 | 272.3153
826.76 | 172.866 | 3.6254 | 48.6979 | 0 | 0.00013247 | 220.5456 | 1.0175e-11 | 3.729e-12% | 445.735 | 272.8691 | 445.735 | 272.8691
826.792 | 173.12 | 3.6299 | 48.7604 | 0 | 0.0012553 | 220.8466 | 1.0175e-11 | 3.724e-12% | 446.3582 | 273.2382 | 446.3582 | 273.2382
826.824 | 173.299 | 3.6326 | 48.8071 | 0 | 0.0093885 | 221.0571 | 1.0175e-11 | 3.72e-12% | 446.8052 | 273.5061 | 446.8052 | 273.5061
826.856 | 173.4225 | 3.6339 | 48.8418 | 0 | 0.055415 | 221.1983 | 1.0232e-11 | 3.738e-12% | 447.152 | 273.7294 | 447.152 | 273.7294
826.888 | 173.51 | 3.6342 | 48.869 | 0 | 0.25814 | 221.293 | 1.0232e-11 | 3.733e-12% | 447.5643 | 274.0543 | 447.5643 | 274.0543
826.92 | 173.5838 | 3.6341 | 48.8933 | 0 | 0.94901 | 221.3678 | 1.0289e-11 | 3.743e-12% | 448.428 | 274.8442 | 448.428 | 274.8442
826.952 | 173.6506 | 3.6339 | 48.9162 | 0 | 2.7535 | 221.4357 | 1.0289e-11 | 3.718e-12% | 450.3898 | 276.7392 | 450.3898 | 276.7392
826.984 | 173.6893 | 3.6332 | 48.9323 | 0 | 6.3052 | 221.4826 | 1.0289e-11 | 3.67e-12% | 454.0426 | 280.3533 | 454.0426 | 280.3533
827.016 | 173.6574 | 3.6314 | 48.9317 | 0 | 11.3949 | 221.4738 | 1.0346e-11 | 3.625e-12% | 459.0891 | 285.4317 | 459.0891 | 285.4317
827.048 | 173.5203 | 3.6279 | 48.9061 | 0 | 16.2523 | 221.381 | 1.0346e-11 | 3.565e-12% | 463.6875 | 290.1672 | 463.6875 | 290.1672
827.08 | 173.2925 | 3.623 | 48.8588 | 0 | 18.2943 | 221.222 | 1.0346e-11 | 3.543e-12% | 465.2906 | 291.9981 | 465.2906 | 291.9981
827.112 | 173.0571 | 3.6185 | 48.8084 | 0 | 16.2524 | 221.0806 | 1.0402e-11 | 3.59e-12% | 462.817 | 289.7599 | 462.817 | 289.7599
827.144 | 172.9232 | 3.6165 | 48.7795 | 0 | 11.3957 | 221.0637 | 1.0402e-11 | 3.652e-12% | 457.7787 | 284.8554 | 457.7787 | 284.8554
827.176 | 172.9361 | 3.6179 | 48.7825 | 0 | 6.3116 | 221.2123 | 1.0459e-11 | 3.736e-12% | 452.8604 | 279.9243 | 452.8604 | 279.9243
827.208 | 173.0249 | 3.6212 | 48.8017 | 0 | 2.7911 | 221.4503 | 1.0459e-11 | 3.78e-12% | 449.6891 | 276.6642 | 449.6891 | 276.6642
827.24 | 173.0289 | 3.6229 | 48.8014 | 0 | 1.1241 | 221.6112 | 1.0516e-11 | 3.822e-12% | 448.1884 | 275.1595 | 448.1884 | 275.1595
827.272 | 172.7335 | 3.6186 | 48.7342 | 0 | 0.90183 | 221.4753 | 1.0516e-11 | 3.828e-12% | 447.4634 | 274.7299 | 447.4634 | 274.7299
827.304 | 171.8763 | 3.603 | 48.5418 | 0 | 1.9231 | 220.7762 | 1.0516e-11 | 3.826e-12% | 446.7203 | 274.844 | 446.7203 | 274.844
827.336 | 170.2439 | 3.5717 | 48.1771 | 0 | 4.2861 | 219.2995 | 1.0573e-11 | 3.84e-12% | 445.5783 | 275.3344 | 445.5783 | 275.3344
827.368 | 167.9679 | 3.5277 | 47.6692 | 0 | 7.7302 | 217.1809 | 1.0573e-11 | 3.829e-12% | 444.0759 | 276.1079 | 444.0759 | 276.1079
827.4 | 165.7579 | 3.4852 | 47.1751 | 0 | 11.0237 | 215.1402 | 1.063e-11 | 3.84e-12% | 442.5821 | 276.8242 | 442.5821 | 276.8242
827.432 | 164.5788 | 3.4637 | 46.9085 | 0 | 12.4087 | 214.1522 | 1.063e-11 | 3.838e-12% | 441.512 | 276.9331 | 441.512 | 276.9331
827.464 | 164.8162 | 3.4711 | 46.9545 | 0 | 11.0236 | 214.6002 | 1.063e-11 | 3.851e-12% | 440.8657 | 276.0494 | 440.8657 | 276.0494
827.496 | 165.7541 | 3.4926 | 47.1536 | 0 | 7.7289 | 215.7463 | 1.0687e-11 | 3.898e-12% | 439.8755 | 274.1214 | 439.8755 | 274.1214
827.528 | 165.9659 | 3.4993 | 47.1876 | 0 | 4.2767 | 216.1268 | 1.0687e-11 | 3.942e-12% | 437.0563 | 271.0904 | 437.0563 | 271.0904
827.56 | 164.2841 | 3.4674 | 46.7959 | 0 | 1.8681 | 214.5415 | 1.0743e-11 | 4.029e-12% | 430.957 | 266.6729 | 430.957 | 266.6729
827.592 | 160.7154 | 3.3969 | 45.9811 | 0 | 0.64774 | 211.0001 | 1.0743e-11 | 4.116e-12% | 421.7412 | 261.0258 | 421.7412 | 261.0258
827.624 | 156.7928 | 3.3191 | 45.09 | 0 | 0.20534 | 207.0955 | 1.08e-11 | 4.224e-12% | 412.5026 | 255.7099 | 412.5026 | 255.7099
827.656 | 154.7996 | 3.2803 | 44.6389 | 0 | 0.21616 | 205.1985 | 1.08e-11 | 4.263e-12% | 408.1334 | 253.3338 | 408.1334 | 253.3338
827.688 | 156.0194 | 3.3066 | 44.9169 | 0 | 0.83821 | 206.635 | 1.08e-11 | 4.224e-12% | 411.7162 | 255.6968 | 411.7162 | 255.6968
827.72 | 159.5872 | 3.3804 | 45.7272 | 0 | 3.059 | 210.4939 | 1.0857e-11 | 4.134e-12% | 422.2477 | 262.6606 | 422.2477 | 262.6606
827.752 | 163.2204 | 3.4551 | 46.5539 | 0 | 8.8872 | 214.399 | 1.0857e-11 | 3.973e-12% | 436.5156 | 273.2952 | 436.5156 | 273.2952
827.784 | 164.9989 | 3.4916 | 46.9651 | 0 | 20.4515 | 216.3627 | 1.0914e-11 | 3.799e-12% | 452.2697 | 287.2708 | 452.2697 | 287.2708
827.816 | 164.5066 | 3.4815 | 46.8682 | 0 | 37.7148 | 215.9624 | 1.0914e-11 | 3.59e-12% | 468.5334 | 304.0268 | 468.5334 | 304.0268
827.848 | 162.8025 | 3.4464 | 46.5 | 0 | 58.252 | 214.2946 | 1.0914e-11 | 3.384e-12% | 485.2955 | 322.493 | 485.2955 | 322.493
827.88 | 161.599 | 3.4212 | 46.2415 | 0 | 86.3841 | 213.1177 | 1.0914e-11 | 3.126e-12% | 510.7634 | 349.1644 | 510.7634 | 349.1644
827.912 | 162.1048 | 3.4306 | 46.3607 | 0 | 153.4357 | 213.6677 | 1.0971e-11 | 2.632e-12% | 578.9995 | 416.8947 | 578.9995 | 416.8947
827.944 | 164.2462 | 3.4729 | 46.8415 | 0 | 330.7675 | 215.8688 | 1.1028e-11 | 1.847e-12% | 761.197 | 596.9507 | 761.197 | 596.9507
827.976 | 166.9196 | 3.5258 | 47.4401 | 0 | 696.0607 | 218.596 | 1.1028e-11 | 1.142e-12% | 1132.5423 | 965.6226 | 1132.5423 | 965.6226
828.008 | 168.9395 | 3.5652 | 47.8944 | 0 | 1235.6518 | 220.6442 | 1.1084e-11 | 7.352e-13% | 1676.695 | 1507.7556 | 1676.695 | 1507.7556
828.04 | 169.6731 | 3.5782 | 48.0647 | 0 | 1762.9428 | 221.3741 | 1.1084e-11 | 5.444e-13% | 2205.6329 | 2035.9598 | 2205.6329 | 2035.9598
828.072 | 168.9964 | 3.5625 | 47.9233 | 0 | 1996.6455 | 220.6661 | 1.0914e-11 | 4.81e-13% | 2437.7939 | 2268.7975 | 2437.7939 | 2268.7975
828.104 | 167.105 | 3.5223 | 47.5131 | 0 | 1791.5976 | 218.7252 | 1.1141e-11 | 5.405e-13% | 2228.4632 | 2061.3582 | 2228.4632 | 2061.3582
828.136 | 164.623 | 3.4703 | 46.9718 | 0 | 1280.7261 | 216.1903 | 1.1141e-11 | 7.2e-13% | 1711.9814 | 1547.3585 | 1711.9814 | 1547.3585
828.168 | 162.6745 | 3.4294 | 46.5479 | 0 | 759.6444 | 214.2077 | 1.1198e-11 | 1.094e-12% | 1186.5038 | 1023.8293 | 1186.5038 | 1023.8293
828.2 | 162.3448 | 3.4216 | 46.4813 | 0 | 471.5797 | 213.884 | 1.1198e-11 | 1.523e-12% | 897.7114 | 735.3666 | 897.7114 | 735.3666
828.232 | 163.7658 | 3.4494 | 46.8012 | 0 | 530.5973 | 215.3551 | 1.1255e-11 | 1.414e-12% | 959.9688 | 796.203 | 959.9688 | 796.203
828.264 | 165.8032 | 3.4899 | 47.255 | 0 | 975.4532 | 217.4632 | 1.1255e-11 | 9.05e-13% | 1409.4646 | 1243.6614 | 1409.4646 | 1243.6614
828.296 | 166.7535 | 3.5088 | 47.4633 | 0 | 1783.9317 | 218.4632 | 1.1312e-11 | 5.509e-13% | 2220.1205 | 2053.3669 | 2220.1205 | 2053.3669
828.328 | 165.4313 | 3.4819 | 47.1612 | 0 | 2785.7818 | 217.1351 | 1.0914e-11 | 3.574e-13% | 3218.9914 | 3053.5601 | 3218.9914 | 3053.5601
828.36 | 161.9723 | 3.4121 | 46.3798 | 0 | 3611.703 | 213.6181 | 1.1312e-11 | 2.919e-13% | 4037.0853 | 3875.113 | 4037.0853 | 3875.113
828.392 | 158.0257 | 3.3326 | 45.4909 | 0 | 3857.1249 | 209.6199 | 1.0914e-11 | 2.652e-13% | 4273.5941 | 4115.5684 | 4273.5941 | 4115.5684
828.424 | 155.9389 | 3.291 | 45.0236 | 0 | 3394.748 | 207.5738 | 1.1369e-11 | 3.114e-13% | 3806.5753 | 3650.6364 | 3806.5753 | 3650.6364
828.456 | 157.0943 | 3.3153 | 45.2881 | 0 | 2496.0621 | 208.9086 | 1.1369e-11 | 4.129e-13% | 2910.6683 | 2753.574 | 2910.6683 | 2753.574
828.488 | 160.8428 | 3.3922 | 46.136 | 0 | 1590.0212 | 212.9411 | 1.1369e-11 | 6.137e-13% | 2013.3332 | 1852.4904 | 2013.3332 | 1852.4904
828.52 | 165.221 | 3.4822 | 47.1235 | 0 | 936.9019 | 217.6276 | 1.1482e-11 | 9.528e-13% | 1370.3562 | 1205.1351 | 1370.3562 | 1205.1351
828.552 | 168.5957 | 3.552 | 47.8829 | 0 | 549.422 | 221.2744 | 1.1596e-11 | 1.41e-12% | 990.7271 | 822.1314 | 990.7271 | 822.1314
828.584 | 170.5075 | 3.5923 | 48.3121 | 0 | 329.9108 | 223.4084 | 1.1482e-11 | 1.897e-12% | 775.7311 | 605.2236 | 775.7311 | 605.2236
828.616 | 171.3239 | 3.6104 | 48.4945 | 0 | 199.2304 | 224.4105 | 1.1482e-11 | 2.414e-12% | 647.0697 | 475.7458 | 647.0697 | 475.7458
828.648 | 171.5651 | 3.6169 | 48.5477 | 0 | 124.1239 | 224.8162 | 1.1539e-11 | 2.877e-12% | 572.6698 | 401.1047 | 572.6698 | 401.1047
828.68 | 171.5712 | 3.6184 | 48.5484 | 0 | 96.6142 | 224.9736 | 1.1596e-11 | 3.103e-12% | 545.3258 | 373.7546 | 545.3258 | 373.7546
828.712 | 171.498 | 3.6182 | 48.5314 | 0 | 126.2453 | 225.0418 | 1.1596e-11 | 2.874e-12% | 574.9347 | 403.4367 | 574.9347 | 403.4367
828.744 | 171.4005 | 3.6173 | 48.5094 | 0 | 247.6141 | 225.0775 | 1.1653e-11 | 2.22e-12% | 696.2188 | 524.8183 | 696.2188 | 524.8183
828.776 | 171.2787 | 3.6157 | 48.4823 | 0 | 503.5673 | 225.0801 | 1.1653e-11 | 1.493e-12% | 952.0241 | 780.7454 | 952.0241 | 780.7454
828.808 | 171.0638 | 3.6121 | 48.4349 | 0 | 879.1448 | 224.9765 | 1.171e-11 | 1.013e-12% | 1327.2322 | 1156.1683 | 1327.2322 | 1156.1683
828.84 | 170.5506 | 3.6022 | 48.3212 | 0 | 1243.2012 | 224.5498 | 1.171e-11 | 7.705e-13% | 1690.225 | 1519.6744 | 1690.225 | 1519.6744
828.872 | 169.3086 | 3.5771 | 48.0448 | 0 | 1408.3875 | 223.3475 | 1.1823e-11 | 7.024e-13% | 1852.6655 | 1683.3569 | 1852.6655 | 1683.3569
828.904 | 166.733 | 3.5245 | 47.4695 | 0 | 1312.2366 | 220.7345 | 1.1767e-11 | 7.429e-13% | 1750.6981 | 1583.9651 | 1750.6981 | 1583.9651
828.936 | 162.4841 | 3.4377 | 46.5179 | 0 | 1148.5871 | 216.3531 | 1.1767e-11 | 8.316e-13% | 1577.3799 | 1414.8958 | 1577.3799 | 1414.8958
828.968 | 157.2341 | 3.3304 | 45.3397 | 0 | 1299.3703 | 210.9069 | 1.1823e-11 | 7.584e-13% | 1716.1816 | 1558.9474 | 1716.1816 | 1558.9474
829 | 152.8945 | 3.2416 | 44.3649 | 0 | 2087.6024 | 206.404 | 1.1823e-11 | 5.049e-13% | 2494.5075 | 2341.6129 | 2494.5075 | 2341.6129
829.032 | 151.4881 | 3.2126 | 44.0504 | 0 | 3466.891 | 204.9799 | 1.188e-11 | 3.194e-13% | 3870.6219 | 3719.1338 | 3870.6219 | 3719.1338
829.064 | 153.3798 | 3.2508 | 44.4812 | 0 | 4862.2997 | 207.0375 | 1.188e-11 | 2.322e-13% | 5270.449 | 5117.0691 | 5270.449 | 5117.0691
829.096 | 156.8757 | 3.322 | 45.2766 | 0 | 5458.9054 | 210.8146 | 1.0914e-11 | 1.909e-13% | 5875.1942 | 5718.3185 | 5875.1942 | 5718.3185
829.128 | 159.8597 | 3.3834 | 45.9576 | 0 | 4859.574 | 214.0943 | 1.1937e-11 | 2.33e-13% | 5282.8691 | 5123.0094 | 5282.8691 | 5123.0094
829.16 | 161.6176 | 3.4207 | 46.3593 | 0 | 3444.55 | 216.1197 | 1.1994e-11 | 3.232e-13% | 3872.0673 | 3710.4497 | 3872.0673 | 3710.4497
829.192 | 162.8837 | 3.4489 | 46.6433 | 0 | 1992.5032 | 217.6503 | 1.1994e-11 | 5.306e-13% | 2423.1293 | 2260.2456 | 2423.1293 | 2260.2456
829.224 | 164.4844 | 3.4846 | 46.9952 | 0 | 1026.5345 | 219.5475 | 1.2051e-11 | 9.294e-13% | 1461.0461 | 1296.5617 | 1461.0461 | 1296.5617
829.256 | 166.4007 | 3.5273 | 47.4135 | 0 | 576.8775 | 221.7924 | 1.2051e-11 | 1.418e-12% | 1016.0113 | 849.6106 | 1016.0113 | 849.6106
829.288 | 168.0619 | 3.565 | 47.7737 | 0 | 408.0218 | 223.7877 | 1.2278e-11 | 1.797e-12% | 851.2102 | 683.1483 | 851.2102 | 683.1483
829.32 | 169.0826 | 3.5898 | 47.9915 | 0 | 310.6694 | 225.1253 | 1.2108e-11 | 2.061e-12% | 756.4586 | 587.376 | 756.4586 | 587.376
829.352 | 169.5169 | 3.6026 | 48.0797 | 0 | 209.04 | 225.8536 | 1.2108e-11 | 2.488e-12% | 656.0927 | 486.5758 | 656.0927 | 486.5758
829.384 | 169.6167 | 3.6084 | 48.0944 | 0 | 114.4961 | 226.2275 | 1.2164e-11 | 3.1e-12% | 562.0431 | 392.4264 | 562.0431 | 392.4264
829.416 | 169.5573 | 3.6107 | 48.0747 | 0 | 49.877 | 226.4225 | 1.2164e-11 | 3.709e-12% | 497.5422 | 327.9849 | 497.5422 | 327.9849
829.448 | 169.3407 | 3.6093 | 48.0208 | 0 | 17.1767 | 226.4314 | 1.2221e-11 | 4.139e-12% | 464.579 | 295.2383 | 464.579 | 295.2383
829.48 | 168.772 | 3.6002 | 47.8892 | 0 | 4.6722 | 226.0396 | 1.2221e-11 | 4.331e-12% | 450.9732 | 282.2011 | 450.9732 | 282.2011
829.512 | 167.4413 | 3.5747 | 47.5885 | 0 | 1.003 | 224.8069 | 1.2278e-11 | 4.433e-12% | 444.4144 | 276.9731 | 444.4144 | 276.9731
829.544 | 164.8667 | 3.5229 | 47.0111 | 0 | 0.18551 | 222.2231 | 1.2278e-11 | 4.498e-12% | 437.8093 | 272.9426 | 437.8093 | 272.9426
829.576 | 160.9881 | 3.4437 | 46.1438 | 0 | 0.1704 | 218.231 | 1.2335e-11 | 4.603e-12% | 428.9771 | 267.989 | 428.9771 | 267.989
829.608 | 156.7316 | 3.3564 | 45.1942 | 0 | 1.1068 | 213.8211 | 1.2335e-11 | 4.682e-12% | 420.2101 | 263.4786 | 420.2101 | 263.4786
829.64 | 153.8413 | 3.2968 | 44.5524 | 0 | 6.5189 | 210.8457 | 1.2392e-11 | 4.672e-12% | 419.0551 | 265.2138 | 419.0551 | 265.2138
829.672 | 153.688 | 3.2931 | 44.5242 | 0 | 30.3667 | 210.7517 | 1.2392e-11 | 4.289e-12% | 442.6236 | 288.9356 | 442.6236 | 288.9356
829.704 | 156.1343 | 3.3423 | 45.078 | 0 | 111.6396 | 213.3831 | 1.2449e-11 | 3.333e-12% | 529.5773 | 373.443 | 529.5773 | 373.443
829.736 | 159.7555 | 3.4151 | 45.8949 | 0 | 323.9182 | 217.2231 | 1.2449e-11 | 2.108e-12% | 750.2069 | 590.4514 | 750.2069 | 590.4514
829.768 | 163.1024 | 3.4819 | 46.6516 | 0 | 741.7346 | 220.737 | 1.2506e-11 | 1.235e-12% | 1175.7074 | 1012.6051 | 1175.7074 | 1012.6051
829.8 | 165.5698 | 3.5301 | 47.2134 | 0 | 1340.5195 | 223.2886 | 1.2506e-11 | 7.746e-13% | 1780.1213 | 1614.5516 | 1780.1213 | 1614.5516
829.832 | 167.2578 | 3.5619 | 47.6032 | 0 | 1912.3366 | 224.99 | 1.2562e-11 | 5.74e-13% | 2355.7495 | 2188.4917 | 2355.7495 | 2188.4917
829.864 | 168.4395 | 3.5828 | 47.8817 | 0 | 2155.4313 | 226.1348 | 1.2733e-11 | 5.233e-13% | 2601.4702 | 2433.0306 | 2601.4702 | 2433.0306
829.896 | 169.2823 | 3.5964 | 48.0857 | 0 | 1931.4678 | 226.9023 | 1.2619e-11 | 5.71e-13% | 2379.3346 | 2210.0522 | 2379.3346 | 2210.0522
829.928 | 169.8623 | 3.6042 | 48.2318 | 0 | 1431.6687 | 227.3754 | 1.2619e-11 | 7.376e-13% | 1880.7423 | 1710.88 | 1880.7423 | 1710.88
829.96 | 170.239 | 3.6075 | 48.3326 | 0 | 1077.0795 | 227.6225 | 1.2676e-11 | 9.344e-13% | 1526.8812 | 1356.6421 | 1526.8812 | 1356.6421
829.992 | 170.4754 | 3.6079 | 48.4016 | 0 | 1297.2526 | 227.7197 | 1.2676e-11 | 8.038e-13% | 1747.4572 | 1576.9819 | 1747.4572 | 1576.9819
830.024 | 170.6172 | 3.6065 | 48.4487 | 0 | 2341.7251 | 227.7287 | 1.2676e-11 | 4.835e-13% | 2792.1263 | 2621.5091 | 2792.1263 | 2621.5091
830.056 | 170.6652 | 3.6037 | 48.4733 | 0 | 4064.2747 | 227.6637 | 1.2733e-11 | 2.931e-13% | 4514.6807 | 4344.0155 | 4514.6807 | 4344.0155
830.088 | 170.5344 | 3.5979 | 48.4564 | 0 | 5768.4112 | 227.4456 | 1.2733e-11 | 2.105e-13% | 6218.4456 | 6047.9112 | 6218.4456 | 6047.9112
830.12 | 170.0083 | 3.5848 | 48.3497 | 0 | 6502.1355 | 226.8519 | 1.4552e-11 | 2.146e-13% | 6950.9301 | 6780.9219 | 6950.9301 | 6780.9219
830.152 | 168.7767 | 3.5581 | 48.0844 | 0 | 5797.1828 | 225.5566 | 1.279e-11 | 2.106e-13% | 6243.1585 | 6074.3819 | 6243.1585 | 6074.3819
830.184 | 166.6934 | 3.5146 | 47.6284 | 0 | 4088.893 | 223.4006 | 1.2847e-11 | 2.944e-13% | 4530.13 | 4363.4366 | 4530.13 | 4363.4366
830.216 | 164.1752 | 3.4627 | 47.0743 | 0 | 2284.6304 | 220.811 | 1.2847e-11 | 5.026e-13% | 2720.1536 | 2555.9784 | 2720.1536 | 2555.9784
830.248 | 162.2725 | 3.4236 | 46.6559 | 0 | 1015.0945 | 218.8784 | 1.2903e-11 | 1.005e-12% | 1446.3249 | 1284.0524 | 1446.3249 | 1284.0524
830.28 | 162.0319 | 3.4186 | 46.6059 | 0 | 366.9033 | 218.6942 | 1.2903e-11 | 2.03e-12% | 797.6539 | 635.622 | 797.6539 | 635.622
830.312 | 163.6106 | 3.4509 | 46.9594 | 0 | 130.4889 | 220.4277 | 1.296e-11 | 3.229e-12% | 564.9376 | 401.327 | 564.9376 | 401.327
830.344 | 166.123 | 3.5026 | 47.5194 | 0 | 96.7478 | 223.1628 | 1.296e-11 | 3.494e-12% | 537.0556 | 370.9326 | 537.0556 | 370.9326
830.376 | 168.4059 | 3.5504 | 48.0268 | 0 | 151.5086 | 225.6936 | 1.3017e-11 | 3.036e-12% | 597.1853 | 428.7794 | 597.1853 | 428.7794
830.408 | 169.8238 | 3.5813 | 48.3394 | 0 | 235.8966 | 227.363 | 1.3017e-11 | 2.527e-12% | 685.0042 | 515.1804 | 685.0042 | 515.1804
830.44 | 170.3831 | 3.5958 | 48.4581 | 0 | 301.4865 | 228.1825 | 1.296e-11 | 2.228e-12% | 752.106 | 581.7229 | 752.106 | 581.7229
830.472 | 170.3424 | 3.599 | 48.4399 | 0 | 311.3742 | 228.4246 | 1.3188e-11 | 2.228e-12% | 762.1801 | 591.8377 | 762.1801 | 591.8377
830.504 | 169.8416 | 3.5937 | 48.3161 | 0 | 264.0817 | 228.233 | 1.3131e-11 | 2.413e-12% | 714.0661 | 544.2245 | 714.0661 | 544.2245
830.536 | 168.769 | 3.5776 | 48.062 | 0 | 194.4049 | 227.4787 | 1.3131e-11 | 2.773e-12% | 642.2921 | 473.5231 | 642.2921 | 473.5231
830.568 | 166.8331 | 3.5443 | 47.6132 | 0 | 141.2391 | 225.8335 | 1.3188e-11 | 3.153e-12% | 585.0632 | 418.2301 | 585.0632 | 418.2301
830.6 | 163.7954 | 3.4884 | 46.9167 | 0 | 116.9194 | 223.0189 | 1.3188e-11 | 3.378e-12% | 554.1388 | 390.3434 | 554.1388 | 390.3434
830.632 | 159.7882 | 3.4125 | 46.0019 | 0 | 108.4425 | 219.1504 | 1.3188e-11 | 3.498e-12% | 536.7955 | 377.0073 | 536.7955 | 377.0073
830.664 | 155.5519 | 3.3316 | 45.0347 | 0 | 100.4794 | 215.0033 | 1.3245e-11 | 3.64e-12% | 519.401 | 363.849 | 519.401 | 363.849
830.696 | 152.3726 | 3.2719 | 44.3044 | 0 | 89.6655 | 211.9564 | 1.3301e-11 | 3.809e-12% | 501.571 | 349.1983 | 501.571 | 349.1983
830.728 | 151.5356 | 3.2601 | 44.1016 | 0 | 78.9393 | 211.4034 | 1.3358e-11 | 3.956e-12% | 489.24 | 337.7044 | 489.24 | 337.7044
830.76 | 153.452 | 3.3048 | 44.5194 | 0 | 67.7302 | 213.7999 | 1.3415e-11 | 4.073e-12% | 482.8062 | 329.3542 | 482.8062 | 329.3542
830.792 | 157.208 | 3.387 | 45.3522 | 0 | 52.917 | 218.1654 | 1.3415e-11 | 4.195e-12% | 477.0296 | 319.8216 | 477.0296 | 319.8216
830.824 | 161.1581 | 3.473 | 46.2295 | 0 | 35.1518 | 222.7245 | 1.3415e-11 | 4.361e-12% | 468.7368 | 307.5788 | 468.7368 | 307.5788
830.856 | 164.0539 | 3.5369 | 46.8709 | 0 | 19.146 | 226.1282 | 1.3472e-11 | 4.556e-12% | 459.7358 | 295.6819 | 459.7358 | 295.6819
830.888 | 165.6053 | 3.5725 | 47.2116 | 0 | 8.7949 | 228.0609 | 1.3472e-11 | 4.684e-12% | 453.2452 | 287.6399 | 453.2452 | 287.6399
830.92 | 166.188 | 3.5877 | 47.3366 | 0 | 4.7473 | 228.9236 | 1.3529e-11 | 4.754e-12% | 450.7831 | 284.5951 | 450.7831 | 284.5951
830.952 | 166.3025 | 3.5924 | 47.3585 | 0 | 5.994 | 229.249 | 1.3529e-11 | 4.727e-12% | 452.4964 | 286.1939 | 452.4964 | 286.1939
830.984 | 166.2905 | 3.5938 | 47.3547 | 0 | 11.5266 | 229.3948 | 1.3586e-11 | 4.655e-12% | 458.1604 | 291.8699 | 458.1604 | 291.8699
831.016 | 166.3109 | 3.5947 | 47.3615 | 0 | 19.8052 | 229.5192 | 1.3586e-11 | 4.524e-12% | 466.5914 | 300.2805 | 466.5914 | 300.2805
831.048 | 166.4062 | 3.5958 | 47.389 | 0 | 28.1919 | 229.6548 | 1.3642e-11 | 4.417e-12% | 475.2377 | 308.8315 | 475.2377 | 308.8315
831.08 | 166.5686 | 3.5968 | 47.4359 | 0 | 36.6195 | 229.7844 | 1.3642e-11 | 4.298e-12% | 484.0052 | 317.4366 | 484.0052 | 317.4366
831.112 | 166.7766 | 3.5973 | 47.4974 | 0 | 58.8163 | 229.8839 | 1.3699e-11 | 4.032e-12% | 506.5715 | 339.7949 | 506.5715 | 339.7949
831.144 | 167.0042 | 3.5967 | 47.5672 | 0 | 139.812 | 229.9324 | 1.3699e-11 | 3.255e-12% | 587.9125 | 420.9083 | 587.9125 | 420.9083
831.176 | 167.2268 | 3.5949 | 47.6389 | 0 | 364.2218 | 229.9159 | 1.3756e-11 | 2.132e-12% | 812.5983 | 645.3715 | 812.5983 | 645.3715
831.208 | 167.428 | 3.5918 | 47.708 | 0 | 816.2214 | 229.8344 | 1.3756e-11 | 1.254e-12% | 1264.7835 | 1097.3555 | 1264.7835 | 1097.3555
831.24 | 167.5757 | 3.5872 | 47.7665 | 0 | 1469.0296 | 229.674 | 1.3813e-11 | 7.893e-13% | 1917.633 | 1750.0572 | 1917.633 | 1750.0572
831.272 | 167.5633 | 3.5792 | 47.7899 | 0 | 2093.6213 | 229.3415 | 1.3813e-11 | 5.818e-13% | 2541.8953 | 2374.3319 | 2541.8953 | 2374.3319
831.304 | 167.1944 | 3.5643 | 47.7337 | 0 | 2356.3296 | 228.6446 | 1.4552e-11 | 5.52e-13% | 2803.4667 | 2636.2723 | 2803.4667 | 2636.2723
831.336 | 166.3267 | 3.5396 | 47.5657 | 0 | 2093.2545 | 227.4428 | 1.387e-11 | 5.848e-13% | 2538.1293 | 2371.8026 | 2538.1293 | 2371.8026
831.368 | 165.141 | 3.5089 | 47.3256 | 0 | 1467.6216 | 225.9321 | 1.3927e-11 | 7.984e-13% | 1909.5293 | 1744.3882 | 1909.5293 | 1744.3882
831.4 | 164.2386 | 3.4847 | 47.1469 | 0 | 812.0901 | 224.7495 | 1.3983e-11 | 1.286e-12% | 1251.7098 | 1087.4713 | 1251.7098 | 1087.4713
831.432 | 164.2769 | 3.4801 | 47.1758 | 0 | 354.6426 | 224.5899 | 1.3983e-11 | 2.22e-12% | 794.1653 | 629.8885 | 794.1653 | 629.8885
831.464 | 165.3846 | 3.4979 | 47.4407 | 0 | 122.2289 | 225.5878 | 1.404e-11 | 3.521e-12% | 564.1399 | 398.7553 | 564.1399 | 398.7553
831.496 | 167.0042 | 3.5266 | 47.8177 | 0 | 33.2471 | 227.1514 | 1.404e-11 | 4.504e-12% | 478.747 | 311.7428 | 478.747 | 311.7428
831.528 | 168.3762 | 3.5506 | 48.138 | 0 | 7.1372 | 228.475 | 1.4097e-11 | 4.907e-12% | 455.6771 | 287.3008 | 455.6771 | 287.3008
831.56 | 169.1292 | 3.5624 | 48.3192 | 0 | 1.2092 | 229.1634 | 1.4097e-11 | 4.994e-12% | 451.3834 | 282.2542 | 451.3834 | 282.2542
831.592 | 169.4162 | 3.565 | 48.3959 | 0 | 0.16168 | 229.3777 | 1.4154e-11 | 5.028e-12% | 450.9163 | 281.5002 | 450.9163 | 281.5002
831.624 | 169.6049 | 3.566 | 48.45 | 0 | 0.017062 | 229.5096 | 1.4154e-11 | 5.027e-12% | 451.1477 | 281.5427 | 451.1477 | 281.5427
831.656 | 169.8929 | 3.5697 | 48.5252 | 0 | 0 | 229.7754 | 1.4211e-11 | 5.042e-12% | 451.7632 | 281.8703 | 451.7632 | 281.8703
831.688 | 170.1491 | 3.5735 | 48.5912 | 0 | 0.00086099 | 230.0459 | 1.4211e-11 | 5.036e-12% | 452.3605 | 282.2114 | 452.3605 | 282.2114
831.72 | 170.0386 | 3.5707 | 48.5723 | 0 | 0.008159 | 229.9742 | 1.4268e-11 | 5.057e-12% | 452.1639 | 282.1254 | 452.1639 | 282.1254
831.752 | 169.3023 | 3.5561 | 48.4107 | 0 | 0.06213 | 229.2881 | 1.4268e-11 | 5.072e-12% | 450.6193 | 281.317 | 450.6193 | 281.317
831.784 | 168.0304 | 3.5313 | 48.1268 | 0 | 0.37068 | 228.077 | 1.4325e-11 | 5.114e-12% | 448.1362 | 280.1058 | 448.1362 | 280.1058
831.816 | 166.7376 | 3.5067 | 47.8365 | 0 | 1.7564 | 226.8727 | 1.4381e-11 | 5.137e-12% | 446.71 | 279.9723 | 446.71 | 279.9723
831.848 | 166.0431 | 3.4945 | 47.6785 | 0 | 6.6324 | 226.3144 | 1.4381e-11 | 5.062e-12% | 450.163 | 284.1198 | 450.163 | 284.1198
831.88 | 166.0775 | 3.4972 | 47.6822 | 0 | 20.0601 | 226.5254 | 1.4438e-11 | 4.849e-12% | 463.8424 | 297.7649 | 463.8424 | 297.7649
831.912 | 166.2004 | 3.5016 | 47.7042 | 0 | 48.9374 | 226.8166 | 1.4438e-11 | 4.416e-12% | 493.1603 | 326.9599 | 493.1603 | 326.9599
831.944 | 165.4754 | 3.4887 | 47.5352 | 0 | 97.1606 | 226.1901 | 1.4495e-11 | 3.872e-12% | 539.8499 | 374.3745 | 539.8499 | 374.3745
831.976 | 163.6026 | 3.4524 | 47.1087 | 0 | 158.6033 | 224.3286 | 1.4495e-11 | 3.344e-12% | 597.0956 | 433.4929 | 597.0956 | 433.4929
832.008 | 161.4427 | 3.41 | 46.6194 | 0 | 214.9841 | 222.1531 | 1.4552e-11 | 2.987e-12% | 648.6092 | 487.1665 | 648.6092 | 487.1665
832.04 | 160.4735 | 3.3913 | 46.401 | 0 | 243.9491 | 221.2421 | 1.4552e-11 | 2.826e-12% | 675.4571 | 514.9836 | 675.4571 | 514.9836
832.072 | 161.5294 | 3.4133 | 46.6416 | 0 | 233.4681 | 222.4821 | 1.4552e-11 | 2.876e-12% | 667.5345 | 506.0051 | 667.5345 | 506.0051
832.104 | 164.0876 | 3.4652 | 47.2232 | 0 | 191.0905 | 225.3039 | 1.4666e-11 | 3.14e-12% | 631.1704 | 467.0828 | 631.1704 | 467.0828
832.136 | 166.8299 | 3.5202 | 47.8483 | 0 | 138.4949 | 228.2888 | 1.4666e-11 | 3.507e-12% | 584.9819 | 418.1521 | 584.9819 | 418.1521
832.168 | 168.6842 | 3.5565 | 48.2744 | 0 | 94.7973 | 230.2874 | 1.4722e-11 | 3.906e-12% | 545.5998 | 376.9156 | 545.5998 | 376.9156
832.2 | 169.1794 | 3.5648 | 48.3948 | 0 | 65.0312 | 230.7995 | 1.4779e-11 | 4.249e-12% | 516.9698 | 347.7903 | 516.9698 | 347.7903
832.232 | 168.071 | 3.5402 | 48.1533 | 0 | 44.0926 | 229.5692 | 1.4779e-11 | 4.543e-12% | 493.4263 | 325.3553 | 493.4263 | 325.3553
832.264 | 165.0892 | 3.4776 | 47.4884 | 0 | 27.3093 | 226.3147 | 1.4779e-11 | 4.852e-12% | 469.6792 | 304.59 | 469.6792 | 304.59
832.296 | 160.3849 | 3.3803 | 46.4331 | 0 | 14.3529 | 221.2117 | 1.4836e-11 | 5.199e-12% | 445.7629 | 285.378 | 445.7629 | 285.378
832.328 | 155.2492 | 3.2749 | 45.2789 | 0 | 6.1411 | 215.6714 | 1.4893e-11 | 5.508e-12% | 425.6155 | 270.3662 | 425.6155 | 270.3662
832.36 | 151.9629 | 3.2079 | 44.5403 | 0 | 2.0997 | 212.1792 | 1.4893e-11 | 5.684e-12% | 413.99 | 262.0271 | 413.99 | 262.0271
832.392 | 152.3045 | 3.216 | 44.618 | 0 | 0.56937 | 212.6851 | 1.495e-11 | 5.726e-12% | 413.393 | 261.0885 | 413.393 | 261.0885
832.424 | 156.0266 | 3.2948 | 45.454 | 0 | 0.12199 | 216.9567 | 1.495e-11 | 5.624e-12% | 421.8541 | 265.8275 | 421.8541 | 265.8275
832.456 | 161.05 | 3.4027 | 46.5761 | 0 | 0.020668 | 222.7814 | 1.5007e-11 | 5.501e-12% | 433.8309 | 272.7808 | 433.8309 | 272.7808
832.488 | 165.176 | 3.4955 | 47.486 | 0 | 0.0027635 | 227.8025 | 1.5007e-11 | 5.383e-12% | 443.9628 | 278.7868 | 443.9628 | 278.7868
832.52 | 167.4475 | 3.5537 | 47.9679 | 0 | 0.00029163 | 230.9776 | 1.5064e-11 | 5.332e-12% | 449.9471 | 282.4996 | 449.9471 | 282.4996
832.552 | 168.1158 | 3.5817 | 48.0806 | 0 | 0 | 232.5426 | 1.512e-11 | 5.32e-12% | 452.3207 | 284.2049 | 452.3207 | 284.2049
832.584 | 167.8563 | 3.5923 | 47.9793 | 0 | 0 | 233.1787 | 1.512e-11 | 5.31e-12% | 452.6066 | 284.7503 | 452.6066 | 284.7503
832.616 | 167.2013 | 3.5953 | 47.7869 | 0 | 0 | 233.4152 | 1.5177e-11 | 5.329e-12% | 451.9987 | 284.7973 | 451.9987 | 284.7973
832.648 | 166.4231 | 3.5956 | 47.5668 | 0 | 0 | 233.5119 | 1.5177e-11 | 5.331e-12% | 451.0975 | 284.6743 | 451.0975 | 284.6743
832.68 | 165.6249 | 3.595 | 47.3436 | 0 | 0 | 233.5563 | 1.5234e-11 | 5.355e-12% | 450.1198 | 284.4949 | 450.1198 | 284.4949
832.712 | 164.8335 | 3.5935 | 47.1245 | 0 | 7.3674e-13 | 233.5564 | 1.5234e-11 | 5.359e-12% | 449.1078 | 284.2744 | 449.1078 | 284.2744
832.744 | 164.0518 | 3.5908 | 46.9112 | 0 | 3.9795e-13 | 233.4929 | 1.5291e-11 | 5.384e-12% | 448.0466 | 283.9948 | 448.0466 | 283.9948
832.776 | 163.2897 | 3.5866 | 46.707 | 0 | 0 | 233.3542 | 1.5348e-11 | 5.411e-12% | 446.9375 | 283.6478 | 446.9375 | 283.6478
832.808 | 162.582 | 3.5815 | 46.521 | 0 | 1.7208e-13 | 233.1635 | 1.5348e-11 | 5.418e-12% | 445.848 | 283.2661 | 445.848 | 283.2661
832.84 | 161.9852 | 3.5766 | 46.3663 | 0 | 3.4417e-13 | 232.9846 | 1.5405e-11 | 5.445e-12% | 444.9127 | 282.9275 | 444.9127 | 282.9275
832.872 | 161.5514 | 3.5734 | 46.2537 | 0 | 3.4417e-13 | 232.8966 | 1.5405e-11 | 5.449e-12% | 444.2751 | 282.7238 | 444.2751 | 282.7238
832.904 | 161.2946 | 3.5729 | 46.1851 | 0 | 3.4417e-13 | 232.949 | 1.5461e-11 | 5.469e-12% | 444.0016 | 282.707 | 444.0016 | 282.707
832.936 | 161.1738 | 3.5747 | 46.1494 | 0 | 6.8834e-13 | 233.122 | 1.5518e-11 | 5.486e-12% | 444.0198 | 282.8461 | 444.0198 | 282.8461
832.968 | 161.1014 | 3.577 | 46.1263 | 0 | 0 | 233.3192 | 1.5518e-11 | 5.483e-12% | 444.124 | 283.0226 | 444.124 | 283.0226
833 | 160.9733 | 3.5771 | 46.0934 | 0 | 0 | 233.3982 | 1.5575e-11 | 5.502e-12% | 444.0421 | 283.0687 | 444.0421 | 283.0687
833.032 | 160.6843 | 3.572 | 46.0286 | 0 | 0 | 233.2042 | 1.5575e-11 | 5.507e-12% | 443.4891 | 282.8048 | 443.4891 | 282.8048
833.064 | 160.1131 | 3.5586 | 45.9066 | 0 | 0 | 232.5738 | 1.5632e-11 | 5.542e-12% | 442.1522 | 282.039 | 442.1522 | 282.039
833.096 | 159.1548 | 3.5347 | 45.7046 | 0 | 0 | 231.3841 | 1.5689e-11 | 5.591e-12% | 439.7781 | 280.6233 | 439.7781 | 280.6233
833.128 | 157.9023 | 3.5025 | 45.4428 | 0 | 0 | 229.7557 | 1.5689e-11 | 5.629e-12% | 436.6033 | 278.7011 | 436.6033 | 278.7011
833.16 | 156.8344 | 3.4727 | 45.2273 | 0 | 0 | 228.2553 | 1.5746e-11 | 5.685e-12% | 433.7896 | 276.9553 | 433.7896 | 276.9553
833.192 | 156.6377 | 3.4605 | 45.2101 | 0 | 3.8719e-13 | 227.6838 | 1.5746e-11 | 5.698e-12% | 432.9921 | 276.3544 | 432.9921 | 276.3544
833.224 | 157.6458 | 3.4734 | 45.4648 | 0 | 0 | 228.4415 | 1.5802e-11 | 5.697e-12% | 435.0255 | 277.3797 | 435.0255 | 277.3797
833.256 | 159.4924 | 3.5039 | 45.9079 | 0 | 0 | 230.14 | 1.5859e-11 | 5.673e-12% | 439.0442 | 279.5518 | 439.0442 | 279.5518
833.288 | 161.4076 | 3.5365 | 46.3653 | 0 | 0 | 231.9418 | 1.5859e-11 | 5.627e-12% | 443.2512 | 281.8435 | 443.2512 | 281.8435
833.32 | 162.7838 | 3.5587 | 46.6984 | 0 | 0 | 233.1999 | 1.5916e-11 | 5.615e-12% | 446.2408 | 283.457 | 446.2408 | 283.457
833.352 | 163.4249 | 3.5673 | 46.8607 | 0 | 0 | 233.7325 | 1.5916e-11 | 5.601e-12% | 447.5855 | 284.1605 | 447.5855 | 284.1605
833.384 | 163.4385 | 3.565 | 46.8744 | 0 | 0 | 233.6873 | 1.5973e-11 | 5.622e-12% | 447.5652 | 284.1267 | 447.5652 | 284.1267
833.416 | 163.0539 | 3.5566 | 46.7912 | 0 | 2.0435e-13 | 233.3242 | 1.603e-11 | 5.651e-12% | 446.7258 | 283.6719 | 446.7258 | 283.6719
833.448 | 162.487 | 3.5463 | 46.6613 | 0 | 7.7169e-13 | 232.8595 | 1.603e-11 | 5.663e-12% | 445.554 | 283.067 | 445.554 | 283.067
833.48 | 161.8473 | 3.5355 | 46.5122 | 0 | 3.2804e-13 | 232.371 | 1.6087e-11 | 5.696e-12% | 444.2661 | 282.4188 | 444.2661 | 282.4188
833.512 | 161.1625 | 3.5241 | 46.3532 | 0 | 1.0755e-14 | 231.8421 | 1.6087e-11 | 5.71e-12% | 442.8818 | 281.7193 | 442.8818 | 281.7193
833.544 | 160.5325 | 3.5132 | 46.2082 | 0 | 2.1511e-13 | 231.3463 | 1.6144e-11 | 5.744e-12% | 441.6002 | 281.0677 | 441.6002 | 281.0677
833.576 | 160.1964 | 3.5077 | 46.1318 | 0 | 0 | 231.1298 | 1.62e-11 | 5.77e-12% | 440.9657 | 280.7693 | 440.9657 | 280.7693
833.608 | 160.3506 | 3.5115 | 46.1681 | 0 | 0 | 231.4063 | 1.62e-11 | 5.763e-12% | 441.4365 | 281.0859 | 441.4365 | 281.0859
833.64 | 160.9113 | 3.5229 | 46.2983 | 0 | 0 | 232.0871 | 1.6257e-11 | 5.767e-12% | 442.8196 | 281.9083 | 442.8196 | 281.9083
833.672 | 161.5377 | 3.535 | 46.4453 | 0 | 0.00084852 | 232.8024 | 1.6314e-11 | 5.769e-12% | 444.3212 | 282.7836 | 444.3212 | 282.7836
833.704 | 161.909 | 3.5412 | 46.5365 | 0 | 0.0080408 | 233.2083 | 1.6314e-11 | 5.759e-12% | 445.203 | 283.294 | 445.203 | 283.294
833.736 | 161.9701 | 3.5407 | 46.5583 | 0 | 0.06064 | 233.2588 | 1.6371e-11 | 5.776e-12% | 445.3885 | 283.4184 | 445.3885 | 283.4184
833.768 | 161.9352 | 3.5383 | 46.5583 | 0 | 0.36028 | 233.2072 | 1.6371e-11 | 5.771e-12% | 445.5992 | 283.664 | 445.5992 | 283.664
833.8 | 162.0793 | 3.5399 | 46.5983 | 0 | 1.6945 | 233.3691 | 1.6428e-11 | 5.76e-12% | 447.281 | 285.2017 | 447.281 | 285.2017
833.832 | 162.5117 | 3.5478 | 46.7032 | 0 | 6.3291 | 233.8667 | 1.6485e-11 | 5.676e-12% | 452.9585 | 290.4468 | 452.9585 | 290.4468
833.864 | 163.119 | 3.5596 | 46.8477 | 0 | 18.8532 | 234.5666 | 1.6485e-11 | 5.426e-12% | 466.9462 | 303.8271 | 466.9462 | 303.8271
833.896 | 163.6835 | 3.5705 | 46.9829 | 0 | 45.0876 | 235.2173 | 1.6541e-11 | 5e-12% | 494.5418 | 330.8583 | 494.5418 | 330.8583
833.928 | 164.0079 | 3.5762 | 47.0641 | 0 | 87.4706 | 235.5925 | 1.6598e-11 | 4.442e-12% | 537.7113 | 373.7034 | 537.7113 | 373.7034
833.96 | 163.9145 | 3.5729 | 47.051 | 0 | 139.7135 | 235.4915 | 1.6598e-11 | 3.898e-12% | 589.7433 | 425.8288 | 589.7433 | 425.8288
833.992 | 163.1782 | 3.556 | 46.8928 | 0 | 187.145 | 234.663 | 1.6598e-11 | 3.515e-12% | 635.435 | 472.2568 | 635.435 | 472.2568
834.024 | 161.5984 | 3.5213 | 46.5445 | 0 | 214.0175 | 232.8834 | 1.6655e-11 | 3.351e-12% | 658.5651 | 496.9668 | 658.5651 | 496.9668
834.056 | 159.3135 | 3.4718 | 46.0378 | 0 | 211.1594 | 230.311 | 1.6712e-11 | 3.404e-12% | 650.2936 | 490.98 | 650.2936 | 490.98
834.088 | 157.0835 | 3.4236 | 45.5436 | 0 | 179.395 | 227.8036 | 1.6712e-11 | 3.664e-12% | 613.2493 | 456.1658 | 613.2493 | 456.1658
834.12 | 156.0183 | 3.3999 | 45.3116 | 0 | 129.5431 | 226.615 | 1.6769e-11 | 4.142e-12% | 560.8879 | 404.8696 | 560.8879 | 404.8696
834.152 | 156.7502 | 3.4143 | 45.4833 | 0 | 78.1277 | 227.4631 | 1.6826e-11 | 4.746e-12% | 511.2385 | 354.4884 | 511.2385 | 354.4884
834.184 | 158.8701 | 3.4582 | 45.9659 | 0 | 38.7212 | 229.8937 | 1.6882e-11 | 5.308e-12% | 476.9091 | 318.039 | 476.9091 | 318.039
834.216 | 161.2925 | 3.5089 | 46.5151 | 0 | 15.5916 | 232.6873 | 1.6882e-11 | 5.66e-12% | 459.5955 | 298.303 | 459.5955 | 298.303
834.248 | 163.1104 | 3.5473 | 46.927 | 0 | 5.1769 | 234.8195 | 1.6939e-11 | 5.832e-12% | 453.581 | 290.4706 | 453.581 | 290.4706
834.28 | 164.0395 | 3.5671 | 47.1378 | 0 | 2.2994 | 235.9617 | 1.6996e-11 | 5.882e-12% | 453.0056 | 288.9661 | 453.0056 | 288.9661
834.312 | 164.2449 | 3.5718 | 47.1851 | 0 | 6.1255 | 236.2916 | 1.6996e-11 | 5.797e-12% | 457.419 | 293.1741 | 457.419 | 293.1741
834.344 | 164.0016 | 3.567 | 47.1309 | 0 | 27.3199 | 236.1158 | 1.7053e-11 | 5.429e-12% | 478.1351 | 314.1335 | 478.1351 | 314.1335
834.376 | 163.5425 | 3.5577 | 47.0277 | 0 | 100.4029 | 235.7013 | 1.711e-11 | 4.425e-12% | 550.2321 | 386.6897 | 550.2321 | 386.6897
834.408 | 163.0732 | 3.5485 | 46.922 | 0 | 292.101 | 235.2897 | 1.711e-11 | 2.961e-12% | 740.9345 | 577.8613 | 740.9345 | 577.8613
834.44 | 162.788 | 3.5437 | 46.8576 | 0 | 674.8731 | 235.1096 | 1.7167e-11 | 1.787e-12% | 1123.1721 | 960.3841 | 1123.1721 | 960.3841
834.472 | 162.8043 | 3.5457 | 46.8607 | 0 | 1255.039 | 235.2964 | 1.7224e-11 | 1.118e-12% | 1703.5462 | 1540.7418 | 1703.5462 | 1540.7418
834.504 | 163.0781 | 3.5537 | 46.9211 | 0 | 1954.9397 | 235.7953 | 1.7224e-11 | 7.685e-13% | 2404.2878 | 2241.2097 | 2404.2878 | 2241.2097
834.536 | 163.4261 | 3.5634 | 46.9973 | 0 | 2806.8027 | 236.3889 | 1.6371e-11 | 5.292e-13% | 3257.1784 | 3093.7522 | 3257.1784 | 3093.7522
834.568 | 163.6662 | 3.5708 | 47.0484 | 0 | 4252.4641 | 236.8622 | 1.7337e-11 | 3.819e-13% | 4703.6118 | 4539.9456 | 4703.6118 | 4539.9456
834.6 | 163.7406 | 3.5747 | 47.0619 | 0 | 7009.3142 | 237.1444 | 1.7337e-11 | 2.376e-13% | 7460.8359 | 7297.0953 | 7460.8359 | 7297.0953
834.632 | 163.7111 | 3.5762 | 47.0523 | 0 | 11157.6378 | 237.3022 | 1.7394e-11 | 1.52e-13% | 11609.2796 | 11445.5685 | 11609.2796 | 11445.5685
834.664 | 163.6669 | 3.5772 | 47.0403 | 0 | 15254.6609 | 237.4313 | 1.7394e-11 | 1.119e-13% | 15706.3764 | 15542.7096 | 15706.3764 | 15542.7096
834.696 | 163.6536 | 3.5784 | 47.0368 | 0 | 16944.1245 | 237.574 | 1.4552e-11 | 8.445e-14% | 17395.9673 | 17232.3137 | 17395.9673 | 17232.3137
834.728 | 163.6696 | 3.5796 | 47.0418 | 0 | 14990.9917 | 237.7157 | 1.7508e-11 | 1.146e-13% | 15442.9984 | 15279.3289 | 15442.9984 | 15279.3289
834.76 | 163.6976 | 3.5802 | 47.0518 | 0 | 10497.2641 | 237.826 | 1.7508e-11 | 1.623e-13% | 10949.4197 | 10785.7221 | 10949.4197 | 10785.7221
834.792 | 163.7295 | 3.58 | 47.065 | 0 | 5806.2883 | 237.8911 | 1.7565e-11 | 2.882e-13% | 6258.5539 | 6094.8244 | 6258.5539 | 6094.8244
834.824 | 163.7678 | 3.579 | 47.0819 | 0 | 2535.3266 | 237.9179 | 1.7621e-11 | 6.24e-13% | 2987.6732 | 2823.9054 | 2987.6732 | 2823.9054
834.856 | 163.817 | 3.5776 | 47.103 | 0 | 873.7784 | 237.9203 | 1.7621e-11 | 1.516e-12% | 1326.1963 | 1162.3793 | 1326.1963 | 1162.3793
834.888 | 163.8807 | 3.5759 | 47.1289 | 0 | 237.6754 | 237.9101 | 1.7678e-11 | 3.359e-12% | 690.171 | 526.2903 | 690.171 | 526.2903
834.92 | 163.9696 | 3.5743 | 47.1622 | 0 | 51.0716 | 237.8998 | 1.7735e-11 | 5.221e-12% | 503.6774 | 339.7079 | 503.6774 | 339.7079
834.952 | 164.0985 | 3.5728 | 47.2066 | 0 | 8.9955 | 237.8999 | 1.7792e-11 | 5.977e-12% | 461.7733 | 297.6748 | 461.7733 | 297.6748
834.984 | 164.253 | 3.5711 | 47.2597 | 0 | 3.1039 | 237.8852 | 1.7792e-11 | 6.097e-12% | 456.0729 | 291.8199 | 456.0729 | 291.8199
835.016 | 164.3477 | 3.5672 | 47.3024 | 0 | 8.7356 | 237.754 | 1.7849e-11 | 6.002e-12% | 461.7069 | 297.3591 | 461.7069 | 297.3591
835.048 | 164.25 | 3.5583 | 47.3045 | 0 | 30.3319 | 237.3574 | 1.7906e-11 | 5.621e-12% | 482.802 | 318.552 | 482.802 | 318.552
835.08 | 163.9093 | 3.5435 | 47.254 | 0 | 84.961 | 236.6451 | 1.7906e-11 | 4.808e-12% | 536.313 | 372.4036 | 536.313 | 372.4036
835.112 | 163.5037 | 3.5267 | 47.1904 | 0 | 189.079 | 235.8267 | 1.7963e-11 | 3.777e-12% | 639.1265 | 475.6228 | 639.1265 | 475.6228
835.144 | 163.4024 | 3.5159 | 47.1962 | 0 | 333.9769 | 235.3274 | 1.8019e-11 | 2.906e-12% | 783.4189 | 620.0165 | 783.4189 | 620.0165
835.176 | 163.8925 | 3.5172 | 47.3361 | 0 | 467.7805 | 235.4796 | 1.8076e-11 | 2.397e-12% | 918.006 | 754.1134 | 918.006 | 754.1134
835.208 | 164.9216 | 3.5298 | 47.5979 | 0 | 519.181 | 236.2361 | 1.819e-11 | 2.255e-12% | 971.4664 | 806.5448 | 971.4664 | 806.5448
835.24 | 166.1471 | 3.5468 | 47.9036 | 0 | 456.6037 | 237.228 | 1.8133e-11 | 2.433e-12% | 911.4292 | 745.282 | 911.4292 | 745.282
835.272 | 167.2195 | 3.5612 | 48.1732 | 0 | 320.2367 | 238.0813 | 1.8133e-11 | 2.972e-12% | 777.2719 | 610.0524 | 777.2719 | 610.0524
835.304 | 167.9833 | 3.5701 | 48.3705 | 0 | 191.9438 | 238.6401 | 1.819e-11 | 3.77e-12% | 650.5077 | 482.5245 | 650.5077 | 482.5245
835.336 | 168.4574 | 3.5742 | 48.4987 | 0 | 156.8269 | 238.9383 | 1.8247e-11 | 4.074e-12% | 616.2954 | 447.838 | 616.2954 | 447.838
835.368 | 168.7134 | 3.5749 | 48.5736 | 0 | 323.3753 | 239.0579 | 1.8247e-11 | 2.969e-12% | 783.295 | 614.5817 | 783.295 | 614.5817
835.4 | 168.7941 | 3.573 | 48.6052 | 0 | 869.5111 | 239.0383 | 1.8304e-11 | 1.577e-12% | 1329.5217 | 1160.7276 | 1329.5217 | 1160.7276
835.432 | 168.7031 | 3.5684 | 48.5952 | 0 | 1976.3164 | 238.8695 | 1.836e-11 | 8.098e-13% | 2436.0526 | 2267.3495 | 2436.0526 | 2267.3495
835.464 | 168.4289 | 3.5605 | 48.5418 | 0 | 3569.119 | 238.5262 | 1.8417e-11 | 4.772e-13% | 4028.1764 | 3859.7476 | 4028.1764 | 3859.7476
835.496 | 167.982 | 3.5495 | 48.4482 | 0 | 5090.2367 | 238.015 | 1.8417e-11 | 3.423e-13% | 5548.2313 | 5380.2494 | 5548.2313 | 5380.2494
835.528 | 167.443 | 3.537 | 48.333 | 0 | 5729.7697 | 237.4267 | 1.819e-11 | 3.022e-13% | 6186.5095 | 6019.0665 | 6186.5095 | 6019.0665
835.56 | 166.9809 | 3.5267 | 48.2342 | 0 | 5090.2039 | 236.9538 | 1.8531e-11 | 3.445e-13% | 5545.8996 | 5378.9187 | 5545.8996 | 5378.9187
835.592 | 166.7773 | 3.5224 | 48.1921 | 0 | 3568.8758 | 236.8013 | 1.8531e-11 | 4.804e-13% | 4024.1688 | 3857.3915 | 4024.1688 | 3857.3915
835.624 | 166.889 | 3.5252 | 48.2192 | 0 | 1974.8871 | 237.0327 | 1.8588e-11 | 8.211e-13% | 2430.5532 | 2263.6642 | 2430.5532 | 2263.6642
835.656 | 167.2097 | 3.5329 | 48.2917 | 0 | 862.8696 | 237.5269 | 1.8645e-11 | 1.618e-12% | 1319.4307 | 1152.221 | 1319.4307 | 1152.221
835.688 | 167.5846 | 3.5421 | 48.3754 | 0 | 298.9693 | 238.1054 | 1.8645e-11 | 3.166e-12% | 756.5768 | 588.9922 | 756.5768 | 588.9922
835.72 | 167.9198 | 3.5508 | 48.4499 | 0 | 85.9002 | 238.6544 | 1.8701e-11 | 4.966e-12% | 544.475 | 376.5553 | 544.475 | 376.5553
835.752 | 168.155 | 3.5575 | 48.5021 | 0 | 28.9249 | 239.0969 | 1.8758e-11 | 5.86e-12% | 488.2364 | 320.0814 | 488.2364 | 320.0814
835.784 | 168.1847 | 3.5599 | 48.508 | 0 | 23.8483 | 239.3066 | 1.8815e-11 | 5.969e-12% | 483.4075 | 315.2228 | 483.4075 | 315.2228
835.816 | 167.856 | 3.5548 | 48.4328 | 0 | 30.2137 | 239.1087 | 1.8815e-11 | 5.856e-12% | 489.1659 | 321.3099 | 489.1659 | 321.3099
835.848 | 167.0739 | 3.5402 | 48.255 | 0 | 33.6088 | 238.3972 | 1.8872e-11 | 5.828e-12% | 490.875 | 323.8011 | 490.875 | 323.8011
835.88 | 165.9554 | 3.5185 | 48.001 | 0 | 29.8205 | 237.3049 | 1.8929e-11 | 5.94e-12% | 484.6003 | 318.6449 | 484.6003 | 318.6449
835.912 | 164.8958 | 3.4979 | 47.7605 | 0 | 20.9079 | 236.2756 | 1.8929e-11 | 6.137e-12% | 473.3377 | 308.4419 | 473.3377 | 308.4419
835.944 | 164.3931 | 3.4889 | 47.646 | 0 | 11.5698 | 235.8665 | 1.8986e-11 | 6.359e-12% | 462.9643 | 298.5712 | 462.9643 | 298.5712
835.976 | 164.6914 | 3.4963 | 47.7128 | 0 | 5.0597 | 236.3513 | 1.9043e-11 | 6.508e-12% | 457.3115 | 292.6201 | 457.3115 | 292.6201
836.008 | 165.5803 | 3.516 | 47.9134 | 0 | 1.7991 | 237.4964 | 1.9099e-11 | 6.57e-12% | 456.3053 | 290.7249 | 456.3053 | 290.7249
836.04 | 166.5722 | 3.5378 | 48.1372 | 0 | 0.82839 | 238.7584 | 1.9099e-11 | 6.557e-12% | 457.834 | 291.2618 | 457.834 | 291.2618
836.072 | 167.2629 | 3.5535 | 48.2925 | 0 | 1.8415 | 239.6865 | 1.9156e-11 | 6.53e-12% | 460.6368 | 293.3739 | 460.6368 | 293.3739
836.104 | 167.5336 | 3.5605 | 48.3522 | 0 | 6.8705 | 240.1475 | 1.9213e-11 | 6.427e-12% | 466.4644 | 298.9308 | 466.4644 | 298.9308
836.136 | 167.5032 | 3.5613 | 48.3433 | 0 | 21.8182 | 240.2737 | 1.927e-11 | 6.137e-12% | 481.4997 | 313.9965 | 481.4997 | 313.9965
836.168 | 167.3731 | 3.5601 | 48.3118 | 0 | 56.5211 | 240.2908 | 1.927e-11 | 5.526e-12% | 516.057 | 348.6839 | 516.057 | 348.6839
836.2 | 167.2934 | 3.5601 | 48.2924 | 0 | 120.1602 | 240.3675 | 1.9327e-11 | 4.687e-12% | 579.6736 | 412.3802 | 579.6736 | 412.3802
836.232 | 167.291 | 3.5617 | 48.291 | 0 | 211.4827 | 240.5346 | 1.9384e-11 | 3.847e-12% | 671.161 | 503.8699 | 671.161 | 503.8699
836.264 | 167.2703 | 3.563 | 48.2853 | 0 | 311.0168 | 240.6871 | 1.944e-11 | 3.221e-12% | 770.8225 | 603.5522 | 770.8225 | 603.5522
836.296 | 167.0669 | 3.5607 | 48.2372 | 0 | 386.1011 | 240.6451 | 1.944e-11 | 2.865e-12% | 845.6109 | 678.5441 | 845.6109 | 678.5441
836.328 | 166.522 | 3.5518 | 48.11 | 0 | 409.8974 | 240.2381 | 1.9554e-11 | 2.786e-12% | 868.3192 | 701.7972 | 868.3192 | 701.7972
836.36 | 165.5846 | 3.5352 | 47.8918 | 0 | 379.928 | 239.4177 | 1.9554e-11 | 2.915e-12% | 836.3572 | 670.7726 | 836.3572 | 670.7726
836.392 | 164.4286 | 3.5147 | 47.622 | 0 | 319.2862 | 238.3855 | 1.9554e-11 | 3.212e-12% | 773.2371 | 608.8084 | 773.2371 | 608.8084
836.424 | 163.4588 | 3.4987 | 47.3928 | 0 | 259.3439 | 237.5967 | 1.9611e-11 | 3.58e-12% | 711.2909 | 547.8321 | 711.2909 | 547.8321
836.456 | 163.0824 | 3.4955 | 47.297 | 0 | 219.4371 | 237.5014 | 1.9668e-11 | 3.874e-12% | 670.8133 | 507.7309 | 670.8133 | 507.7309
836.488 | 163.3941 | 3.5066 | 47.357 | 0 | 202.7578 | 238.1909 | 1.9668e-11 | 3.999e-12% | 655.2064 | 491.8123 | 655.2064 | 491.8123
836.52 | 164.1062 | 3.526 | 47.5084 | 0 | 216.9775 | 239.3244 | 1.9782e-11 | 3.899e-12% | 671.4424 | 507.3362 | 671.4424 | 507.3362
836.552 | 164.8061 | 3.5447 | 47.6584 | 0 | 303.2342 | 240.4233 | 1.9782e-11 | 3.325e-12% | 759.6668 | 594.8607 | 759.6668 | 594.8607
836.584 | 165.2503 | 3.5575 | 47.7522 | 0 | 532.3773 | 241.2035 | 1.9838e-11 | 2.405e-12% | 990.1408 | 824.8905 | 990.1408 | 824.8905
836.616 | 165.4293 | 3.5642 | 47.7878 | 0 | 938.8073 | 241.6472 | 1.9895e-11 | 1.615e-12% | 1397.2358 | 1231.8066 | 1397.2358 | 1231.8066
836.648 | 165.4513 | 3.5668 | 47.79 | 0 | 1431.5571 | 241.8697 | 1.9895e-11 | 1.153e-12% | 1890.2349 | 1724.7836 | 1890.2349 | 1724.7836
836.68 | 165.4218 | 3.5674 | 47.7832 | 0 | 1793.3431 | 241.9829 | 2.0009e-11 | 9.589e-13% | 2252.0984 | 2086.6766 | 2252.0984 | 2086.6766
836.712 | 165.3989 | 3.5671 | 47.7807 | 0 | 1824.7972 | 242.0471 | 2.0009e-11 | 9.446e-13% | 2283.5909 | 2118.192 | 2283.5909 | 2118.192
836.744 | 165.3927 | 3.5661 | 47.7848 | 0 | 1512.9955 | 242.0744 | 2.0009e-11 | 1.108e-12% | 1971.8135 | 1806.4208 | 1971.8135 | 1806.4208
836.776 | 165.3728 | 3.564 | 47.7881 | 0 | 1038.3915 | 242.0394 | 2.0123e-11 | 1.511e-12% | 1497.1558 | 1331.7829 | 1497.1558 | 1331.7829
836.808 | 165.2766 | 3.5596 | 47.7755 | 0 | 615.6979 | 241.8854 | 2.0123e-11 | 2.214e-12% | 1074.1949 | 908.9183 | 1074.1949 | 908.9183
836.84 | 165.0287 | 3.5518 | 47.7292 | 0 | 347.5468 | 241.5406 | 2.0179e-11 | 3.151e-12% | 805.3972 | 640.3685 | 805.3972 | 640.3685
836.872 | 164.5929 | 3.5399 | 47.6412 | 0 | 213.4 | 240.9708 | 2.0236e-11 | 4.003e-12% | 670.1448 | 505.552 | 670.1448 | 505.552
836.904 | 164.0554 | 3.5257 | 47.5316 | 0 | 147.2952 | 240.273 | 2.0293e-11 | 4.627e-12% | 602.6809 | 438.6255 | 602.6809 | 438.6255
836.936 | 163.6655 | 3.5142 | 47.4571 | 0 | 102.6063 | 239.7261 | 2.035e-11 | 5.174e-12% | 556.9692 | 393.3038 | 556.9692 | 393.3038
836.968 | 163.7122 | 3.5115 | 47.4833 | 0 | 64.9161 | 239.656 | 2.035e-11 | 5.723e-12% | 519.2792 | 355.5669 | 519.2792 | 355.5669
837 | 164.2843 | 3.5193 | 47.6296 | 0 | 35.927 | 240.1655 | 2.0407e-11 | 6.236e-12% | 491.5257 | 327.2414 | 491.5257 | 327.2414
837.032 | 165.1665 | 3.5334 | 47.8465 | 0 | 18.4904 | 241.0166 | 2.0464e-11 | 6.582e-12% | 476.0533 | 310.8869 | 476.0533 | 310.8869
837.064 | 166.0147 | 3.5467 | 48.0552 | 0 | 12.015 | 241.8279 | 2.0464e-11 | 6.7e-12% | 471.4595 | 305.4448 | 471.4595 | 305.4448
837.096 | 166.609 | 3.5549 | 48.2053 | 0 | 13.4267 | 242.3602 | 2.052e-11 | 6.672e-12% | 474.1562 | 307.5472 | 474.1562 | 307.5472
837.128 | 166.9324 | 3.5579 | 48.2925 | 0 | 18.4628 | 242.604 | 2.0577e-11 | 6.576e-12% | 479.8495 | 312.9172 | 479.8495 | 312.9172
837.16 | 167.0758 | 3.5576 | 48.3373 | 0 | 22.5588 | 242.6712 | 2.0577e-11 | 6.489e-12% | 484.2006 | 317.1249 | 484.2006 | 317.1249
837.192 | 167.1301 | 3.5562 | 48.3599 | 0 | 22.4746 | 242.6729 | 2.0691e-11 | 6.526e-12% | 484.1936 | 317.0636 | 484.1936 | 317.0636
837.224 | 167.1475 | 3.5547 | 48.372 | 0 | 17.9762 | 242.6753 | 2.0691e-11 | 6.619e-12% | 479.7258 | 312.5783 | 479.7258 | 312.5783
837.256 | 167.153 | 3.5539 | 48.3791 | 0 | 11.5169 | 242.7125 | 2.0748e-11 | 6.777e-12% | 473.3154 | 306.1624 | 473.3154 | 306.1624
837.288 | 167.1619 | 3.5541 | 48.3847 | 0 | 5.9498 | 242.8031 | 2.0805e-11 | 6.919e-12% | 467.8537 | 300.6918 | 467.8537 | 300.6918
837.32 | 167.1801 | 3.5553 | 48.3905 | 0 | 2.6911 | 242.9492 | 2.0862e-11 | 7.01e-12% | 464.7661 | 297.586 | 464.7661 | 297.586
837.352 | 167.1937 | 3.557 | 48.3935 | 0 | 1.8295 | 243.1251 | 2.0862e-11 | 7.026e-12% | 464.0988 | 296.905 | 464.0988 | 296.905
837.384 | 167.17 | 3.5584 | 48.3866 | 0 | 3.2352 | 243.2822 | 2.0918e-11 | 7.009e-12% | 465.6324 | 298.4624 | 465.6324 | 298.4624
837.416 | 167.0713 | 3.5585 | 48.3614 | 0 | 6.9837 | 243.3678 | 2.0975e-11 | 6.939e-12% | 469.3426 | 302.2713 | 469.3426 | 302.2713
837.448 | 166.8598 | 3.5564 | 48.3095 | 0 | 12.5518 | 243.3328 | 2.1032e-11 | 6.834e-12% | 474.6103 | 307.7505 | 474.6103 | 307.7505
837.48 | 166.4944 | 3.5511 | 48.2218 | 0 | 17.8935 | 243.1276 | 2.1089e-11 | 6.742e-12% | 479.2884 | 312.794 | 479.2884 | 312.794
837.512 | 165.9503 | 3.5423 | 48.0928 | 0 | 20.1412 | 242.7241 | 2.1146e-11 | 6.724e-12% | 480.4508 | 314.5005 | 480.4508 | 314.5005
837.544 | 165.2815 | 3.5311 | 47.9351 | 0 | 17.8969 | 242.1865 | 2.1146e-11 | 6.787e-12% | 476.8311 | 311.5496 | 476.8311 | 311.5496
837.576 | 164.6604 | 3.521 | 47.7879 | 0 | 12.5775 | 241.7152 | 2.1203e-11 | 6.938e-12% | 470.2619 | 305.6015 | 470.2619 | 305.6015
837.608 | 164.3004 | 3.5167 | 47.6997 | 0 | 7.1339 | 241.5563 | 2.1259e-11 | 7.089e-12% | 464.207 | 299.9066 | 464.207 | 299.9066
837.64 | 164.2909 | 3.5198 | 47.6908 | 0 | 3.9275 | 241.8114 | 2.1316e-11 | 7.178e-12% | 461.2404 | 296.9495 | 461.2404 | 296.9495
837.672 | 164.5143 | 3.528 | 47.7346 | 0 | 4.3393 | 242.3419 | 2.1316e-11 | 7.154e-12% | 462.4582 | 297.9439 | 462.4582 | 297.9439
837.704 | 164.7316 | 3.5361 | 47.7771 | 0 | 9.8432 | 242.868 | 2.1373e-11 | 7.03e-12% | 468.7559 | 304.0243 | 468.7559 | 304.0243
837.736 | 164.7269 | 3.5394 | 47.7691 | 0 | 21.95 | 243.1354 | 2.143e-11 | 6.773e-12% | 481.1209 | 316.3939 | 481.1209 | 316.3939
837.768 | 164.3956 | 3.5359 | 47.6869 | 0 | 39.5685 | 243.0178 | 2.1487e-11 | 6.437e-12% | 498.2046 | 333.809 | 498.2046 | 333.809
837.8 | 163.7833 | 3.5262 | 47.5408 | 0 | 56.4225 | 242.5653 | 2.1544e-11 | 6.154e-12% | 513.8382 | 350.0549 | 513.8382 | 350.0549
837.832 | 163.0938 | 3.5147 | 47.3775 | 0 | 63.5104 | 242.0135 | 2.16e-11 | 6.06e-12% | 519.5099 | 356.4161 | 519.5099 | 356.4161
837.864 | 162.6021 | 3.5072 | 47.2595 | 0 | 56.4211 | 241.6829 | 2.16e-11 | 6.192e-12% | 511.4729 | 348.8708 | 511.4729 | 348.8708
837.896 | 162.4798 | 3.5074 | 47.2262 | 0 | 39.5601 | 241.775 | 2.1657e-11 | 6.522e-12% | 494.5486 | 332.0687 | 494.5486 | 332.0687
837.928 | 162.6874 | 3.5145 | 47.2686 | 0 | 21.9076 | 242.2455 | 2.1714e-11 | 6.895e-12% | 477.6235 | 314.9361 | 477.6235 | 314.9361
837.96 | 163.044 | 3.5246 | 47.3457 | 0 | 9.6975 | 242.8849 | 2.1771e-11 | 7.174e-12% | 466.4968 | 303.4527 | 466.4968 | 303.4527
837.992 | 163.3812 | 3.5342 | 47.4192 | 0 | 4.114 | 243.496 | 2.1828e-11 | 7.311e-12% | 461.9446 | 298.5634 | 461.9446 | 298.5634
838.024 | 163.6237 | 3.5416 | 47.4718 | 0 | 4.723 | 243.988 | 2.1828e-11 | 7.283e-12% | 463.3482 | 299.7245 | 463.3482 | 299.7245
838.056 | 163.7725 | 3.5469 | 47.5039 | 0 | 14.3333 | 244.3582 | 2.1885e-11 | 7.065e-12% | 473.5148 | 309.7423 | 473.5148 | 309.7423
838.088 | 163.858 | 3.5504 | 47.5225 | 0 | 41.4858 | 244.6373 | 2.1942e-11 | 6.507e-12% | 501.0541 | 337.1961 | 501.0541 | 337.1961
838.12 | 163.9085 | 3.5529 | 47.5342 | 0 | 96.9026 | 244.8541 | 2.1998e-11 | 5.6e-12% | 556.7524 | 392.8439 | 556.7524 | 392.8439
838.152 | 163.9414 | 3.5545 | 47.543 | 0 | 182.4068 | 245.026 | 2.2055e-11 | 4.609e-12% | 642.4718 | 478.5304 | 642.4718 | 478.5304
838.184 | 163.9635 | 3.5555 | 47.5505 | 0 | 281.4659 | 245.1599 | 2.2112e-11 | 3.827e-12% | 741.6953 | 577.7318 | 741.6953 | 577.7318
838.216 | 163.9746 | 3.5558 | 47.5566 | 0 | 366.8262 | 245.2559 | 2.2055e-11 | 3.326e-12% | 827.1691 | 663.1944 | 827.1691 | 663.1944
838.248 | 163.9705 | 3.5553 | 47.5601 | 0 | 423.3986 | 245.3102 | 2.2169e-11 | 3.08e-12% | 883.7947 | 719.8241 | 883.7947 | 719.8241
838.28 | 163.949 | 3.554 | 47.5605 | 0 | 469.3243 | 245.3197 | 2.2226e-11 | 2.902e-12% | 929.7076 | 765.7585 | 929.7076 | 765.7585
838.312 | 163.9196 | 3.552 | 47.5603 | 0 | 576.5579 | 245.2939 | 2.2283e-11 | 2.553e-12% | 1036.8838 | 872.9642 | 1036.8838 | 872.9642
838.344 | 163.9091 | 3.55 | 47.5658 | 0 | 889.3552 | 245.2648 | 2.2339e-11 | 1.884e-12% | 1349.6449 | 1185.7358 | 1349.6449 | 1185.7358
838.376 | 163.9484 | 3.5487 | 47.5838 | 0 | 1568.9074 | 245.2756 | 2.2396e-11 | 1.201e-12% | 2029.2639 | 1865.3155 | 2029.2639 | 1865.3155
838.408 | 164.041 | 3.5486 | 47.6144 | 0 | 2598.8321 | 245.3486 | 2.2396e-11 | 7.735e-13% | 3059.3847 | 2895.3437 | 3059.3847 | 2895.3437
838.44 | 164.1422 | 3.5492 | 47.6455 | 0 | 3608.1532 | 245.4631 | 2.2453e-11 | 5.75e-13% | 4068.9531 | 3904.811 | 4068.9531 | 3904.811
838.472 | 164.1708 | 3.5496 | 47.6563 | 0 | 4028.3581 | 245.5657 | 2.1828e-11 | 5.047e-13% | 4489.3004 | 4325.1296 | 4489.3004 | 4325.1296
838.504 | 164.041 | 3.5487 | 47.6244 | 0 | 3569.7997 | 245.5972 | 2.2567e-11 | 5.836e-13% | 4030.6109 | 3866.5699 | 4030.6109 | 3866.5699
838.536 | 163.6937 | 3.5457 | 47.5348 | 0 | 2500.9686 | 245.5138 | 2.2624e-11 | 8.087e-13% | 2961.2566 | 2797.5629 | 2961.2566 | 2797.5629
838.568 | 163.1261 | 3.5406 | 47.387 | 0 | 1383.56 | 245.3117 | 2.2681e-11 | 1.35e-12% | 1842.9254 | 1679.7993 | 1842.9254 | 1679.7993
838.6 | 162.4096 | 3.5343 | 47.1989 | 0 | 604.1629 | 245.0472 | 2.2737e-11 | 2.527e-12% | 1062.3529 | 899.9433 | 1062.3529 | 899.9433
838.632 | 161.6616 | 3.5287 | 47 | 0 | 208.2228 | 244.8138 | 2.2737e-11 | 4.515e-12% | 665.2269 | 503.5652 | 665.2269 | 503.5652
838.664 | 160.9738 | 3.5246 | 46.8141 | 0 | 56.6402 | 244.6714 | 2.2794e-11 | 6.482e-12% | 512.6241 | 351.6504 | 512.6241 | 351.6504
838.696 | 160.3675 | 3.522 | 46.6482 | 0 | 12.1801 | 244.6062 | 2.2851e-11 | 7.444e-12% | 467.324 | 306.9565 | 467.324 | 306.9565
838.728 | 159.8339 | 3.5201 | 46.5014 | 0 | 2.1875 | 244.5825 | 2.2908e-11 | 7.719e-12% | 456.6253 | 296.7914 | 456.6253 | 296.7914
838.76 | 159.3997 | 3.5193 | 46.3807 | 0 | 0.8696 | 244.6176 | 2.2965e-11 | 7.774e-12% | 454.7869 | 295.3872 | 454.7869 | 295.3872
838.792 | 159.1235 | 3.5205 | 46.3004 | 0 | 2.2135 | 244.7678 | 2.3022e-11 | 7.757e-12% | 455.9257 | 296.8022 | 455.9257 | 296.8022
838.824 | 159.0278 | 3.524 | 46.2664 | 0 | 6.3379 | 245.0427 | 2.3078e-11 | 7.663e-12% | 460.1988 | 301.171 | 460.1988 | 301.171
838.856 | 159.0645 | 3.5284 | 46.2683 | 0 | 14.5131 | 245.3701 | 2.3078e-11 | 7.452e-12% | 468.7444 | 309.6799 | 468.7444 | 309.6799
838.888 | 159.1545 | 3.5321 | 46.2878 | 0 | 26.2283 | 245.6547 | 2.3135e-11 | 7.192e-12% | 480.8574 | 321.7029 | 480.8574 | 321.7029
838.92 | 159.2408 | 3.5341 | 46.3107 | 0 | 37.4097 | 245.8492 | 2.3192e-11 | 6.962e-12% | 492.3444 | 333.1037 | 492.3444 | 333.1037
838.952 | 159.3049 | 3.5348 | 46.3308 | 0 | 42.1159 | 245.969 | 2.3306e-11 | 6.896e-12% | 497.2554 | 337.9504 | 497.2554 | 337.9504
838.984 | 159.3598 | 3.5351 | 46.3493 | 0 | 37.4585 | 246.0652 | 2.3306e-11 | 6.99e-12% | 492.7679 | 333.4081 | 492.7679 | 333.4081
839.016 | 159.4381 | 3.5358 | 46.3734 | 0 | 26.521 | 246.1901 | 2.3363e-11 | 7.242e-12% | 482.0585 | 322.6203 | 482.0585 | 322.6203
839.048 | 159.5736 | 3.5375 | 46.4119 | 0 | 15.8787 | 246.3633 | 2.3419e-11 | 7.502e-12% | 471.765 | 312.1914 | 471.765 | 312.1914
839.08 | 159.7833 | 3.5395 | 46.4707 | 0 | 11.3757 | 246.5595 | 2.3476e-11 | 7.624e-12% | 467.7287 | 307.9454 | 467.7287 | 307.9454
839.112 | 160.072 | 3.5413 | 46.5535 | 0 | 16.9034 | 246.7369 | 2.3476e-11 | 7.483e-12% | 473.807 | 313.7351 | 473.807 | 313.7351
839.144 | 160.4509 | 3.5424 | 46.664 | 0 | 34.7821 | 246.8811 | 2.3533e-11 | 7.091e-12% | 492.3205 | 331.8696 | 492.3205 | 331.8696
839.176 | 160.9377 | 3.5433 | 46.8067 | 0 | 63.7309 | 247.0119 | 2.359e-11 | 6.533e-12% | 522.0304 | 361.0927 | 522.0304 | 361.0927
839.208 | 161.536 | 3.5443 | 46.9815 | 0 | 96.2102 | 247.1529 | 2.3647e-11 | 6.003e-12% | 555.425 | 393.8889 | 555.425 | 393.8889
839.24 | 162.2227 | 3.5456 | 47.1816 | 0 | 121.529 | 247.3043 | 2.3761e-11 | 5.663e-12% | 581.7833 | 419.5606 | 581.7833 | 419.5606
839.272 | 162.9593 | 3.5467 | 47.3966 | 0 | 134.0025 | 247.4474 | 2.3761e-11 | 5.495e-12% | 595.3524 | 432.3931 | 595.3524 | 432.3931
839.304 | 163.7121 | 3.5473 | 47.6174 | 0 | 135.8843 | 247.5661 | 2.3817e-11 | 5.48e-12% | 598.3272 | 434.6151 | 598.3272 | 434.6151
839.336 | 164.4574 | 3.5476 | 47.8371 | 0 | 131.0482 | 247.6595 | 2.3874e-11 | 5.551e-12% | 594.5498 | 430.0924 | 594.5498 | 430.0924
839.368 | 165.1704 | 3.5475 | 48.0482 | 0 | 119.2005 | 247.7362 | 2.3931e-11 | 5.718e-12% | 583.7028 | 418.5324 | 583.7028 | 418.5324
839.4 | 165.8152 | 3.5472 | 48.24 | 0 | 98.4319 | 247.8026 | 2.3988e-11 | 6.027e-12% | 563.8368 | 398.0216 | 563.8368 | 398.0216
839.432 | 166.3458 | 3.5467 | 48.3992 | 0 | 70.8554 | 247.855 | 2.3988e-11 | 6.472e-12% | 537.002 | 370.6563 | 537.002 | 370.6563
839.464 | 166.7148 | 3.5456 | 48.5129 | 0 | 43.1188 | 247.8756 | 2.4045e-11 | 7.009e-12% | 509.7676 | 343.0528 | 509.7676 | 343.0528
839.496 | 166.8825 | 3.5433 | 48.5711 | 0 | 21.7161 | 247.8318 | 2.4102e-11 | 7.493e-12% | 488.5448 | 321.6623 | 488.5448 | 321.6623
839.528 | 166.8293 | 3.5394 | 48.5699 | 0 | 8.928 | 247.6905 | 2.4158e-11 | 7.825e-12% | 475.5571 | 308.7278 | 475.5571 | 308.7278
839.56 | 166.5804 | 3.5337 | 48.5163 | 0 | 3.0299 | 247.4527 | 2.4215e-11 | 8.004e-12% | 469.113 | 302.5326 | 469.113 | 302.5326
839.592 | 166.223 | 3.5274 | 48.4325 | 0 | 1.1445 | 247.1858 | 2.4272e-11 | 8.083e-12% | 466.5132 | 300.2902 | 466.5132 | 300.2902
839.624 | 165.8843 | 3.5228 | 48.3497 | 0 | 1.4953 | 247.0065 | 2.4329e-11 | 8.1e-12% | 466.2586 | 300.3743 | 466.2586 | 300.3743
839.656 | 165.6659 | 3.5214 | 48.2931 | 0 | 3.8865 | 247.0088 | 2.4386e-11 | 8.056e-12% | 468.3757 | 302.7098 | 468.3757 | 302.7098
839.688 | 165.5925 | 3.5234 | 48.2694 | 0 | 8.8398 | 247.2025 | 2.4443e-11 | 7.94e-12% | 473.4275 | 307.835 | 473.4275 | 307.835
839.72 | 165.6168 | 3.5275 | 48.2684 | 0 | 15.9692 | 247.5173 | 2.45e-11 | 7.771e-12% | 480.8993 | 315.2824 | 480.8993 | 315.2824
839.752 | 165.6623 | 3.532 | 48.2729 | 0 | 22.776 | 247.852 | 2.4556e-11 | 7.616e-12% | 488.0953 | 322.433 | 488.0953 | 322.433
839.784 | 165.6604 | 3.5353 | 48.267 | 0 | 25.6378 | 248.1178 | 2.4556e-11 | 7.543e-12% | 491.2183 | 325.5579 | 491.2183 | 325.5579
839.816 | 165.5672 | 3.5364 | 48.2406 | 0 | 22.8772 | 248.2584 | 2.4613e-11 | 7.622e-12% | 488.4797 | 322.9125 | 488.4797 | 322.9125
839.848 | 165.3677 | 3.5349 | 48.1902 | 0 | 16.9272 | 248.2554 | 2.467e-11 | 7.785e-12% | 482.2754 | 316.9077 | 482.2754 | 316.9077
839.88 | 165.0823 | 3.5313 | 48.1204 | 0 | 16.0036 | 248.1359 | 2.4727e-11 | 7.83e-12% | 480.8735 | 315.7912 | 480.8735 | 315.7912
839.912 | 164.7762 | 3.5271 | 48.0461 | 0 | 46.1645 | 247.9824 | 2.4784e-11 | 7.169e-12% | 510.4962 | 345.72 | 510.4962 | 345.72
839.944 | 164.5451 | 3.5244 | 47.9894 | 0 | 198.4044 | 247.9124 | 2.4841e-11 | 4.99e-12% | 662.3758 | 497.8307 | 662.3758 | 497.8307
839.976 | 164.4595 | 3.5247 | 47.9669 | 0 | 724.8983 | 248.0102 | 2.4897e-11 | 2.43e-12% | 1188.8596 | 1024.4001 | 1188.8596 | 1024.4001
840.008 | 164.5132 | 3.5277 | 47.9775 | 0 | 2102.3597 | 248.2646 | 2.4954e-11 | 1.039e-12% | 2566.6428 | 2402.1296 | 2566.6428 | 2402.1296
840.04 | 164.6336 | 3.5319 | 48.0046 | 0 | 4814.2446 | 248.5831 | 2.5011e-11 | 4.89e-13% | 5278.9977 | 5114.3641 | 5278.9977 | 5114.3641
840.072 | 164.7387 | 3.5354 | 48.0293 | 0 | 8701.2015 | 248.8615 | 2.5068e-11 | 2.785e-13% | 9166.3664 | 9001.6277 | 9166.3664 | 9001.6277
840.104 | 164.7811 | 3.5371 | 48.0405 | 0 | 12412.9425 | 249.0381 | 2.5125e-11 | 1.976e-13% | 12878.3393 | 12713.5582 | 12878.3393 | 12713.5582
840.136 | 164.7516 | 3.5367 | 48.0363 | 0 | 13979.2142 | 249.0984 | 2.9104e-11 | 2.038e-13% | 14444.6372 | 14279.8857 | 14444.6372 | 14279.8857
840.168 | 164.6686 | 3.5347 | 48.0209 | 0 | 12433.0976 | 249.0632 | 2.5238e-11 | 1.982e-13% | 12898.3851 | 12733.7165 | 12898.3851 | 12733.7165
840.2 | 164.5723 | 3.5318 | 48.0038 | 0 | 8742.084 | 248.9814 | 2.5295e-11 | 2.797e-13% | 9207.1734 | 9042.6011 | 9207.1734 | 9042.6011
840.232 | 164.5165 | 3.5292 | 47.9976 | 0 | 4872.3383 | 248.9211 | 2.5352e-11 | 4.901e-13% | 5337.3027 | 5172.7862 | 5337.3027 | 5172.7862
840.264 | 164.5476 | 3.5282 | 48.0129 | 0 | 2166.8593 | 248.9436 | 2.5352e-11 | 1.028e-12% | 2631.8915 | 2467.3439 | 2631.8915 | 2467.3439
840.296 | 164.6791 | 3.529 | 48.0525 | 0 | 781.4073 | 249.0722 | 2.5409e-11 | 2.348e-12% | 1246.7401 | 1082.061 | 1246.7401 | 1082.061
840.328 | 164.8819 | 3.5312 | 48.1094 | 0 | 236.7548 | 249.2803 | 2.5466e-11 | 4.736e-12% | 702.5575 | 537.6756 | 702.5575 | 537.6756
840.36 | 165.1006 | 3.5338 | 48.1699 | 0 | 64.2079 | 249.5084 | 2.5523e-11 | 6.984e-12% | 530.5207 | 365.4201 | 530.5207 | 365.4201
840.392 | 165.2842 | 3.5358 | 48.2219 | 0 | 16.721 | 249.6999 | 2.558e-11 | 8.039e-12% | 483.4627 | 318.1785 | 483.4627 | 318.1785
840.424 | 165.4076 | 3.5365 | 48.2592 | 0 | 4.2494 | 249.8263 | 2.5636e-11 | 8.381e-12% | 471.2791 | 305.8715 | 471.2791 | 305.8715
840.456 | 165.4744 | 3.5362 | 48.2829 | 0 | 0.99624 | 249.8906 | 2.5693e-11 | 8.488e-12% | 468.1804 | 302.706 | 468.1804 | 302.706
840.488 | 165.5049 | 3.5352 | 48.2979 | 0 | 0.19218 | 249.9144 | 2.575e-11 | 8.528e-12% | 467.4446 | 301.9397 | 467.4446 | 301.9397
840.52 | 165.5215 | 3.5339 | 48.3095 | 0 | 0.032567 | 249.9216 | 2.5807e-11 | 8.551e-12% | 467.3191 | 301.7976 | 467.3191 | 301.7976
840.552 | 165.5364 | 3.5325 | 48.321 | 0 | 0.0043566 | 249.9236 | 2.5864e-11 | 8.57e-12% | 467.3178 | 301.7814 | 467.3178 | 301.7814
840.584 | 165.5474 | 3.5309 | 48.332 | 0 | 0.00046002 | 249.9145 | 2.5921e-11 | 8.589e-12% | 467.3252 | 301.7778 | 467.3252 | 301.7778
840.616 | 165.5429 | 3.5288 | 48.3398 | 0 | 1.399e-07 | 249.8779 | 2.5977e-11 | 8.609e-12% | 467.2894 | 301.7465 | 467.2894 | 301.7465
840.648 | 165.5044 | 3.5258 | 48.3403 | 0 | 0 | 249.791 | 2.6034e-11 | 8.63e-12% | 467.1615 | 301.6571 | 467.1615 | 301.6571
840.68 | 165.4118 | 3.5215 | 48.3287 | 0 | 0 | 249.6315 | 2.6091e-11 | 8.654e-12% | 466.8935 | 301.4817 | 466.8935 | 301.4817
840.712 | 165.2727 | 3.5163 | 48.3065 | 0 | 0 | 249.414 | 2.6148e-11 | 8.68e-12% | 466.5095 | 301.2368 | 466.5095 | 301.2368
840.744 | 165.1596 | 3.5116 | 48.2902 | 0 | 0 | 249.2338 | 2.6205e-11 | 8.705e-12% | 466.1952 | 301.0357 | 466.1952 | 301.0357
840.776 | 165.1838 | 3.5102 | 48.305 | 0 | 0 | 249.2333 | 2.6262e-11 | 8.723e-12% | 466.2323 | 301.0486 | 466.2323 | 301.0486
840.808 | 165.3979 | 3.5132 | 48.3629 | 0 | 0 | 249.4836 | 2.6319e-11 | 8.733e-12% | 466.7575 | 301.3596 | 466.7575 | 301.3596
840.84 | 165.7331 | 3.5192 | 48.4474 | 0 | 0 | 249.907 | 2.6375e-11 | 8.737e-12% | 467.6067 | 301.8736 | 467.6067 | 301.8736
840.872 | 166.0488 | 3.5253 | 48.5259 | 0 | 0 | 250.3376 | 2.6432e-11 | 8.741e-12% | 468.4376 | 302.3888 | 468.4376 | 302.3888
840.904 | 166.2304 | 3.5292 | 48.5716 | 0 | 0 | 250.6387 | 2.6489e-11 | 8.75e-12% | 468.9699 | 302.7395 | 468.9699 | 302.7395
840.936 | 166.2257 | 3.5296 | 48.5723 | 0 | 0 | 250.7482 | 2.6546e-11 | 8.765e-12% | 469.0758 | 302.8501 | 469.0758 | 302.8501
840.968 | 166.0171 | 3.5264 | 48.5239 | 0 | 0 | 250.6451 | 2.6603e-11 | 8.789e-12% | 468.7124 | 302.6954 | 468.7124 | 302.6954
841 | 165.6065 | 3.5195 | 48.4268 | 0 | 5.5928e-13 | 250.3324 | 2.666e-11 | 8.82e-12% | 467.8851 | 302.2786 | 467.8851 | 302.2786
841.032 | 165.0499 | 3.51 | 48.2942 | 0 | 0 | 249.8763 | 2.6716e-11 | 8.856e-12% | 466.7304 | 301.6805 | 466.7304 | 301.6805
841.064 | 164.4852 | 3.5009 | 48.1583 | 0 | 3.2266e-13 | 249.4393 | 2.6773e-11 | 8.892e-12% | 465.5837 | 301.0985 | 465.5837 | 301.0985
841.096 | 164.0805 | 3.4956 | 48.0584 | 0 | 0 | 249.2173 | 2.683e-11 | 8.92e-12% | 464.8519 | 300.7714 | 464.8519 | 300.7714
841.128 | 163.9255 | 3.4958 | 48.0156 | 0 | 0 | 249.3119 | 2.6887e-11 | 8.938e-12% | 464.7488 | 300.8233 | 464.7488 | 300.8233
841.16 | 163.9807 | 3.5007 | 48.021 | 0 | 0 | 249.671 | 2.6944e-11 | 8.946e-12% | 465.1734 | 301.1927 | 465.1734 | 301.1927
841.192 | 164.1336 | 3.5077 | 48.0489 | 0 | 0 | 250.1559 | 2.7001e-11 | 8.949e-12% | 465.8461 | 301.7125 | 465.8461 | 301.7125
841.224 | 164.2804 | 3.5147 | 48.0754 | 0 | 0 | 250.6375 | 2.7057e-11 | 8.953e-12% | 466.508 | 302.2276 | 466.508 | 302.2276
841.256 | 164.3598 | 3.5202 | 48.0865 | 0 | 0 | 251.0349 | 2.7114e-11 | 8.959e-12% | 467.0014 | 302.6416 | 467.0014 | 302.6416
841.288 | 164.3531 | 3.5238 | 48.0781 | 0 | 0 | 251.317 | 2.7171e-11 | 8.97e-12% | 467.272 | 302.9189 | 467.272 | 302.9189
841.32 | 164.2821 | 3.5256 | 48.0558 | 0 | 0 | 251.5023 | 2.7228e-11 | 8.984e-12% | 467.3657 | 303.0836 | 467.3657 | 303.0836
841.352 | 164.1916 | 3.5265 | 48.0301 | 0 | 0 | 251.64 | 2.7285e-11 | 8.999e-12% | 467.3882 | 303.1966 | 467.3882 | 303.1966
841.384 | 164.1142 | 3.5274 | 48.0087 | 0 | 0 | 251.7707 | 2.7342e-11 | 9.015e-12% | 467.4209 | 303.3068 | 467.4209 | 303.3068
841.416 | 164.0506 | 3.5282 | 47.9915 | 0 | 1.1208e-05 | 251.9018 | 2.7399e-11 | 9.03e-12% | 467.4722 | 303.4216 | 467.4722 | 303.4216
841.448 | 163.9806 | 3.5289 | 47.9729 | 0 | 0.036855 | 252.0205 | 2.7455e-11 | 9.044e-12% | 467.5397 | 303.5591 | 467.5397 | 303.5591
841.48 | 163.8842 | 3.5291 | 47.9476 | 0 | 0.34903 | 252.1159 | 2.7512e-11 | 9.052e-12% | 467.8258 | 303.9416 | 467.8258 | 303.9416
841.512 | 163.7507 | 3.5289 | 47.9125 | 0 | 2.6091 | 252.1859 | 2.7569e-11 | 9.003e-12% | 469.9871 | 306.2364 | 469.9871 | 306.2364
841.544 | 163.5752 | 3.5282 | 47.8663 | 0 | 15.394 | 252.2299 | 2.7626e-11 | 8.66e-12% | 482.5936 | 319.0184 | 482.5936 | 319.0184
841.576 | 163.3542 | 3.527 | 47.8081 | 0 | 71.688 | 252.2445 | 2.7683e-11 | 7.377e-12% | 538.6218 | 375.2676 | 538.6218 | 375.2676
841.608 | 163.0847 | 3.5252 | 47.7374 | 0 | 263.4903 | 252.2209 | 2.774e-11 | 4.893e-12% | 730.0584 | 566.9738 | 730.0584 | 566.9738
841.64 | 162.7588 | 3.5223 | 47.6531 | 0 | 764.3646 | 252.1392 | 2.7796e-11 | 2.603e-12% | 1230.4381 | 1067.6794 | 1230.4381 | 1067.6794
841.672 | 162.3662 | 3.518 | 47.5536 | 0 | 1750.0477 | 251.9724 | 2.7853e-11 | 1.357e-12% | 2215.4578 | 2053.0916 | 2215.4578 | 2053.0916
841.704 | 161.9226 | 3.5123 | 47.4431 | 0 | 3162.3423 | 251.7253 | 2.7967e-11 | 8.071e-13% | 3626.9455 | 3465.0229 | 3626.9455 | 3465.0229
841.736 | 161.5065 | 3.5066 | 47.3404 | 0 | 4509.9811 | 251.4849 | 2.8024e-11 | 5.823e-13% | 4973.8196 | 4812.313 | 4973.8196 | 4812.313
841.768 | 161.2384 | 3.5037 | 47.2735 | 0 | 5076.2755 | 251.3966 | 2.9104e-11 | 5.411e-13% | 5539.6877 | 5378.4493 | 5539.6877 | 5378.4493
841.8 | 161.187 | 3.5049 | 47.2584 | 0 | 4509.3974 | 251.5466 | 2.8137e-11 | 5.848e-13% | 4972.8942 | 4811.7072 | 4972.8942 | 4811.7072
841.832 | 161.2985 | 3.5091 | 47.2824 | 0 | 3161.5007 | 251.8713 | 2.8194e-11 | 8.139e-13% | 3625.462 | 3464.1635 | 3625.462 | 3464.1635
841.864 | 161.4389 | 3.5135 | 47.3143 | 0 | 1749.3166 | 252.2078 | 2.8251e-11 | 1.377e-12% | 2213.791 | 2052.3522 | 2213.791 | 2052.3522
841.896 | 161.5014 | 3.5159 | 47.3291 | 0 | 763.9115 | 252.4263 | 2.8308e-11 | 2.653e-12% | 1228.6842 | 1067.1827 | 1228.6842 | 1067.1827
841.928 | 161.461 | 3.5157 | 47.3207 | 0 | 263.2791 | 252.4999 | 2.8365e-11 | 5.006e-12% | 728.0765 | 566.6155 | 728.0765 | 566.6155
841.96 | 161.3415 | 3.5137 | 47.2944 | 0 | 71.6124 | 252.466 | 2.8422e-11 | 7.581e-12% | 536.228 | 374.8865 | 536.228 | 374.8865
841.992 | 161.1659 | 3.5105 | 47.255 | 0 | 15.373 | 252.3651 | 2.8479e-11 | 8.941e-12% | 479.6696 | 318.5036 | 479.6696 | 318.5036
842.024 | 160.9587 | 3.5069 | 47.2076 | 0 | 2.6045 | 252.2401 | 2.8535e-11 | 9.339e-12% | 466.5178 | 305.5591 | 466.5178 | 305.5591
842.056 | 160.7781 | 3.5043 | 47.1655 | 0 | 0.34825 | 252.1712 | 2.8592e-11 | 9.43e-12% | 463.9673 | 303.1892 | 463.9673 | 303.1892
842.088 | 160.7036 | 3.5043 | 47.1471 | 0 | 0.036748 | 252.2558 | 2.8649e-11 | 9.457e-12% | 463.6476 | 302.9441 | 463.6476 | 302.9441
842.12 | 160.7673 | 3.5076 | 47.1607 | 0 | 0 | 252.5228 | 2.8706e-11 | 9.468e-12% | 463.9584 | 303.1911 | 463.9584 | 303.1911
842.152 | 160.9168 | 3.5125 | 47.1945 | 0 | 5.5793e-13 | 252.8914 | 2.8763e-11 | 9.474e-12% | 464.5152 | 303.5984 | 464.5152 | 303.5984
842.184 | 161.061 | 3.5171 | 47.2279 | 0 | 1.9628e-13 | 253.2362 | 2.882e-11 | 9.481e-12% | 465.0421 | 303.9811 | 465.0421 | 303.9811
842.216 | 161.1433 | 3.5199 | 47.2476 | 0 | 0.00035366 | 253.4825 | 2.8933e-11 | 9.51e-12% | 465.3937 | 304.2504 | 465.3937 | 304.2504
842.248 | 161.1641 | 3.5211 | 47.2538 | 0 | 0.0036075 | 253.6339 | 2.899e-11 | 9.523e-12% | 465.5766 | 304.4125 | 465.5766 | 304.4125
842.28 | 161.1535 | 3.5214 | 47.2532 | 0 | 0.027491 | 253.7332 | 2.9047e-11 | 9.538e-12% | 465.6888 | 304.5354 | 465.6888 | 304.5354
842.312 | 161.1365 | 3.5214 | 47.2516 | 0 | 0.1666 | 253.8166 | 2.9104e-11 | 9.55e-12% | 465.8927 | 304.7562 | 465.8927 | 304.7562
842.344 | 161.1198 | 3.5214 | 47.2503 | 0 | 0.80109 | 253.897 | 2.9161e-11 | 9.546e-12% | 466.5896 | 305.4698 | 466.5896 | 305.4698
842.376 | 161.0962 | 3.5213 | 47.2471 | 0 | 3.0688 | 253.9731 | 2.9218e-11 | 9.492e-12% | 468.9066 | 307.8103 | 468.9066 | 307.8103
842.408 | 161.0539 | 3.5211 | 47.2386 | 0 | 9.4004 | 254.0429 | 2.9274e-11 | 9.317e-12% | 475.257 | 314.203 | 475.257 | 314.203
842.44 | 160.9824 | 3.5208 | 47.2218 | 0 | 23.1621 | 254.1092 | 2.9331e-11 | 8.942e-12% | 488.9962 | 328.0139 | 488.9962 | 328.0139
842.472 | 160.8737 | 3.5205 | 47.194 | 0 | 46.3425 | 254.1762 | 2.9388e-11 | 8.367e-12% | 512.1069 | 351.2332 | 512.1069 | 351.2332
842.504 | 160.7242 | 3.5203 | 47.1541 | 0 | 76.4055 | 254.2457 | 2.9445e-11 | 7.722e-12% | 542.0497 | 381.3255 | 542.0497 | 381.3255
842.536 | 160.5377 | 3.5201 | 47.1033 | 0 | 106.0059 | 254.317 | 2.9559e-11 | 7.193e-12% | 571.484 | 410.9463 | 571.484 | 410.9463
842.568 | 160.3267 | 3.5199 | 47.0452 | 0 | 126.9866 | 254.3898 | 2.9559e-11 | 6.843e-12% | 592.2683 | 431.9415 | 592.2683 | 431.9415
842.6 | 160.1092 | 3.5198 | 46.9852 | 0 | 134.5545 | 254.4635 | 2.9672e-11 | 6.751e-12% | 599.6321 | 439.523 | 599.6321 | 439.523
842.632 | 159.9018 | 3.5196 | 46.9282 | 0 | 127.9524 | 254.5367 | 2.9672e-11 | 6.854e-12% | 592.8387 | 432.9369 | 592.8387 | 432.9369
842.664 | 159.7174 | 3.5194 | 46.878 | 0 | 109.7115 | 254.6061 | 2.9786e-11 | 7.182e-12% | 574.4324 | 414.715 | 574.4324 | 414.715
842.696 | 159.5656 | 3.5191 | 46.8377 | 0 | 86.0833 | 254.669 | 2.9786e-11 | 7.616e-12% | 550.6746 | 391.109 | 550.6746 | 391.109
842.728 | 159.456 | 3.5186 | 46.8101 | 0 | 66.8066 | 254.7247 | 2.99e-11 | 8.041e-12% | 531.3161 | 371.86 | 531.3161 | 371.86
842.76 | 159.3986 | 3.5181 | 46.7979 | 0 | 61.5444 | 254.7761 | 2.9956e-11 | 8.171e-12% | 526.0351 | 366.6365 | 526.0351 | 366.6365
842.792 | 159.3992 | 3.5175 | 46.8029 | 0 | 73.9664 | 254.8269 | 3.0013e-11 | 7.917e-12% | 538.5129 | 379.1137 | 538.5129 | 379.1137
842.824 | 159.455 | 3.517 | 46.824 | 0 | 98.8156 | 254.8777 | 3.007e-11 | 7.442e-12% | 563.4893 | 404.0343 | 563.4893 | 404.0343
842.856 | 159.5529 | 3.5163 | 46.8577 | 0 | 127.3376 | 254.9238 | 3.0127e-11 | 6.964e-12% | 592.1884 | 432.6355 | 592.1884 | 432.6355
842.888 | 159.6743 | 3.5155 | 46.8989 | 0 | 156.4155 | 254.9563 | 3.0241e-11 | 6.549e-12% | 621.4605 | 461.7862 | 621.4605 | 461.7862
842.92 | 159.8021 | 3.5143 | 46.9429 | 0 | 187.4338 | 254.9683 | 3.0298e-11 | 6.147e-12% | 652.6614 | 492.8592 | 652.6614 | 492.8592
842.952 | 159.9293 | 3.5127 | 46.9875 | 0 | 214.003 | 254.962 | 3.0354e-11 | 5.843e-12% | 679.3945 | 519.4652 | 679.3945 | 519.4652
842.984 | 160.0647 | 3.5112 | 47.0344 | 0 | 222.2707 | 254.9568 | 3.0468e-11 | 5.773e-12% | 687.8378 | 527.7731 | 687.8378 | 527.7731
843.016 | 160.2273 | 3.5103 | 47.0881 | 0 | 223.3704 | 254.9826 | 3.0468e-11 | 5.76e-12% | 689.1785 | 528.9512 | 689.1785 | 528.9512
843.048 | 160.4245 | 3.5101 | 47.1498 | 0 | 315.9489 | 255.0554 | 3.0525e-11 | 4.91e-12% | 782.0886 | 621.6642 | 782.0886 | 621.6642
843.08 | 160.6347 | 3.5104 | 47.2143 | 0 | 769.3786 | 255.1561 | 3.0639e-11 | 2.849e-12% | 1235.8941 | 1075.2594 | 1235.8941 | 1075.2594
843.112 | 160.8161 | 3.5105 | 47.2709 | 0 | 2062.6458 | 255.2422 | 3.0695e-11 | 1.296e-12% | 2529.4855 | 2368.6693 | 2529.4855 | 2368.6693
843.144 | 160.9328 | 3.5097 | 47.3106 | 0 | 4664.9666 | 255.2804 | 3.0752e-11 | 6.186e-13% | 5132.0001 | 4971.0673 | 5132.0001 | 4971.0673
843.176 | 160.9667 | 3.508 | 47.3286 | 0 | 8414.7815 | 255.2619 | 3.0809e-11 | 3.533e-13% | 8881.8467 | 8720.8801 | 8881.8467 | 8720.8801
843.208 | 160.9071 | 3.5053 | 47.3216 | 0 | 11998.5322 | 255.1914 | 3.0866e-11 | 2.509e-13% | 12465.4577 | 12304.5506 | 12465.4577 | 12304.5506
843.24 | 160.7501 | 3.5021 | 47.2878 | 0 | 13505.886 | 255.0859 | 2.9104e-11 | 2.107e-13% | 13972.5119 | 13811.7618 | 13972.5119 | 13811.7618
843.272 | 160.5179 | 3.4992 | 47.2311 | 0 | 11999.8021 | 254.9978 | 3.098e-11 | 2.518e-13% | 12466.0481 | 12305.5302 | 12466.0481 | 12305.5302
843.304 | 160.2615 | 3.498 | 47.1626 | 0 | 8418.5932 | 255.0111 | 3.1093e-11 | 3.564e-13% | 8884.5264 | 8724.2649 | 8884.5264 | 8724.2649
843.336 | 160.0163 | 3.4995 | 47.0901 | 0 | 4672.6948 | 255.1773 | 3.115e-11 | 6.257e-13% | 5138.4779 | 4978.4617 | 5138.4779 | 4978.4617
843.368 | 159.7609 | 3.5028 | 47.0093 | 0 | 2071.8657 | 255.457 | 3.1207e-11 | 1.312e-12% | 2537.5957 | 2377.8348 | 2537.5957 | 2377.8348
843.4 | 159.44 | 3.5064 | 46.9087 | 0 | 768.3715 | 255.7487 | 3.1264e-11 | 2.91e-12% | 1233.9754 | 1074.5353 | 1233.9754 | 1074.5353
843.432 | 159.0273 | 3.5089 | 46.7841 | 0 | 284.3113 | 255.9743 | 3.1378e-11 | 5.313e-12% | 749.6058 | 590.5785 | 749.6058 | 590.5785
843.464 | 158.5535 | 3.51 | 46.645 | 0 | 145.7415 | 256.1237 | 3.1378e-11 | 6.942e-12% | 610.5737 | 452.0201 | 610.5737 | 452.0201
843.496 | 158.0782 | 3.5104 | 46.5076 | 0 | 106.6856 | 256.229 | 3.1491e-11 | 7.626e-12% | 571.0107 | 412.9325 | 571.0107 | 412.9325
843.528 | 157.6464 | 3.5105 | 46.3837 | 0 | 95.394 | 256.3166 | 3.1548e-11 | 7.856e-12% | 559.2513 | 401.6048 | 559.2513 | 401.6048
843.56 | 157.2722 | 3.5103 | 46.2775 | 0 | 111.5254 | 256.3884 | 3.1605e-11 | 7.566e-12% | 574.9738 | 417.7016 | 574.9738 | 417.7016
843.592 | 156.9496 | 3.5097 | 46.1875 | 0 | 158.1609 | 256.4344 | 3.1662e-11 | 6.819e-12% | 621.2422 | 464.2926 | 621.2422 | 464.2926
843.624 | 156.6721 | 3.5086 | 46.1118 | 0 | 214.3197 | 256.4554 | 3.1719e-11 | 6.095e-12% | 677.0676 | 520.3955 | 677.0676 | 520.3955
843.656 | 156.4397 | 3.5074 | 46.0497 | 0 | 243.5083 | 256.4691 | 3.1832e-11 | 5.793e-12% | 705.9742 | 549.5345 | 705.9742 | 549.5345
843.688 | 156.2491 | 3.5064 | 45.9994 | 0 | 223.9101 | 256.4931 | 3.1832e-11 | 6.007e-12% | 686.1581 | 529.909 | 686.1581 | 529.909
843.72 | 156.0752 | 3.5054 | 45.9543 | 0 | 167.2032 | 256.5138 | 3.1946e-11 | 6.751e-12% | 629.2519 | 473.1767 | 629.2519 | 473.1767
843.752 | 155.871 | 3.5034 | 45.9029 | 0 | 104.9085 | 256.4791 | 3.2003e-11 | 7.79e-12% | 566.6649 | 410.7939 | 566.6649 | 410.7939
843.784 | 155.6027 | 3.4996 | 45.8373 | 0 | 60.0287 | 256.3399 | 3.206e-11 | 8.767e-12% | 521.3081 | 365.7055 | 521.3081 | 365.7055
843.816 | 155.3016 | 3.4945 | 45.7657 | 0 | 35.1952 | 256.1197 | 3.2173e-11 | 9.447e-12% | 495.8766 | 340.575 | 495.8766 | 340.575
843.848 | 155.0763 | 3.4899 | 45.7148 | 0 | 21.9709 | 255.9355 | 3.223e-11 | 9.853e-12% | 482.1874 | 327.1111 | 482.1874 | 327.1111
843.88 | 155.0455 | 3.4882 | 45.7136 | 0 | 13.299 | 255.9197 | 3.2287e-11 | 1.014e-11% | 473.4661 | 318.4206 | 473.4661 | 318.4206
843.912 | 155.2445 | 3.4899 | 45.771 | 0 | 6.9951 | 256.1012 | 3.2344e-11 | 1.035e-11% | 467.6017 | 312.3571 | 467.6017 | 312.3571
843.944 | 155.6036 | 3.4933 | 45.8709 | 0 | 3.014 | 256.3804 | 3.2401e-11 | 1.049e-11% | 464.3622 | 308.7586 | 464.3622 | 308.7586
843.976 | 156.0272 | 3.4962 | 45.9911 | 0 | 1.0395 | 256.6325 | 3.2458e-11 | 1.057e-11% | 463.1865 | 307.1592 | 463.1865 | 307.1592
844.008 | 156.4796 | 3.4979 | 46.1229 | 0 | 0.28458 | 256.8168 | 3.2571e-11 | 1.062e-11% | 463.2018 | 306.7221 | 463.2018 | 306.7221
844.04 | 156.986 | 3.4992 | 46.272 | 0 | 0.061752 | 256.9765 | 3.2628e-11 | 1.063e-11% | 463.7954 | 306.8095 | 463.7954 | 306.8095
844.072 | 157.5693 | 3.5009 | 46.443 | 0 | 0.010614 | 257.158 | 3.2685e-11 | 1.064e-11% | 464.6818 | 307.1125 | 464.6818 | 307.1125
844.104 | 158.2054 | 3.5028 | 46.6289 | 0 | 0.0014449 | 257.3545 | 3.2742e-11 | 1.065e-11% | 465.693 | 307.4877 | 465.693 | 307.4877
844.136 | 158.8344 | 3.5043 | 46.814 | 0 | 0.00015592 | 257.5231 | 3.2855e-11 | 1.067e-11% | 466.676 | 307.8416 | 466.676 | 307.8416
844.168 | 159.4007 | 3.5047 | 46.9832 | 0 | 1.7222e-06 | 257.631 | 3.2912e-11 | 1.068e-11% | 467.5196 | 308.1189 | 467.5196 | 308.1189
844.2 | 159.8778 | 3.5041 | 47.1288 | 0 | 6.8834e-13 | 257.6765 | 3.2969e-11 | 1.069e-11% | 468.1872 | 308.3094 | 468.1872 | 308.3094
844.232 | 160.2712 | 3.5028 | 47.2514 | 0 | 8.174e-13 | 257.683 | 3.3026e-11 | 1.071e-11% | 468.7083 | 308.4371 | 468.7083 | 308.4371
844.264 | 160.6079 | 3.5014 | 47.3575 | 0 | 9.6798e-13 | 257.6857 | 3.3083e-11 | 1.072e-11% | 469.1525 | 308.5446 | 469.1525 | 308.5446
844.296 | 160.9188 | 3.5006 | 47.4548 | 0 | 1.2584e-12 | 257.717 | 3.3197e-11 | 1.075e-11% | 469.5912 | 308.6724 | 469.5912 | 308.6724
844.328 | 161.214 | 3.5003 | 47.546 | 0 | 9.142e-13 | 257.7855 | 3.3253e-11 | 1.077e-11% | 470.0457 | 308.8318 | 470.0457 | 308.8318
844.36 | 161.4676 | 3.5002 | 47.6247 | 0 | 1.4681e-12 | 257.8619 | 3.331e-11 | 1.078e-11% | 470.4545 | 308.9868 | 470.4545 | 308.9868
844.392 | 161.6357 | 3.4994 | 47.6799 | 0 | 0 | 257.8996 | 3.3367e-11 | 1.08e-11% | 470.7147 | 309.079 | 470.7147 | 309.079
844.424 | 161.6998 | 3.4978 | 47.7069 | 0 | 7.0716e-13 | 257.8831 | 3.3481e-11 | 1.083e-11% | 470.7876 | 309.0878 | 470.7876 | 309.0878
844.456 | 161.6977 | 3.4959 | 47.7147 | 0 | 6.3994e-13 | 257.8583 | 3.3538e-11 | 1.085e-11% | 470.7667 | 309.069 | 470.7667 | 309.069
844.488 | 161.6998 | 3.4953 | 47.7207 | 0 | 3.1728e-13 | 257.9 | 3.3594e-11 | 1.087e-11% | 470.8157 | 309.116 | 470.8157 | 309.116
844.52 | 161.7485 | 3.4962 | 47.736 | 0 | 9.142e-14 | 258.0415 | 3.3651e-11 | 1.088e-11% | 471.0222 | 309.2737 | 471.0222 | 309.2737
844.552 | 161.823 | 3.4982 | 47.7562 | 0 | 0.00069178 | 258.2411 | 3.3765e-11 | 1.091e-11% | 471.3192 | 309.4962 | 471.3192 | 309.4962
844.584 | 161.8634 | 3.4999 | 47.7671 | 0 | 0.0068501 | 258.4201 | 3.3822e-11 | 1.092e-11% | 471.5573 | 309.6939 | 471.5573 | 309.6939
844.616 | 161.8216 | 3.5002 | 47.7572 | 0 | 0.05182 | 258.5251 | 3.3879e-11 | 1.093e-11% | 471.656 | 309.8344 | 471.656 | 309.8344
844.648 | 161.6943 | 3.4994 | 47.7252 | 0 | 0.31026 | 258.5574 | 3.3936e-11 | 1.094e-11% | 471.7865 | 310.0922 | 471.7865 | 310.0922
844.68 | 161.5204 | 3.498 | 47.6807 | 0 | 1.4713 | 258.5609 | 3.4049e-11 | 1.094e-11% | 472.7313 | 311.2109 | 472.7313 | 311.2109
844.712 | 161.3552 | 3.4971 | 47.6379 | 0 | 5.53 | 258.5869 | 3.4106e-11 | 1.082e-11% | 476.607 | 315.2518 | 476.607 | 315.2518
844.744 | 161.236 | 3.4969 | 47.6067 | 0 | 16.4901 | 258.6572 | 3.4163e-11 | 1.047e-11% | 487.4868 | 326.2508 | 487.4868 | 326.2508
844.776 | 161.1673 | 3.4971 | 47.5891 | 0 | 39.0516 | 258.7556 | 3.422e-11 | 9.808e-12% | 510.0608 | 348.8935 | 510.0608 | 348.8935
844.808 | 161.1363 | 3.4974 | 47.5826 | 0 | 73.5316 | 258.856 | 3.4333e-11 | 8.953e-12% | 544.6039 | 383.4676 | 544.6039 | 383.4676
844.84 | 161.1351 | 3.4976 | 47.5852 | 0 | 110.2235 | 258.9517 | 3.439e-11 | 8.183e-12% | 581.3932 | 420.2581 | 581.3932 | 420.2581
844.872 | 161.1642 | 3.4979 | 47.5965 | 0 | 131.7141 | 259.0518 | 3.4447e-11 | 7.796e-12% | 603.0246 | 441.8604 | 603.0246 | 441.8604
844.904 | 161.2241 | 3.4983 | 47.6166 | 0 | 125.6876 | 259.1598 | 3.4561e-11 | 7.927e-12% | 597.1865 | 435.9624 | 597.1865 | 435.9624
844.936 | 161.315 | 3.4987 | 47.6459 | 0 | 96.1125 | 259.2675 | 3.4618e-11 | 8.516e-12% | 567.8397 | 406.5247 | 567.8397 | 406.5247
844.968 | 161.4423 | 3.4988 | 47.6864 | 0 | 59.6538 | 259.3665 | 3.4674e-11 | 9.366e-12% | 531.6478 | 370.2055 | 531.6478 | 370.2055
845 | 161.6139 | 3.4987 | 47.7403 | 0 | 31.801 | 259.4553 | 3.4731e-11 | 1.014e-11% | 504.1092 | 342.4953 | 504.1092 | 342.4953
845.032 | 161.8321 | 3.4983 | 47.8084 | 0 | 17.9131 | 259.5362 | 3.4845e-11 | 1.06e-11% | 490.5881 | 328.756 | 490.5881 | 328.756
845.064 | 162.0905 | 3.4978 | 47.8886 | 0 | 14.8125 | 259.6108 | 3.4902e-11 | 1.071e-11% | 487.9002 | 325.8097 | 487.9002 | 325.8097
845.096 | 162.3774 | 3.497 | 47.9776 | 0 | 16.643 | 259.6781 | 3.5016e-11 | 1.068e-11% | 490.173 | 327.7957 | 490.173 | 327.7957
845.128 | 162.6796 | 3.496 | 48.0716 | 0 | 18.9266 | 259.7338 | 3.5072e-11 | 1.062e-11% | 492.9075 | 330.228 | 492.9075 | 330.228
845.16 | 162.9861 | 3.4947 | 48.1676 | 0 | 20.3201 | 259.7728 | 3.5129e-11 | 1.059e-11% | 494.7413 | 331.7552 | 494.7413 | 331.7552
845.192 | 163.2912 | 3.4931 | 48.2638 | 0 | 23.9923 | 259.7954 | 3.5186e-11 | 1.049e-11% | 498.8359 | 335.5447 | 498.8359 | 335.5447
845.224 | 163.5945 | 3.4915 | 48.3597 | 0 | 40.883 | 259.8128 | 3.53e-11 | 1.001e-11% | 516.1414 | 352.547 | 516.1414 | 352.547
845.256 | 163.8944 | 3.49 | 48.4543 | 0 | 101.251 | 259.8413 | 3.5357e-11 | 8.56e-12% | 576.9309 | 413.0365 | 576.9309 | 413.0365
845.288 | 164.1799 | 3.4888 | 48.5437 | 0 | 281.9203 | 259.8903 | 3.5413e-11 | 5.963e-12% | 758.0229 | 593.843 | 758.0229 | 593.843
845.32 | 164.4283 | 3.488 | 48.6215 | 0 | 728.2526 | 259.9538 | 3.547e-11 | 3.41e-12% | 1204.7443 | 1040.316 | 1204.7443 | 1040.316
845.352 | 164.6163 | 3.487 | 48.6816 | 0 | 1591.0216 | 260.0163 | 3.5584e-11 | 1.87e-12% | 2067.8228 | 1903.2065 | 2067.8228 | 1903.2065
845.384 | 164.7345 | 3.486 | 48.7215 | 0 | 2822.3119 | 260.0684 | 3.5641e-11 | 1.137e-12% | 3299.3224 | 3134.5879 | 3299.3224 | 3134.5879
845.416 | 164.7971 | 3.4849 | 48.745 | 0 | 3996.4247 | 260.121 | 3.5698e-11 | 8.285e-13% | 4473.5727 | 4308.7756 | 4473.5727 | 4308.7756
845.448 | 164.8313 | 3.4842 | 48.759 | 0 | 4486.841 | 260.1973 | 3.638e-11 | 7.58e-13% | 4964.1128 | 4799.2815 | 4964.1128 | 4799.2815
845.48 | 164.8555 | 3.4841 | 48.7686 | 0 | 3984.9636 | 260.3089 | 3.5868e-11 | 8.346e-13% | 4462.3807 | 4297.5252 | 4462.3807 | 4297.5252
845.512 | 164.866 | 3.4844 | 48.7731 | 0 | 2801.3709 | 260.4421 | 3.5925e-11 | 1.154e-12% | 3278.9365 | 3114.0706 | 3278.9365 | 3114.0706
845.544 | 164.8471 | 3.4846 | 48.7691 | 0 | 1567.6055 | 260.5708 | 3.6039e-11 | 1.917e-12% | 2045.2771 | 1880.43 | 2045.2771 | 1880.43
845.576 | 164.7885 | 3.4845 | 48.7543 | 0 | 713.8124 | 260.6785 | 3.6096e-11 | 3.516e-12% | 1191.5182 | 1026.7297 | 1191.5182 | 1026.7297
845.608 | 164.6917 | 3.484 | 48.7291 | 0 | 284.603 | 260.7657 | 3.6152e-11 | 6.05e-12% | 762.2735 | 597.5818 | 762.2735 | 597.5818
845.64 | 164.5637 | 3.4833 | 48.6951 | 0 | 118.0453 | 260.8404 | 3.6266e-11 | 8.413e-12% | 595.6278 | 431.0641 | 595.6278 | 431.0641
845.672 | 164.4106 | 3.4825 | 48.654 | 0 | 59.5015 | 260.9102 | 3.6323e-11 | 9.75e-12% | 536.9588 | 372.5481 | 536.9588 | 372.5481
845.704 | 164.2372 | 3.4817 | 48.6069 | 0 | 33.1119 | 260.9791 | 3.638e-11 | 1.051e-11% | 510.4167 | 346.1795 | 510.4167 | 346.1795
845.736 | 164.047 | 3.4809 | 48.5547 | 0 | 17.3318 | 261.0486 | 3.6493e-11 | 1.104e-11% | 494.463 | 330.416 | 494.463 | 330.416
845.768 | 163.8435 | 3.4801 | 48.4987 | 0 | 9.168 | 261.1169 | 3.655e-11 | 1.134e-11% | 486.1073 | 322.2638 | 486.1073 | 322.2638
845.8 | 163.63 | 3.4792 | 48.44 | 0 | 7.5789 | 261.1792 | 3.6664e-11 | 1.143e-11% | 484.3073 | 320.6773 | 484.3073 | 320.6773
845.832 | 163.4116 | 3.4781 | 48.3802 | 0 | 10.3025 | 261.2306 | 3.6721e-11 | 1.135e-11% | 486.803 | 323.3914 | 486.803 | 323.3914
845.864 | 163.198 | 3.4768 | 48.3223 | 0 | 14.2214 | 261.2721 | 3.6778e-11 | 1.124e-11% | 490.4906 | 327.2926 | 490.4906 | 327.2926
845.896 | 163.0046 | 3.4755 | 48.2703 | 0 | 16.2704 | 261.3132 | 3.6835e-11 | 1.118e-11% | 492.334 | 329.3294 | 492.334 | 329.3294
845.928 | 162.8475 | 3.4745 | 48.2286 | 0 | 14.8722 | 261.3675 | 3.6948e-11 | 1.127e-11% | 490.7903 | 327.9428 | 490.7903 | 327.9428
845.96 | 162.7349 | 3.4738 | 48.1991 | 0 | 10.8116 | 261.4429 | 3.7005e-11 | 1.142e-11% | 486.6623 | 323.9275 | 486.6623 | 323.9275
845.992 | 162.6619 | 3.4734 | 48.1807 | 0 | 6.2551 | 261.5345 | 3.7119e-11 | 1.162e-11% | 482.1057 | 319.4438 | 482.1057 | 319.4438
846.024 | 162.6141 | 3.473 | 48.1697 | 0 | 2.8991 | 261.6283 | 3.7176e-11 | 1.176e-11% | 478.7842 | 316.1702 | 478.7842 | 316.1702
846.056 | 162.5746 | 3.4724 | 48.1617 | 0 | 1.1726 | 261.7086 | 3.7232e-11 | 1.184e-11% | 477.0899 | 314.5153 | 477.0899 | 314.5153
846.088 | 162.5257 | 3.4713 | 48.1523 | 0 | 0.86143 | 261.7589 | 3.7346e-11 | 1.188e-11% | 476.7696 | 314.2438 | 476.7696 | 314.2438
846.12 | 162.4457 | 3.4693 | 48.136 | 0 | 2.1832 | 261.7568 | 3.7403e-11 | 1.185e-11% | 477.991 | 315.5453 | 477.991 | 315.5453
846.152 | 162.3134 | 3.4661 | 48.1075 | 0 | 6.4694 | 261.6796 | 3.7517e-11 | 1.173e-11% | 482.036 | 319.7226 | 482.036 | 319.7226
846.184 | 162.1311 | 3.4617 | 48.0675 | 0 | 15.8538 | 261.5321 | 3.7573e-11 | 1.142e-11% | 491.0462 | 328.9151 | 491.0462 | 328.9151
846.216 | 161.9486 | 3.4572 | 48.0276 | 0 | 31.4835 | 261.3779 | 3.763e-11 | 1.093e-11% | 506.2949 | 344.3463 | 506.2949 | 344.3463
846.248 | 161.8477 | 3.4543 | 48.0075 | 0 | 51.1827 | 261.3208 | 3.7744e-11 | 1.037e-11% | 525.813 | 363.9653 | 525.813 | 363.9653
846.28 | 161.8802 | 3.4542 | 48.0194 | 0 | 69.335 | 261.4274 | 3.7858e-11 | 9.904e-12% | 544.1162 | 382.236 | 544.1162 | 382.236
846.312 | 162.0194 | 3.4562 | 48.057 | 0 | 80.238 | 261.6661 | 3.7858e-11 | 9.623e-12% | 555.4366 | 393.4172 | 555.4366 | 393.4172
846.344 | 162.1812 | 3.4586 | 48.1 | 0 | 81.8792 | 261.9346 | 3.7971e-11 | 9.604e-12% | 557.5536 | 395.3724 | 557.5536 | 395.3724
846.376 | 162.2903 | 3.4602 | 48.1301 | 0 | 76.4103 | 262.1433 | 3.8085e-11 | 9.762e-12% | 552.434 | 390.1438 | 552.434 | 390.1438
846.408 | 162.3211 | 3.4603 | 48.1408 | 0 | 67.5448 | 262.2664 | 3.8142e-11 | 1e-11% | 543.7334 | 381.4123 | 543.7334 | 381.4123
846.44 | 162.2893 | 3.4594 | 48.1355 | 0 | 57.6754 | 262.3308 | 3.8199e-11 | 1.028e-11% | 533.8904 | 371.6011 | 533.8904 | 371.6011
846.472 | 162.2218 | 3.4582 | 48.1205 | 0 | 47.1833 | 262.3783 | 3.8312e-11 | 1.061e-11% | 523.3621 | 361.1403 | 523.3621 | 361.1403
846.504 | 162.1338 | 3.4573 | 48.0989 | 0 | 37.8293 | 262.4388 | 3.8369e-11 | 1.091e-11% | 513.9581 | 351.8243 | 513.9581 | 351.8243
846.536 | 162.0197 | 3.4567 | 48.0686 | 0 | 42.721 | 262.5231 | 3.8426e-11 | 1.077e-11% | 518.7891 | 356.7694 | 518.7891 | 356.7694
846.568 | 161.8566 | 3.4565 | 48.0229 | 0 | 112.5061 | 262.6275 | 3.854e-11 | 9.034e-12% | 588.4695 | 426.6129 | 588.4695 | 426.6129
846.6 | 161.616 | 3.4565 | 47.9538 | 0 | 393.1968 | 262.742 | 3.8597e-11 | 5.457e-12% | 868.9651 | 707.3491 | 868.9651 | 707.3491
846.632 | 161.2789 | 3.4564 | 47.8561 | 0 | 1190.2536 | 262.8561 | 3.871e-11 | 2.573e-12% | 1665.7011 | 1504.4222 | 1665.7011 | 1504.4222
846.664 | 160.8461 | 3.4562 | 47.7304 | 0 | 2901.7883 | 262.9611 | 3.8767e-11 | 1.205e-12% | 3376.7821 | 3215.936 | 3376.7821 | 3215.936
846.696 | 160.3396 | 3.4558 | 47.5833 | 0 | 5654.696 | 263.0533 | 3.8881e-11 | 6.514e-13% | 6129.1281 | 5968.7884 | 6129.1281 | 5968.7884
846.728 | 159.7946 | 3.4552 | 47.4253 | 0 | 8808.3098 | 263.1337 | 3.8938e-11 | 4.268e-13% | 9282.1185 | 9122.3239 | 9282.1185 | 9122.3239
846.76 | 159.246 | 3.4544 | 47.2665 | 0 | 10975.0865 | 263.2065 | 4.0018e-11 | 3.545e-13% | 11448.2598 | 11289.0139 | 11448.2598 | 11289.0139
846.792 | 158.718 | 3.4536 | 47.114 | 0 | 10943.2864 | 263.2755 | 4.0018e-11 | 3.555e-13% | 11415.8476 | 11257.1295 | 11415.8476 | 11257.1295
846.824 | 158.2214 | 3.4528 | 46.9708 | 0 | 8732.6547 | 263.3427 | 3.9165e-11 | 4.329e-13% | 9204.6424 | 9046.421 | 9204.6424 | 9046.421
846.856 | 157.7584 | 3.4519 | 46.8376 | 0 | 5575.3452 | 263.408 | 3.9279e-11 | 6.67e-13% | 6046.8013 | 5889.0428 | 6046.8013 | 5889.0428
846.888 | 157.3317 | 3.451 | 46.7153 | 0 | 2846.0336 | 263.4707 | 3.9336e-11 | 1.245e-12% | 3317.0024 | 3159.6706 | 3317.0024 | 3159.6706
846.92 | 156.9497 | 3.4501 | 46.6064 | 0 | 1160.495 | 263.5301 | 3.9449e-11 | 2.676e-12% | 1631.0312 | 1474.0815 | 1631.0312 | 1474.0815
846.952 | 156.6254 | 3.4491 | 46.5146 | 0 | 377.5616 | 263.5872 | 3.9506e-11 | 5.716e-12% | 847.7378 | 691.1124 | 847.7378 | 691.1124
846.984 | 156.3696 | 3.4481 | 46.4432 | 0 | 97.8889 | 263.6437 | 3.962e-11 | 9.63e-12% | 567.7935 | 411.4239 | 567.7935 | 411.4239
847.016 | 156.182 | 3.4471 | 46.392 | 0 | 20.1991 | 263.7005 | 3.9677e-11 | 1.189e-11% | 489.9206 | 333.7386 | 489.9206 | 333.7386
847.048 | 156.0473 | 3.446 | 46.3566 | 0 | 3.3132 | 263.755 | 3.979e-11 | 1.256e-11% | 472.9182 | 316.8708 | 472.9182 | 316.8708
847.08 | 155.9435 | 3.4449 | 46.3305 | 0 | 0.43151 | 263.8033 | 3.9847e-11 | 1.269e-11% | 469.9537 | 314.0103 | 469.9537 | 314.0103
847.112 | 155.857 | 3.4437 | 46.3099 | 0 | 0.040993 | 263.8463 | 3.9961e-11 | 1.274e-11% | 469.4978 | 313.6409 | 469.4978 | 313.6409
847.144 | 155.7955 | 3.4425 | 46.2965 | 0 | 1.2906e-13 | 263.8923 | 4.0018e-11 | 1.276e-11% | 469.4268 | 313.6314 | 469.4268 | 313.6314
847.176 | 155.7839 | 3.4415 | 46.2975 | 0 | 2.5813e-13 | 263.9511 | 4.0131e-11 | 1.279e-11% | 469.474 | 313.6901 | 469.474 | 313.6901
847.208 | 155.8494 | 3.4408 | 46.3207 | 0 | 0 | 264.0263 | 4.0188e-11 | 1.281e-11% | 469.6372 | 313.7878 | 469.6372 | 313.7878
847.24 | 156.0078 | 3.4403 | 46.3711 | 0 | 0 | 264.1138 | 4.0245e-11 | 1.282e-11% | 469.9331 | 313.9253 | 469.9331 | 313.9253
847.272 | 156.2582 | 3.4399 | 46.4486 | 0 | 0 | 264.2064 | 4.0359e-11 | 1.285e-11% | 470.3531 | 314.0949 | 470.3531 | 314.0949
847.304 | 156.5853 | 3.4395 | 46.5491 | 0 | 0 | 264.2969 | 4.0416e-11 | 1.286e-11% | 470.8707 | 314.2854 | 470.8707 | 314.2854
847.336 | 156.9668 | 3.4389 | 46.6659 | 0 | 0 | 264.3812 | 4.0529e-11 | 1.289e-11% | 471.4528 | 314.4861 | 471.4528 | 314.4861
847.368 | 157.3818 | 3.4383 | 46.793 | 0 | 0.0021299 | 264.4587 | 4.0586e-11 | 1.29e-11% | 472.0739 | 314.6921 | 472.0739 | 314.6921
847.4 | 157.815 | 3.4375 | 46.9258 | 0 | 0.020183 | 264.5309 | 4.07e-11 | 1.292e-11% | 472.7294 | 314.9144 | 472.7294 | 314.9144
847.432 | 158.2552 | 3.4367 | 47.0608 | 0 | 0.15095 | 264.5986 | 4.0757e-11 | 1.293e-11% | 473.5023 | 315.2471 | 473.5023 | 315.2471
847.464 | 158.6895 | 3.4358 | 47.1944 | 0 | 0.89095 | 264.66 | 4.087e-11 | 1.293e-11% | 474.8706 | 316.1811 | 474.8706 | 316.1811
847.496 | 159.0984 | 3.4347 | 47.3208 | 0 | 4.1503 | 264.7114 | 4.0927e-11 | 1.281e-11% | 478.7156 | 319.6172 | 478.7156 | 319.6172
847.528 | 159.458 | 3.4334 | 47.4331 | 0 | 15.258 | 264.7496 | 4.1041e-11 | 1.24e-11% | 490.3321 | 330.874 | 490.3321 | 330.874
847.56 | 159.7472 | 3.4319 | 47.525 | 0 | 44.2704 | 264.7755 | 4.1155e-11 | 1.143e-11% | 519.7499 | 360.0027 | 519.7499 | 360.0027
847.592 | 159.958 | 3.4303 | 47.5937 | 0 | 101.374 | 264.7967 | 4.1211e-11 | 9.878e-12% | 577.1526 | 417.1946 | 577.1526 | 417.1946
847.624 | 160.1009 | 3.4289 | 47.6419 | 0 | 183.2044 | 264.8273 | 4.1325e-11 | 8.28e-12% | 659.2034 | 499.1025 | 659.2034 | 499.1025
847.656 | 160.2001 | 3.4279 | 47.6761 | 0 | 261.3012 | 264.8828 | 4.1382e-11 | 7.168e-12% | 737.4882 | 577.2881 | 737.4882 | 577.2881
847.688 | 160.2795 | 3.4274 | 47.7032 | 0 | 294.1327 | 264.9701 | 4.1382e-11 | 6.781e-12% | 770.5129 | 610.2334 | 770.5129 | 610.2334
847.72 | 160.3499 | 3.4272 | 47.7266 | 0 | 261.3012 | 265.0808 | 4.1553e-11 | 7.195e-12% | 737.8857 | 577.5358 | 737.8857 | 577.5358
847.752 | 160.4065 | 3.4272 | 47.7457 | 0 | 183.2044 | 265.1959 | 4.1666e-11 | 8.34e-12% | 659.9797 | 499.5731 | 659.9797 | 499.5731
847.784 | 160.4373 | 3.4269 | 47.7576 | 0 | 101.374 | 265.299 | 4.1723e-11 | 9.985e-12% | 578.2948 | 417.8575 | 578.2948 | 417.8575
847.816 | 160.4308 | 3.4264 | 47.7592 | 0 | 44.2704 | 265.3838 | 4.1837e-11 | 1.159e-11% | 521.2706 | 360.8397 | 521.2706 | 360.8397
847.848 | 160.3787 | 3.4256 | 47.7479 | 0 | 15.258 | 265.4517 | 4.1894e-11 | 1.262e-11% | 492.2619 | 331.8831 | 492.2619 | 331.8831
847.88 | 160.2733 | 3.4245 | 47.7213 | 0 | 4.1503 | 265.5036 | 4.2007e-11 | 1.309e-11% | 481.073 | 320.7997 | 481.073 | 320.7997
847.912 | 160.1064 | 3.4231 | 47.6773 | 0 | 0.89095 | 265.5344 | 4.2064e-11 | 1.325e-11% | 477.6321 | 317.5257 | 477.6321 | 317.5257
847.944 | 159.8738 | 3.4212 | 47.6148 | 0 | 0.15095 | 265.5381 | 4.2178e-11 | 1.332e-11% | 476.5989 | 316.7251 | 476.5989 | 316.7251
847.976 | 159.5843 | 3.419 | 47.5363 | 0 | 0.020183 | 265.521 | 4.2292e-11 | 1.336e-11% | 476.0808 | 316.4965 | 476.0808 | 316.4965
848.008 | 159.2638 | 3.4169 | 47.4483 | 0 | 0.0021299 | 265.5077 | 4.2348e-11 | 1.339e-11% | 475.6388 | 316.375 | 475.6388 | 316.375
848.04 | 158.9427 | 3.4153 | 47.3588 | 0 | 1.7431e-12 | 265.5263 | 4.2462e-11 | 1.342e-11% | 475.2431 | 316.3004 | 475.2431 | 316.3004
848.072 | 158.6337 | 3.4143 | 47.2715 | 0 | 7.7088e-13 | 265.5801 | 4.2519e-11 | 1.344e-11% | 474.8996 | 316.2659 | 474.8996 | 316.2659
848.104 | 158.3239 | 3.4133 | 47.1838 | 0 | 6.0765e-13 | 265.6382 | 4.2633e-11 | 1.348e-11% | 474.5592 | 316.2353 | 474.5592 | 316.2353
848.136 | 157.993 | 3.4118 | 47.0912 | 0 | 5.3499e-15 | 265.6614 | 4.2689e-11 | 1.35e-11% | 474.1574 | 316.1644 | 474.1574 | 316.1644
848.168 | 157.6432 | 3.4096 | 46.9947 | 0 | 1.7743e-13 | 265.6439 | 4.2803e-11 | 1.354e-11% | 473.6914 | 316.0482 | 473.6914 | 316.0482
848.2 | 157.3118 | 3.4074 | 46.9035 | 0 | 0 | 265.6293 | 4.286e-11 | 1.357e-11% | 473.2521 | 315.9403 | 473.2521 | 315.9403
848.232 | 157.049 | 3.4063 | 46.8301 | 0 | 0 | 265.6802 | 4.2974e-11 | 1.36e-11% | 472.9657 | 315.9166 | 472.9657 | 315.9166
848.264 | 156.8788 | 3.4067 | 46.7803 | 0 | 0 | 265.824 | 4.3087e-11 | 1.363e-11% | 472.8899 | 316.011 | 472.8899 | 316.011
848.296 | 156.7808 | 3.4081 | 46.7495 | 0 | 2.6631e-13 | 266.0292 | 4.3144e-11 | 1.365e-11% | 472.9676 | 316.1868 | 472.9676 | 316.1868
848.328 | 156.7108 | 3.4095 | 46.727 | 0 | 0 | 266.2345 | 4.3258e-11 | 1.367e-11% | 473.0818 | 316.3711 | 473.0818 | 316.3711
848.36 | 156.6341 | 3.4102 | 46.7045 | 0 | 0 | 266.394 | 4.3315e-11 | 1.369e-11% | 473.1427 | 316.5086 | 473.1427 | 316.5086
848.392 | 156.5401 | 3.4099 | 46.6791 | 0 | 0 | 266.4965 | 4.3428e-11 | 1.372e-11% | 473.1256 | 316.5855 | 473.1256 | 316.5855
848.424 | 156.4371 | 3.409 | 46.6526 | 0 | 0 | 266.5591 | 4.3542e-11 | 1.375e-11% | 473.0578 | 316.6207 | 473.0578 | 316.6207
848.456 | 156.3425 | 3.4079 | 46.6292 | 0 | 0 | 266.6109 | 4.3599e-11 | 1.377e-11% | 472.9905 | 316.6479 | 472.9905 | 316.6479
848.488 | 156.2726 | 3.4071 | 46.6125 | 0 | 0 | 266.6772 | 4.3713e-11 | 1.38e-11% | 472.9694 | 316.6967 | 472.9694 | 316.6967
848.52 | 156.2335 | 3.4066 | 46.6041 | 0 | 1.7208e-13 | 266.7665 | 4.3769e-11 | 1.382e-11% | 473.0107 | 316.7772 | 473.0107 | 316.7772
848.552 | 156.2197 | 3.4063 | 46.6027 | 0 | 0 | 266.8691 | 4.3883e-11 | 1.385e-11% | 473.0978 | 316.8782 | 473.0978 | 316.8782
848.584 | 156.2208 | 3.406 | 46.6059 | 0 | 1.2046e-12 | 266.9691 | 4.3997e-11 | 1.388e-11% | 473.2019 | 316.9811 | 473.2019 | 316.9811
848.616 | 156.2301 | 3.4055 | 46.6121 | 0 | 0 | 267.0573 | 4.4054e-11 | 1.389e-11% | 473.305 | 317.0749 | 473.305 | 317.0749
848.648 | 156.2455 | 3.4049 | 46.6205 | 0 | 9.4647e-13 | 267.1341 | 4.4167e-11 | 1.393e-11% | 473.4049 | 317.1594 | 473.4049 | 317.1594
848.68 | 156.2668 | 3.4041 | 46.6309 | 0 | 0 | 267.2037 | 4.4281e-11 | 1.396e-11% | 473.5054 | 317.2386 | 473.5054 | 317.2386
848.712 | 156.2915 | 3.4032 | 46.6426 | 0 | 2.5813e-13 | 267.2682 | 4.4338e-11 | 1.397e-11% | 473.6055 | 317.314 | 473.6055 | 317.314
848.744 | 156.3126 | 3.4022 | 46.6537 | 0 | 7.5287e-14 | 267.3235 | 4.4452e-11 | 1.401e-11% | 473.692 | 317.3794 | 473.692 | 317.3794
848.776 | 156.3175 | 3.4008 | 46.6607 | 0 | 0 | 267.3572 | 4.4508e-11 | 1.402e-11% | 473.7363 | 317.4188 | 473.7363 | 317.4188
848.808 | 156.2901 | 3.3988 | 46.6598 | 0 | 0 | 267.3499 | 4.4622e-11 | 1.406e-11% | 473.6986 | 317.4085 | 473.6986 | 317.4085
848.84 | 156.2213 | 3.3959 | 46.6488 | 0 | 7.5287e-14 | 267.289 | 4.4736e-11 | 1.41e-11% | 473.5551 | 317.3338 | 473.5551 | 317.3338
848.872 | 156.1277 | 3.3925 | 46.6319 | 0 | 0 | 267.193 | 4.4793e-11 | 1.412e-11% | 473.3451 | 317.2174 | 473.3451 | 317.2174
848.904 | 156.0572 | 3.3895 | 46.6209 | 0 | 1.1562e-13 | 267.1201 | 4.4906e-11 | 1.416e-11% | 473.1877 | 317.1305 | 473.1877 | 317.1305
848.936 | 156.0632 | 3.3878 | 46.6291 | 0 | 0 | 267.1358 | 4.502e-11 | 1.42e-11% | 473.2159 | 317.1527 | 473.2159 | 317.1527
848.968 | 156.1615 | 3.3879 | 46.6603 | 0 | 1.1293e-12 | 267.2571 | 4.5077e-11 | 1.421e-11% | 473.4667 | 317.3052 | 473.4667 | 317.3052
849 | 156.3182 | 3.3888 | 46.7064 | 0 | 2.4199e-13 | 267.4388 | 4.5191e-11 | 1.423e-11% | 473.8523 | 317.5341 | 473.8523 | 317.5341
849.032 | 156.4841 | 3.3898 | 46.7552 | 0 | 3.7845e-13 | 267.621 | 4.5304e-11 | 1.426e-11% | 474.2501 | 317.766 | 474.2501 | 317.766
849.064 | 156.6326 | 3.3904 | 46.8 | 0 | 0 | 267.7771 | 4.5361e-11 | 1.427e-11% | 474.6001 | 317.9675 | 474.6001 | 317.9675
849.096 | 156.7622 | 3.3907 | 46.84 | 0 | 0 | 267.9134 | 4.5475e-11 | 1.429e-11% | 474.9062 | 318.1441 | 474.9062 | 318.1441
849.128 | 156.8763 | 3.3908 | 46.8759 | 0 | 0 | 268.0386 | 4.5588e-11 | 1.432e-11% | 475.1816 | 318.3053 | 475.1816 | 318.3053
849.16 | 156.973 | 3.3906 | 46.9072 | 0 | 0 | 268.151 | 4.5645e-11 | 1.433e-11% | 475.4218 | 318.4488 | 475.4218 | 318.4488
849.192 | 157.0482 | 3.3903 | 46.9327 | 0 | 7.313e-13 | 268.2456 | 4.5759e-11 | 1.436e-11% | 475.6168 | 318.5686 | 475.6168 | 318.5686
849.224 | 157.0989 | 3.3895 | 46.9518 | 0 | 0 | 268.3206 | 4.5873e-11 | 1.44e-11% | 475.7608 | 318.6619 | 475.7608 | 318.6619
849.256 | 157.1204 | 3.3885 | 46.963 | 0 | 0.021749 | 268.3731 | 4.5929e-11 | 1.441e-11% | 475.8668 | 318.7463 | 475.8668 | 318.7463
849.288 | 157.1018 | 3.3869 | 46.9634 | 0 | 0.2061 | 268.3946 | 4.6043e-11 | 1.444e-11% | 476.0528 | 318.951 | 476.0528 | 318.951
849.32 | 157.0291 | 3.3848 | 46.9493 | 0 | 1.5423 | 268.377 | 4.6157e-11 | 1.441e-11% | 477.2826 | 320.2535 | 477.2826 | 320.2535
849.352 | 156.8967 | 3.3822 | 46.9186 | 0 | 9.1083 | 268.3311 | 4.6271e-11 | 1.412e-11% | 484.6369 | 327.7402 | 484.6369 | 327.7402
849.384 | 156.7133 | 3.3797 | 46.8721 | 0 | 42.4616 | 268.2976 | 4.6327e-11 | 1.283e-11% | 517.7244 | 361.0111 | 517.7244 | 361.0111
849.416 | 156.4865 | 3.3783 | 46.81 | 0 | 156.309 | 268.3274 | 4.6441e-11 | 9.781e-12% | 631.3113 | 474.8248 | 631.3113 | 474.8248
849.448 | 156.1919 | 3.3782 | 46.7243 | 0 | 454.5365 | 268.4378 | 4.6555e-11 | 6.022e-12% | 929.2687 | 773.0768 | 929.2687 | 773.0768
849.48 | 155.7592 | 3.3787 | 46.5953 | 0 | 1044.8447 | 268.592 | 4.6612e-11 | 3.419e-12% | 1519.1699 | 1363.4107 | 1519.1699 | 1363.4107
849.512 | 155.0964 | 3.379 | 46.3981 | 0 | 1900.9557 | 268.7301 | 4.6725e-11 | 2.105e-12% | 2374.5594 | 2219.463 | 2374.5594 | 2219.463
849.544 | 154.1337 | 3.3785 | 46.1132 | 0 | 2743.4689 | 268.8186 | 4.6839e-11 | 1.53e-12% | 3215.9129 | 3061.7792 | 3215.9129 | 3061.7792
849.576 | 152.8515 | 3.3774 | 45.7342 | 0 | 3153.3875 | 268.87 | 4.7294e-11 | 1.362e-12% | 3624.2208 | 3471.3692 | 3624.2208 | 3471.3692
849.608 | 151.28 | 3.3764 | 45.2685 | 0 | 2907.204 | 268.9234 | 4.701e-11 | 1.458e-12% | 3376.0523 | 3224.7723 | 3376.0523 | 3224.7723
849.64 | 149.4782 | 3.3758 | 44.7327 | 0 | 2175.6509 | 269.007 | 4.7066e-11 | 1.888e-12% | 2642.2446 | 2492.7664 | 2642.2446 | 2492.7664
849.672 | 147.5116 | 3.3757 | 44.1465 | 0 | 1346.4564 | 269.1187 | 4.7294e-11 | 2.844e-12% | 1810.6089 | 1663.0973 | 1810.6089 | 1663.0973
849.704 | 145.4424 | 3.3756 | 43.5294 | 0 | 706.4487 | 269.2331 | 4.7294e-11 | 4.625e-12% | 1168.0291 | 1022.5867 | 1168.0291 | 1022.5867
849.736 | 143.3272 | 3.3751 | 42.8992 | 0 | 322.9034 | 269.3229 | 4.7407e-11 | 7.425e-12% | 781.8278 | 638.5006 | 781.8278 | 638.5006
849.768 | 141.2172 | 3.374 | 42.2719 | 0 | 133.6251 | 269.373 | 4.7521e-11 | 1.059e-11% | 589.8613 | 448.6441 | 589.8613 | 448.6441
849.8 | 139.1606 | 3.3723 | 41.6619 | 0 | 59.3493 | 269.3838 | 4.7635e-11 | 1.274e-11% | 512.9279 | 373.7674 | 512.9279 | 373.7674
849.832 | 137.2122 | 3.3703 | 41.085 | 0 | 46.8883 | 269.3736 | 4.7692e-11 | 1.322e-11% | 497.9294 | 360.7171 | 497.9294 | 360.7171
849.864 | 135.4403 | 3.3684 | 40.5603 | 0 | 65.6101 | 269.3763 | 4.7805e-11 | 1.262e-11% | 514.3554 | 378.9152 | 514.3554 | 378.9152
849.896 | 133.9145 | 3.3673 | 40.1076 | 0 | 94.5607 | 269.4252 | 4.7919e-11 | 1.176e-11% | 541.3753 | 407.4608 | 541.3753 | 407.4608
849.928 | 132.6809 | 3.3671 | 39.7405 | 0 | 117.3414 | 269.5297 | 4.7976e-11 | 1.116e-11% | 562.6596 | 429.9787 | 562.6596 | 429.9787
849.96 | 131.7464 | 3.3674 | 39.4616 | 0 | 125.032 | 269.6691 | 4.809e-11 | 1.099e-11% | 569.2765 | 437.5301 | 569.2765 | 437.5301
849.992 | 131.0882 | 3.3677 | 39.2652 | 0 | 117.423 | 269.8092 | 4.8203e-11 | 1.121e-11% | 560.9533 | 429.8651 | 560.9533 | 429.8651
850.024 | 130.6786 | 3.3677 | 39.1439 | 0 | 98.4916 | 269.9249 | 4.8317e-11 | 1.176e-11% | 541.6067 | 410.9281 | 541.6067 | 410.9281
850.056 | 130.5045 | 3.3671 | 39.0941 | 0 | 72.8387 | 270.0082 | 4.8431e-11 | 1.257e-11% | 515.8125 | 385.3081 | 515.8125 | 385.3081
850.088 | 130.5725 | 3.3661 | 39.1177 | 0 | 46.3026 | 270.0607 | 4.8544e-11 | 1.353e-11% | 489.4197 | 358.8472 | 489.4197 | 358.8472
850.12 | 130.9044 | 3.3646 | 39.2212 | 0 | 25.648 | 270.0864 | 4.8601e-11 | 1.437e-11% | 469.2247 | 338.3203 | 469.2247 | 338.3203
850.152 | 131.5292 | 3.3629 | 39.4131 | 0 | 16.0668 | 270.0934 | 4.8715e-11 | 1.481e-11% | 460.4655 | 328.9363 | 460.4655 | 328.9363
850.184 | 132.4734 | 3.3612 | 39.7007 | 0 | 20.4638 | 270.1026 | 4.8828e-11 | 1.464e-11% | 466.1017 | 333.6283 | 466.1017 | 333.6283
850.216 | 133.7467 | 3.36 | 40.0858 | 0 | 39.8637 | 270.1433 | 4.8942e-11 | 1.385e-11% | 487.1995 | 353.4528 | 487.1995 | 353.4528
850.248 | 135.3264 | 3.3596 | 40.5611 | 0 | 70.6263 | 270.2324 | 4.8999e-11 | 1.273e-11% | 520.1057 | 384.7793 | 520.1057 | 384.7793
850.28 | 137.1546 | 3.3597 | 41.1098 | 0 | 100.8979 | 270.3582 | 4.9113e-11 | 1.181e-11% | 552.8801 | 415.7255 | 552.8801 | 415.7255
850.312 | 139.1546 | 3.3599 | 41.7098 | 0 | 115.3439 | 270.4896 | 4.934e-11 | 1.145e-11% | 570.0578 | 430.9033 | 570.0578 | 430.9033
850.344 | 141.2506 | 3.3597 | 42.3395 | 0 | 108.7079 | 270.5993 | 4.934e-11 | 1.161e-11% | 566.2571 | 425.0065 | 566.2571 | 425.0065
850.376 | 143.3735 | 3.3591 | 42.9785 | 0 | 93.5731 | 270.6757 | 4.9454e-11 | 1.204e-11% | 553.9598 | 410.5863 | 553.9598 | 410.5863
850.408 | 145.4537 | 3.3579 | 43.606 | 0 | 90.6248 | 270.7189 | 4.9511e-11 | 1.213e-11% | 553.7613 | 408.3076 | 553.7613 | 408.3076
850.44 | 147.418 | 3.3563 | 44.1999 | 0 | 110.5063 | 270.7344 | 4.9624e-11 | 1.157e-11% | 576.2149 | 428.7969 | 576.2149 | 428.7969
850.472 | 149.1988 | 3.3545 | 44.7394 | 0 | 148.5871 | 270.7342 | 4.9795e-11 | 1.065e-11% | 616.6139 | 467.4151 | 616.6139 | 467.4151
850.504 | 150.7495 | 3.3528 | 45.2098 | 0 | 207.4563 | 270.7406 | 4.9795e-11 | 9.453e-12% | 677.509 | 526.7594 | 677.509 | 526.7594
850.536 | 152.0561 | 3.3516 | 45.6056 | 0 | 344.7803 | 270.7812 | 4.9909e-11 | 7.51e-12% | 816.5747 | 664.5186 | 816.5747 | 664.5186
850.568 | 153.1306 | 3.3511 | 45.9301 | 0 | 714.7576 | 270.8712 | 5.0079e-11 | 4.839e-12% | 1188.0408 | 1034.9101 | 1188.0408 | 1034.9101
850.6 | 153.9973 | 3.3513 | 46.1908 | 0 | 1528.8524 | 270.9993 | 5.0136e-11 | 2.711e-12% | 2003.391 | 1849.3938 | 2003.391 | 1849.3938
850.632 | 154.6809 | 3.3515 | 46.3964 | 0 | 2864.667 | 271.132 | 5.025e-11 | 1.577e-12% | 3340.2278 | 3185.5469 | 3340.2278 | 3185.5469
850.664 | 155.2061 | 3.3512 | 46.5558 | 0 | 4413.6386 | 271.2334 | 5.0363e-11 | 1.064e-12% | 4889.9851 | 4734.779 | 4889.9851 | 4734.779
850.696 | 155.5973 | 3.3501 | 46.6773 | 0 | 5487.7148 | 271.2783 | 5.0932e-11 | 8.768e-13% | 5964.6178 | 5809.0205 | 5964.6178 | 5809.0205
850.728 | 155.8809 | 3.348 | 46.769 | 0 | 5476.5707 | 271.2593 | 5.0932e-11 | 8.784e-13% | 5953.8279 | 5797.947 | 5953.8279 | 5797.947
850.76 | 156.0938 | 3.3452 | 46.8413 | 0 | 4378.7135 | 271.1972 | 5.0704e-11 | 1.079e-12% | 4856.191 | 4700.0972 | 4856.191 | 4700.0972
850.792 | 156.2884 | 3.3426 | 46.9077 | 0 | 2801.9543 | 271.1472 | 5.0818e-11 | 1.627e-12% | 3279.6403 | 3123.3519 | 3279.6403 | 3123.3519
850.824 | 156.516 | 3.3412 | 46.9808 | 0 | 1433.6271 | 271.1744 | 5.0875e-11 | 2.899e-12% | 1911.6395 | 1755.1235 | 1911.6395 | 1755.1235
850.856 | 156.7931 | 3.3413 | 47.0646 | 0 | 585.874 | 271.3037 | 5.0989e-11 | 5.618e-12% | 1064.3767 | 907.5836 | 1064.3767 | 907.5836
850.888 | 157.0886 | 3.3425 | 47.1511 | 0 | 191.0053 | 271.4989 | 5.1102e-11 | 9.961e-12% | 670.0864 | 512.9978 | 670.0864 | 512.9978
850.92 | 157.352 | 3.3437 | 47.2279 | 0 | 49.6149 | 271.6962 | 5.1216e-11 | 1.377e-11% | 529.2348 | 371.8828 | 529.2348 | 371.8828
850.952 | 157.5503 | 3.3443 | 47.2868 | 0 | 10.2555 | 271.854 | 5.133e-11 | 1.543e-11% | 490.291 | 332.7407 | 490.291 | 332.7407
850.984 | 157.6796 | 3.3442 | 47.3269 | 0 | 1.6849 | 271.9675 | 5.1443e-11 | 1.586e-11% | 482.0031 | 324.3235 | 482.0031 | 324.3235
851.016 | 157.7502 | 3.3437 | 47.3505 | 0 | 0.21977 | 272.0511 | 5.1557e-11 | 1.596e-11% | 480.7153 | 322.9651 | 480.7153 | 322.9651
851.048 | 157.7691 | 3.3429 | 47.3594 | 0 | 0.020985 | 272.1175 | 5.1671e-11 | 1.6e-11% | 480.6099 | 322.8408 | 480.6099 | 322.8408
851.08 | 157.7315 | 3.3419 | 47.3518 | 0 | 6.3819e-06 | 272.171 | 5.1728e-11 | 1.602e-11% | 480.5962 | 322.8647 | 480.5962 | 322.8647
851.112 | 157.6212 | 3.3407 | 47.3229 | 0 | 4.5576e-13 | 272.2114 | 5.1841e-11 | 1.606e-11% | 480.4961 | 322.875 | 480.4961 | 322.875
851.144 | 157.4166 | 3.3393 | 47.266 | 0 | 0 | 272.2421 | 5.1955e-11 | 1.609e-11% | 480.264 | 322.8474 | 480.264 | 322.8474
851.176 | 157.0995 | 3.338 | 47.1753 | 0 | 0 | 272.2747 | 5.2069e-11 | 1.613e-11% | 479.8876 | 322.7881 | 479.8876 | 322.7881
851.208 | 156.66 | 3.3369 | 47.0472 | 0 | 1.3283e-12 | 272.3226 | 5.2182e-11 | 1.617e-11% | 479.3667 | 322.7067 | 479.3667 | 322.7067
851.24 | 156.0938 | 3.336 | 46.8806 | 0 | 0 | 272.3836 | 5.2296e-11 | 1.621e-11% | 478.694 | 322.6002 | 478.694 | 322.6002
851.272 | 155.396 | 3.3349 | 46.6751 | 0 | 8.0665e-14 | 272.4272 | 5.241e-11 | 1.625e-11% | 477.8332 | 322.4373 | 477.8332 | 322.4373
851.304 | 154.5582 | 3.3326 | 46.4306 | 0 | 1.0218e-12 | 272.3981 | 5.2523e-11 | 1.63e-11% | 476.7196 | 322.1614 | 476.7196 | 322.1614
851.336 | 153.5786 | 3.3284 | 46.1487 | 0 | 2.6942e-12 | 272.2432 | 5.2637e-11 | 1.636e-11% | 475.299 | 321.7204 | 475.299 | 321.7204
851.368 | 152.4891 | 3.3223 | 45.839 | 0 | 1.2691e-12 | 271.962 | 5.2751e-11 | 1.643e-11% | 473.6125 | 321.1234 | 473.6125 | 321.1234
851.4 | 151.3821 | 3.3158 | 45.5253 | 0 | 1.4412e-12 | 271.6493 | 5.2864e-11 | 1.649e-11% | 471.8725 | 320.4904 | 471.8725 | 320.4904
851.432 | 150.3933 | 3.3112 | 45.2416 | 0 | 4.3021e-13 | 271.4692 | 5.2921e-11 | 1.654e-11% | 470.4153 | 320.022 | 470.4153 | 320.022
851.464 | 149.6292 | 3.3105 | 45.0146 | 0 | 2.5813e-13 | 271.5442 | 5.3035e-11 | 1.658e-11% | 469.4985 | 319.8694 | 469.4985 | 319.8694
851.496 | 149.1004 | 3.3135 | 44.8483 | 0 | 7.7438e-13 | 271.857 | 5.3149e-11 | 1.661e-11% | 469.1192 | 320.0188 | 469.1192 | 320.0188
851.528 | 148.7356 | 3.318 | 44.727 | 0 | 1.0325e-12 | 272.2739 | 5.3262e-11 | 1.663e-11% | 469.0545 | 320.3189 | 469.0545 | 320.3189
851.56 | 148.4561 | 3.3221 | 44.6327 | 0 | 4.3021e-13 | 272.6592 | 5.3376e-11 | 1.665e-11% | 469.0701 | 320.614 | 469.0701 | 320.614
851.592 | 148.2243 | 3.3247 | 44.5567 | 0 | 0 | 272.953 | 5.349e-11 | 1.667e-11% | 469.0587 | 320.8345 | 469.0587 | 320.8345
851.624 | 148.0356 | 3.326 | 44.4975 | 0 | 0 | 273.1583 | 5.3603e-11 | 1.67e-11% | 469.0174 | 320.9818 | 469.0174 | 320.9818
851.656 | 147.8936 | 3.3263 | 44.455 | 0 | 0 | 273.2963 | 5.3717e-11 | 1.673e-11% | 468.9713 | 321.0777 | 468.9713 | 321.0777
851.688 | 147.8022 | 3.3258 | 44.4297 | 0 | 2.5813e-13 | 273.3841 | 5.3831e-11 | 1.676e-11% | 468.9419 | 321.1397 | 468.9419 | 321.1397
851.72 | 147.771 | 3.3248 | 44.4239 | 0 | 1.8822e-13 | 273.4339 | 5.3944e-11 | 1.68e-11% | 468.9536 | 321.1826 | 468.9536 | 321.1826
851.752 | 147.8184 | 3.3233 | 44.4427 | 0 | 2.5544e-13 | 273.4578 | 5.4058e-11 | 1.683e-11% | 469.0422 | 321.2238 | 469.0422 | 321.2238
851.784 | 147.968 | 3.3217 | 44.4926 | 0 | 2.0166e-13 | 273.4716 | 5.4172e-11 | 1.686e-11% | 469.2539 | 321.286 | 469.2539 | 321.286
851.816 | 148.2413 | 3.3203 | 44.5794 | 0 | 7.7438e-13 | 273.4951 | 5.4285e-11 | 1.689e-11% | 469.636 | 321.3948 | 469.636 | 321.3948
851.848 | 148.6476 | 3.3192 | 44.7052 | 0 | 5.5121e-13 | 273.5455 | 5.4399e-11 | 1.692e-11% | 470.2175 | 321.5699 | 470.2175 | 321.5699
851.88 | 149.1775 | 3.3187 | 44.867 | 0 | 6.8834e-13 | 273.6277 | 5.4513e-11 | 1.694e-11% | 470.9908 | 321.8134 | 470.9908 | 321.8134
851.912 | 149.8057 | 3.3184 | 45.0576 | 0 | 4.3021e-13 | 273.7318 | 5.4627e-11 | 1.696e-11% | 471.9135 | 322.1078 | 471.9135 | 322.1078
851.944 | 150.5021 | 3.3183 | 45.2686 | 0 | 0.00054763 | 273.8406 | 5.474e-11 | 1.698e-11% | 472.93 | 322.4279 | 472.93 | 322.4279
851.976 | 151.2397 | 3.3179 | 45.4923 | 0 | 0.0058182 | 273.939 | 5.4854e-11 | 1.7e-11% | 473.9948 | 322.7551 | 473.9948 | 322.7551
852.008 | 151.9927 | 3.3173 | 45.7216 | 0 | 0.044777 | 274.0164 | 5.4968e-11 | 1.701e-11% | 475.0927 | 323.1 | 475.0927 | 323.1
852.04 | 152.727 | 3.3162 | 45.9466 | 0 | 0.27371 | 274.06 | 5.5081e-11 | 1.702e-11% | 476.3235 | 323.5965 | 476.3235 | 323.5965
852.072 | 153.3948 | 3.3142 | 46.154 | 0 | 1.3306 | 274.0498 | 5.5195e-11 | 1.699e-11% | 478.2434 | 324.8486 | 478.2434 | 324.8486
852.104 | 153.9466 | 3.3112 | 46.3294 | 0 | 5.1514 | 273.9688 | 5.5309e-11 | 1.682e-11% | 482.7074 | 328.7608 | 482.7074 | 328.7608
852.136 | 154.362 | 3.3073 | 46.4662 | 0 | 15.9016 | 273.8343 | 5.5422e-11 | 1.632e-11% | 493.8715 | 339.5095 | 493.8715 | 339.5095
852.168 | 154.6745 | 3.3038 | 46.5712 | 0 | 39.1882 | 273.7205 | 5.5536e-11 | 1.531e-11% | 517.4582 | 362.7837 | 517.4582 | 362.7837
852.2 | 154.9526 | 3.3021 | 46.6608 | 0 | 77.1895 | 273.7249 | 5.565e-11 | 1.388e-11% | 555.8299 | 400.8773 | 555.8299 | 400.8773
852.232 | 155.2405 | 3.3028 | 46.7466 | 0 | 121.6319 | 273.8897 | 5.5763e-11 | 1.252e-11% | 600.8114 | 445.5709 | 600.8114 | 445.5709
852.264 | 155.5205 | 3.305 | 46.8255 | 0 | 153.4235 | 274.1614 | 5.5934e-11 | 1.171e-11% | 633.2359 | 477.7154 | 633.2359 | 477.7154
852.296 | 155.7386 | 3.3074 | 46.8854 | 0 | 154.9572 | 274.4384 | 5.6048e-11 | 1.169e-11% | 635.327 | 479.5884 | 635.327 | 479.5884
852.328 | 155.8551 | 3.3088 | 46.9175 | 0 | 125.3055 | 274.6506 | 5.6104e-11 | 1.246e-11% | 606.0374 | 450.1823 | 606.0374 | 450.1823
852.36 | 155.8629 | 3.309 | 46.9201 | 0 | 81.0936 | 274.7855 | 5.6218e-11 | 1.384e-11% | 561.9712 | 406.1082 | 561.9712 | 406.1082
852.392 | 155.7692 | 3.3084 | 46.8946 | 0 | 41.9727 | 274.8614 | 5.6332e-11 | 1.535e-11% | 522.8061 | 367.0369 | 522.8061 | 367.0369
852.424 | 155.576 | 3.3071 | 46.8407 | 0 | 17.3596 | 274.8966 | 5.6446e-11 | 1.649e-11% | 497.9801 | 342.4041 | 497.9801 | 342.4041
852.456 | 155.2812 | 3.3054 | 46.7573 | 0 | 5.732 | 274.9057 | 5.6559e-11 | 1.71e-11% | 485.9817 | 330.7005 | 485.9817 | 330.7005
852.488 | 154.8894 | 3.3037 | 46.6449 | 0 | 1.5097 | 274.9094 | 5.673e-11 | 1.738e-11% | 481.2571 | 326.3677 | 481.2571 | 326.3677
852.52 | 154.4161 | 3.3023 | 46.5071 | 0 | 0.3169 | 274.9363 | 5.6843e-11 | 1.749e-11% | 479.4787 | 325.0625 | 479.4787 | 325.0625
852.552 | 153.8788 | 3.3015 | 46.3483 | 0 | 0.052988 | 275.0062 | 5.6957e-11 | 1.754e-11% | 478.5878 | 324.7089 | 478.5878 | 324.7089
852.584 | 153.2845 | 3.3013 | 46.1709 | 0 | 0.0070547 | 275.1128 | 5.7071e-11 | 1.758e-11% | 477.8766 | 324.5921 | 477.8766 | 324.5921
852.616 | 152.6324 | 3.3013 | 45.9757 | 0 | 0.00070216 | 275.2278 | 5.7184e-11 | 1.762e-11% | 477.1378 | 324.5054 | 477.1378 | 324.5054
852.648 | 151.9284 | 3.3009 | 45.7656 | 0 | 7.7533e-06 | 275.3247 | 5.7298e-11 | 1.766e-11% | 476.3196 | 324.3912 | 476.3196 | 324.3912
852.68 | 151.1951 | 3.3002 | 45.5475 | 0 | 8.6042e-13 | 275.3985 | 5.7412e-11 | 1.771e-11% | 475.4413 | 324.2462 | 475.4413 | 324.2462
852.712 | 150.464 | 3.2993 | 45.3305 | 0 | 1.6348e-12 | 275.4599 | 5.7526e-11 | 1.775e-11% | 474.5537 | 324.0897 | 474.5537 | 324.0897
852.744 | 149.7592 | 3.2984 | 45.1216 | 0 | 8.174e-13 | 275.5152 | 5.7639e-11 | 1.779e-11% | 473.6944 | 323.9352 | 473.6944 | 323.9352
852.776 | 149.0901 | 3.2972 | 44.924 | 0 | 1.3121e-12 | 275.5581 | 5.7753e-11 | 1.784e-11% | 472.8693 | 323.7792 | 472.8693 | 323.7792
852.808 | 148.4611 | 3.2958 | 44.739 | 0 | 0 | 275.5842 | 5.7867e-11 | 1.788e-11% | 472.0801 | 323.619 | 472.0801 | 323.619
852.84 | 147.8831 | 3.2944 | 44.5694 | 0 | 0 | 275.6101 | 5.8037e-11 | 1.794e-11% | 471.357 | 323.4739 | 471.357 | 323.4739
852.872 | 147.3706 | 3.2934 | 44.4183 | 0 | 3.9055e-13 | 275.6666 | 5.8151e-11 | 1.798e-11% | 470.749 | 323.3784 | 470.749 | 323.3784
852.904 | 146.9266 | 3.2932 | 44.2862 | 0 | 7.1052e-13 | 275.7696 | 5.8265e-11 | 1.802e-11% | 470.2755 | 323.3489 | 470.2755 | 323.3489
852.936 | 146.5366 | 3.2934 | 44.1692 | 0 | 0 | 275.9038 | 5.8378e-11 | 1.805e-11% | 469.9029 | 323.3663 | 469.9029 | 323.3663
852.968 | 146.1805 | 3.2936 | 44.0623 | 0 | 4.5441e-13 | 276.038 | 5.8492e-11 | 1.809e-11% | 469.5745 | 323.3939 | 469.5745 | 323.3939
853 | 145.849 | 3.2935 | 43.9637 | 0 | 0 | 276.1511 | 5.8606e-11 | 1.812e-11% | 469.2572 | 323.4082 | 469.2572 | 323.4082
853.032 | 145.5451 | 3.293 | 43.8742 | 0 | 0 | 276.2395 | 5.8719e-11 | 1.816e-11% | 468.9518 | 323.4068 | 468.9518 | 323.4068
853.064 | 145.2743 | 3.2922 | 43.7955 | 0 | 0 | 276.3083 | 5.8833e-11 | 1.819e-11% | 468.6703 | 323.396 | 468.6703 | 323.396
853.096 | 145.0354 | 3.2912 | 43.727 | 0 | 0 | 276.3592 | 5.9003e-11 | 1.825e-11% | 468.4127 | 323.3774 | 468.4127 | 323.3774
853.128 | 144.8196 | 3.2899 | 43.6661 | 0 | 0 | 276.3902 | 5.9117e-11 | 1.828e-11% | 468.1658 | 323.3462 | 468.1658 | 323.3462
853.16 | 144.6182 | 3.2883 | 43.6103 | 0 | 0 | 276.4042 | 5.9231e-11 | 1.832e-11% | 467.921 | 323.3028 | 467.921 | 323.3028
853.192 | 144.4294 | 3.2867 | 43.5582 | 0 | 2.1511e-14 | 276.4175 | 5.9345e-11 | 1.836e-11% | 467.6918 | 323.2624 | 467.6918 | 323.2624
853.224 | 144.2554 | 3.2854 | 43.5098 | 0 | 0 | 276.4534 | 5.9458e-11 | 1.839e-11% | 467.504 | 323.2486 | 467.504 | 323.2486
853.256 | 144.0892 | 3.2847 | 43.4625 | 0 | 0 | 276.523 | 5.9572e-11 | 1.843e-11% | 467.3593 | 323.2701 | 467.3593 | 323.2701
853.288 | 143.907 | 3.2842 | 43.4096 | 0 | 1.3975e-12 | 276.613 | 5.9742e-11 | 1.848e-11% | 467.2137 | 323.3068 | 467.2137 | 323.3068
853.32 | 143.6806 | 3.2837 | 43.3435 | 0 | 1.1216e-12 | 276.7003 | 5.9856e-11 | 1.851e-11% | 467.0081 | 323.3275 | 467.0081 | 323.3275
853.352 | 143.4024 | 3.2831 | 43.2622 | 0 | 1.5279e-12 | 276.776 | 5.997e-11 | 1.855e-11% | 466.7236 | 323.3212 | 466.7236 | 323.3212
853.384 | 143.0995 | 3.2824 | 43.1734 | 0 | 8.6446e-13 | 276.8514 | 6.0083e-11 | 1.858e-11% | 466.4066 | 323.3071 | 466.4066 | 323.3071
853.416 | 142.826 | 3.2819 | 43.093 | 0 | 2.0247e-12 | 276.9402 | 6.0197e-11 | 1.862e-11% | 466.1411 | 323.3152 | 466.1411 | 323.3152
853.448 | 142.6387 | 3.2816 | 43.0382 | 0 | 1.5595e-12 | 277.0419 | 6.0311e-11 | 1.865e-11% | 466.0005 | 323.3618 | 466.0005 | 323.3618
853.48 | 142.5705 | 3.2813 | 43.0193 | 0 | 5.7003e-13 | 277.1433 | 6.0481e-11 | 1.87e-11% | 466.0144 | 323.4439 | 466.0144 | 323.4439
853.512 | 142.6145 | 3.2809 | 43.0348 | 0 | 1.2906e-12 | 277.231 | 6.0595e-11 | 1.873e-11% | 466.1612 | 323.5467 | 466.1612 | 323.5467
853.544 | 142.7286 | 3.28 | 43.0722 | 0 | 5.4045e-13 | 277.2974 | 6.0709e-11 | 1.876e-11% | 466.3782 | 323.6496 | 466.3782 | 323.6496
853.576 | 142.853 | 3.2788 | 43.1136 | 0 | 5.6869e-13 | 277.336 | 6.0822e-11 | 1.879e-11% | 466.5815 | 323.7285 | 466.5815 | 323.7285
853.608 | 142.933 | 3.2771 | 43.1429 | 0 | 4.1139e-13 | 277.3415 | 6.0936e-11 | 1.882e-11% | 466.6945 | 323.7615 | 466.6945 | 323.7615
853.64 | 142.936 | 3.275 | 43.15 | 0 | 1.1239e-12 | 277.3186 | 6.1107e-11 | 1.888e-11% | 466.6796 | 323.7436 | 466.6796 | 323.7436
853.672 | 142.8564 | 3.2729 | 43.1321 | 0 | 0 | 277.2943 | 6.122e-11 | 1.891e-11% | 466.5557 | 323.6993 | 466.5557 | 323.6993
853.704 | 142.7015 | 3.2713 | 43.0902 | 0 | 0 | 277.3081 | 6.1334e-11 | 1.895e-11% | 466.371 | 323.6695 | 466.371 | 323.6695
853.736 | 142.4636 | 3.2705 | 43.021 | 0 | 0 | 277.3791 | 6.1448e-11 | 1.898e-11% | 466.1343 | 323.6707 | 466.1343 | 323.6707
853.768 | 142.1028 | 3.2703 | 42.9136 | 0 | 0.017643 | 277.4828 | 6.1618e-11 | 1.904e-11% | 465.7872 | 323.6844 | 465.7872 | 323.6844
853.8 | 141.561 | 3.2698 | 42.752 | 0 | 0.18483 | 277.5712 | 6.1732e-11 | 1.907e-11% | 465.3389 | 323.7779 | 465.3389 | 323.7779
853.832 | 140.7908 | 3.2688 | 42.5229 | 0 | 1.4176 | 277.6203 | 6.1846e-11 | 1.904e-11% | 465.6203 | 324.8295 | 465.6203 | 324.8295
853.864 | 139.7705 | 3.2675 | 42.2188 | 0 | 8.6306 | 277.6535 | 6.1959e-11 | 1.868e-11% | 471.5408 | 331.7703 | 471.5408 | 331.7703
853.896 | 138.4911 | 3.2666 | 41.8353 | 0 | 41.7592 | 277.7168 | 6.213e-11 | 1.704e-11% | 503.0691 | 364.5779 | 503.0691 | 364.5779
853.928 | 136.9369 | 3.2666 | 41.367 | 0 | 160.7692 | 277.8336 | 6.2244e-11 | 1.288e-11% | 620.1733 | 483.2364 | 620.1733 | 483.2364
853.96 | 135.0835 | 3.267 | 40.8069 | 0 | 493.1067 | 277.9865 | 6.2357e-11 | 7.65e-12% | 950.2506 | 815.1672 | 950.2506 | 815.1672
853.992 | 132.9151 | 3.2675 | 40.1518 | 0 | 1206.4541 | 278.138 | 6.2471e-11 | 4.088e-12% | 1660.9264 | 1528.0113 | 1660.9264 | 1528.0113
854.024 | 130.444 | 3.2675 | 39.406 | 0 | 2357.3226 | 278.2609 | 6.2641e-11 | 2.339e-12% | 2808.7009 | 2678.257 | 2808.7009 | 2678.257
854.056 | 127.7149 | 3.267 | 38.5835 | 0 | 3682.0903 | 278.3475 | 6.2755e-11 | 1.568e-12% | 4130.0031 | 4002.2882 | 4130.0031 | 4002.2882
854.088 | 124.7981 | 3.2659 | 37.7052 | 0 | 4600.9723 | 278.3983 | 6.3665e-11 | 1.294e-12% | 5045.1398 | 4920.3417 | 5045.1398 | 4920.3417
854.12 | 121.7769 | 3.2643 | 36.7965 | 0 | 4600.9728 | 278.4105 | 6.3665e-11 | 1.294e-12% | 5041.2211 | 4919.4442 | 5041.2211 | 4919.4442
854.152 | 118.7392 | 3.2621 | 35.8839 | 0 | 3682.0969 | 278.3783 | 6.3153e-11 | 1.579e-12% | 4118.3605 | 3999.6213 | 4118.3605 | 3999.6213
854.184 | 115.773 | 3.2592 | 34.9941 | 0 | 2357.3747 | 278.3012 | 6.3267e-11 | 2.366e-12% | 2789.7023 | 2673.9292 | 2789.7023 | 2673.9292
854.216 | 112.9639 | 3.2558 | 34.1526 | 0 | 1206.7637 | 278.1903 | 6.338e-11 | 4.163e-12% | 1635.3263 | 1522.3624 | 1635.3263 | 1522.3624
854.248 | 110.3938 | 3.2523 | 33.3834 | 0 | 494.5498 | 278.0749 | 6.3551e-11 | 7.853e-12% | 919.6542 | 809.2604 | 919.6542 | 809.2604
854.28 | 108.1408 | 3.2496 | 32.7085 | 0 | 166.0749 | 278.0111 | 6.3665e-11 | 1.326e-11% | 588.185 | 480.0441 | 588.185 | 480.0441
854.312 | 106.2723 | 3.2487 | 32.1464 | 0 | 57.1536 | 278.0658 | 6.3778e-11 | 1.721e-11% | 476.8867 | 370.6144 | 476.8867 | 370.6144
854.344 | 104.8244 | 3.2498 | 31.7071 | 0 | 43.8821 | 278.2643 | 6.3949e-11 | 1.791e-11% | 461.9277 | 357.1033 | 461.9277 | 357.1033
854.376 | 103.7908 | 3.2523 | 31.3905 | 0 | 65.1246 | 278.555 | 6.4063e-11 | 1.693e-11% | 482.1131 | 378.3223 | 482.1131 | 378.3223
854.408 | 103.143 | 3.2547 | 31.1904 | 0 | 91.049 | 278.8449 | 6.4176e-11 | 1.587e-11% | 507.482 | 404.3391 | 507.482 | 404.3391
854.44 | 102.8663 | 3.2562 | 31.1044 | 0 | 102.2986 | 279.0693 | 6.4347e-11 | 1.548e-11% | 518.5949 | 415.7285 | 518.5949 | 415.7285
854.472 | 102.978 | 3.2566 | 31.138 | 0 | 90.8642 | 279.2194 | 6.446e-11 | 1.594e-11% | 507.4562 | 404.4782 | 507.4562 | 404.4782
854.504 | 103.516 | 3.2563 | 31.3019 | 0 | 63.707 | 279.3193 | 6.4574e-11 | 1.71e-11% | 481.1005 | 377.5845 | 481.1005 | 377.5845
854.536 | 104.5164 | 3.2556 | 31.6064 | 0 | 35.2515 | 279.3946 | 6.4745e-11 | 1.852e-11% | 454.0246 | 349.5081 | 454.0246 | 349.5081
854.568 | 105.9928 | 3.2548 | 32.055 | 0 | 15.3945 | 279.461 | 6.4858e-11 | 1.964e-11% | 436.1581 | 330.1653 | 436.1581 | 330.1653
854.6 | 107.9268 | 3.254 | 32.6422 | 0 | 5.3058 | 279.5258 | 6.4972e-11 | 2.026e-11% | 428.6546 | 320.7278 | 428.6546 | 320.7278
854.632 | 110.2725 | 3.2532 | 33.354 | 0 | 1.4432 | 279.5916 | 6.5143e-11 | 2.051e-11% | 427.9145 | 317.642 | 427.9145 | 317.642
854.664 | 112.9671 | 3.2524 | 34.1714 | 0 | 0.30981 | 279.6573 | 6.5256e-11 | 2.056e-11% | 430.358 | 317.3909 | 430.358 | 317.3909
854.696 | 115.9391 | 3.2515 | 35.0731 | 0 | 0.05249 | 279.7169 | 6.537e-11 | 2.055e-11% | 434.0331 | 318.094 | 434.0331 | 318.094
854.728 | 119.1101 | 3.2503 | 36.0356 | 0 | 0.0070185 | 279.76 | 6.554e-11 | 2.054e-11% | 438.1629 | 319.0529 | 438.1629 | 319.0529
854.76 | 122.3937 | 3.2488 | 37.0332 | 0 | 0.0092943 | 279.7763 | 6.5654e-11 | 2.051e-11% | 442.4613 | 320.0676 | 442.4613 | 320.0676
854.792 | 125.7021 | 3.2469 | 38.0392 | 0 | 0.081059 | 279.768 | 6.5825e-11 | 2.05e-11% | 446.8372 | 321.1351 | 446.8372 | 321.1351
854.824 | 128.9538 | 3.245 | 39.0283 | 0 | 0.61377 | 279.7581 | 6.5938e-11 | 2.044e-11% | 451.5989 | 322.6451 | 451.5989 | 322.6451
854.856 | 132.0766 | 3.2436 | 39.9774 | 0 | 3.6497 | 279.7809 | 6.6052e-11 | 2.022e-11% | 458.7282 | 326.6516 | 458.7282 | 326.6516
854.888 | 135.0034 | 3.243 | 40.8655 | 0 | 17.203 | 279.856 | 6.6223e-11 | 1.941e-11% | 476.1709 | 341.1675 | 476.1709 | 341.1675
854.92 | 137.673 | 3.243 | 41.6746 | 0 | 64.4354 | 279.9731 | 6.6336e-11 | 1.704e-11% | 526.9992 | 389.3261 | 526.9992 | 389.3261
854.952 | 140.0397 | 3.2435 | 42.3915 | 0 | 192.5015 | 280.106 | 6.6507e-11 | 1.283e-11% | 658.2821 | 518.2424 | 658.2821 | 518.2424
854.984 | 142.0825 | 3.2441 | 43.0107 | 0 | 461.1864 | 280.233 | 6.662e-11 | 8.458e-12% | 929.7567 | 787.6742 | 929.7567 | 787.6742
855.016 | 143.8055 | 3.2449 | 43.5337 | 0 | 892.5883 | 280.3445 | 6.6734e-11 | 5.471e-12% | 1363.5169 | 1219.7114 | 1363.5169 | 1219.7114
855.048 | 145.2324 | 3.2457 | 43.9677 | 0 | 1408.4618 | 280.4378 | 6.6905e-11 | 3.854e-12% | 1881.3453 | 1736.1129 | 1881.3453 | 1736.1129
855.08 | 146.3993 | 3.2465 | 44.3236 | 0 | 1830.0677 | 280.5138 | 6.7303e-11 | 3.119e-12% | 2304.5509 | 2158.1516 | 2304.5509 | 2158.1516
855.112 | 147.3485 | 3.2473 | 44.6142 | 0 | 1974.6946 | 280.5754 | 6.7189e-11 | 2.917e-12% | 2450.48 | 2303.1314 | 2450.48 | 2303.1314
855.144 | 148.1224 | 3.248 | 44.852 | 0 | 1777.2244 | 280.6271 | 6.7303e-11 | 3.196e-12% | 2254.0739 | 2105.9515 | 2254.0739 | 2105.9515
855.176 | 148.7621 | 3.2487 | 45.0494 | 0 | 1332.2766 | 280.6744 | 6.7473e-11 | 4.062e-12% | 1810.0112 | 1661.2491 | 1810.0112 | 1661.2491
855.208 | 149.3081 | 3.2494 | 45.2184 | 0 | 826.4038 | 280.7241 | 6.7587e-11 | 5.849e-12% | 1304.9038 | 1155.5957 | 1304.9038 | 1155.5957
855.24 | 149.7982 | 3.2503 | 45.3701 | 0 | 420.163 | 280.7835 | 6.7701e-11 | 9.032e-12% | 899.3651 | 749.5669 | 899.3651 | 749.5669
855.272 | 150.2611 | 3.2514 | 45.513 | 0 | 173.3893 | 280.8573 | 6.7871e-11 | 1.349e-11% | 653.272 | 503.011 | 653.272 | 503.011
855.304 | 150.7092 | 3.2526 | 45.651 | 0 | 57.5913 | 280.944 | 6.7985e-11 | 1.755e-11% | 538.1482 | 387.439 | 538.1482 | 387.439
855.336 | 151.138 | 3.254 | 45.7831 | 0 | 15.2979 | 281.0354 | 6.8155e-11 | 1.973e-11% | 496.5084 | 345.3703 | 496.5084 | 345.3703
855.368 | 151.5315 | 3.2552 | 45.9046 | 0 | 3.2349 | 281.1214 | 6.8269e-11 | 2.047e-11% | 485.0476 | 333.5161 | 485.0476 | 333.5161
855.4 | 151.8719 | 3.2563 | 46.0106 | 0 | 0.54288 | 281.1943 | 6.8439e-11 | 2.068e-11% | 482.876 | 331.0041 | 482.876 | 331.0041
855.432 | 152.1453 | 3.2571 | 46.0968 | 0 | 0.071444 | 281.2507 | 6.8553e-11 | 2.073e-11% | 482.8214 | 330.6761 | 482.8214 | 330.6761
855.464 | 152.3413 | 3.2577 | 46.1605 | 0 | 0.007539 | 281.2861 | 6.8724e-11 | 2.078e-11% | 483.0531 | 330.7118 | 483.0531 | 330.7118
855.496 | 152.453 | 3.2578 | 46.1997 | 0 | 0 | 281.2926 | 6.8837e-11 | 2.081e-11% | 483.2032 | 330.7502 | 483.2032 | 330.7502
855.528 | 152.4823 | 3.2574 | 46.2153 | 0 | 0 | 281.2659 | 6.9008e-11 | 2.086e-11% | 483.2209 | 330.7386 | 483.2209 | 330.7386
855.56 | 152.4503 | 3.2568 | 46.213 | 0 | 1.5911e-12 | 281.2214 | 6.9122e-11 | 2.09e-11% | 483.1416 | 330.6912 | 483.1416 | 330.6912
855.592 | 152.3974 | 3.2565 | 46.2035 | 0 | 1.0271e-12 | 281.1988 | 6.9292e-11 | 2.096e-11% | 483.0561 | 330.6588 | 483.0561 | 330.6588
855.624 | 152.3617 | 3.2571 | 46.1969 | 0 | 2.0354e-12 | 281.2364 | 6.9406e-11 | 2.099e-11% | 483.0521 | 330.6904 | 483.0521 | 330.6904
855.656 | 152.3545 | 3.2585 | 46.1966 | 0 | 1.4842e-12 | 281.3374 | 6.9576e-11 | 2.103e-11% | 483.147 | 330.7925 | 483.147 | 330.7925
855.688 | 152.3588 | 3.2605 | 46.1985 | 0 | 1.1186e-12 | 281.4689 | 6.969e-11 | 2.106e-11% | 483.2866 | 330.9278 | 483.2866 | 330.9278
855.72 | 152.3522 | 3.2623 | 46.1974 | 0 | 4.7323e-13 | 281.5938 | 6.9861e-11 | 2.11e-11% | 483.4057 | 331.0535 | 483.4057 | 331.0535
855.752 | 152.3258 | 3.2638 | 46.1911 | 0 | 1.8069e-12 | 281.6954 | 6.9974e-11 | 2.113e-11% | 483.4762 | 331.1503 | 483.4762 | 331.1503
855.784 | 152.2844 | 3.2649 | 46.1812 | 0 | 1.5488e-12 | 281.7756 | 7.0145e-11 | 2.118e-11% | 483.5061 | 331.2217 | 483.5061 | 331.2217
855.816 | 152.2411 | 3.266 | 46.1711 | 0 | 1.2046e-12 | 281.8466 | 7.0258e-11 | 2.121e-11% | 483.5248 | 331.2836 | 483.5248 | 331.2836
855.848 | 152.2136 | 3.2672 | 46.1654 | 0 | 1.0325e-12 | 281.9264 | 7.0429e-11 | 2.125e-11% | 483.5724 | 331.3589 | 483.5724 | 331.3589
855.88 | 152.2144 | 3.2687 | 46.1675 | 0 | 5.1625e-13 | 282.0285 | 7.0543e-11 | 2.128e-11% | 483.679 | 331.4646 | 483.679 | 331.4646
855.912 | 152.2425 | 3.2704 | 46.1771 | 0 | 1.5488e-12 | 282.1495 | 7.0713e-11 | 2.133e-11% | 483.8395 | 331.597 | 483.8395 | 331.597
855.944 | 152.2852 | 3.2722 | 46.1913 | 0 | 1.7208e-13 | 282.2699 | 7.0884e-11 | 2.137e-11% | 484.0186 | 331.7334 | 484.0186 | 331.7334
855.976 | 152.3316 | 3.2737 | 46.2072 | 0 | 0 | 282.3701 | 7.0997e-11 | 2.139e-11% | 484.1826 | 331.851 | 484.1826 | 331.851
856.008 | 152.3823 | 3.2747 | 46.2255 | 0 | 0 | 282.4433 | 7.1168e-11 | 2.144e-11% | 484.3259 | 331.9436 | 484.3259 | 331.9436
856.04 | 152.449 | 3.2756 | 46.2494 | 0 | 0 | 282.4981 | 7.1282e-11 | 2.147e-11% | 484.472 | 332.023 | 484.472 | 332.023
856.072 | 152.5457 | 3.2763 | 46.2824 | 0 | 3.2535e-13 | 282.5511 | 7.1452e-11 | 2.151e-11% | 484.6555 | 332.1098 | 484.6555 | 332.1098
856.104 | 152.6789 | 3.2773 | 46.326 | 0 | 4.3122e-13 | 282.6163 | 7.1566e-11 | 2.154e-11% | 484.8985 | 332.2196 | 484.8985 | 332.2196
856.136 | 152.8419 | 3.2785 | 46.3781 | 0 | 0 | 282.6966 | 7.1736e-11 | 2.158e-11% | 485.1952 | 332.3532 | 485.1952 | 332.3532
856.168 | 153.0179 | 3.2798 | 46.4339 | 0 | 0 | 282.7839 | 7.1907e-11 | 2.163e-11% | 485.5155 | 332.4976 | 485.5155 | 332.4976
856.2 | 153.1892 | 3.281 | 46.4885 | 0 | 0 | 282.8681 | 7.2021e-11 | 2.165e-11% | 485.8268 | 332.6375 | 485.8268 | 332.6375
856.232 | 153.346 | 3.2821 | 46.5388 | 0 | 9.0324e-13 | 282.9447 | 7.2191e-11 | 2.169e-11% | 486.1116 | 332.7657 | 486.1116 | 332.7657
856.264 | 153.4858 | 3.2832 | 46.5843 | 0 | 0 | 283.0154 | 7.2305e-11 | 2.172e-11% | 486.3687 | 332.8829 | 486.3687 | 332.8829
856.296 | 153.6083 | 3.2842 | 46.6247 | 0 | 3.9522e-13 | 283.0822 | 7.2475e-11 | 2.176e-11% | 486.5993 | 332.9911 | 486.5993 | 332.9911
856.328 | 153.7091 | 3.2851 | 46.6587 | 0 | 2.0008e-13 | 283.1426 | 7.2646e-11 | 2.181e-11% | 486.7955 | 333.0864 | 486.7955 | 333.0864
856.36 | 153.779 | 3.2858 | 46.6838 | 0 | 7.4782e-13 | 283.1904 | 7.276e-11 | 2.184e-11% | 486.9389 | 333.16 | 486.9389 | 333.16
856.392 | 153.8096 | 3.2862 | 46.6976 | 0 | 9.7404e-13 | 283.2222 | 7.293e-11 | 2.189e-11% | 487.0155 | 333.206 | 487.0155 | 333.206
856.424 | 153.802 | 3.2866 | 46.7 | 0 | 1.5526e-12 | 283.246 | 7.3101e-11 | 2.194e-11% | 487.0346 | 333.2326 | 487.0346 | 333.2326
856.456 | 153.7697 | 3.2871 | 46.6946 | 0 | 7.3295e-13 | 283.2817 | 7.3214e-11 | 2.197e-11% | 487.033 | 333.2634 | 487.033 | 333.2634
856.488 | 153.73 | 3.2881 | 46.6857 | 0 | 6.7833e-13 | 283.3479 | 7.3385e-11 | 2.202e-11% | 487.0518 | 333.3217 | 487.0518 | 333.3217
856.52 | 153.6917 | 3.2896 | 46.6761 | 0 | 0 | 283.4462 | 7.3555e-11 | 2.206e-11% | 487.1036 | 333.4119 | 487.1036 | 333.4119
856.552 | 153.6511 | 3.2912 | 46.6652 | 0 | 0 | 283.5599 | 7.3669e-11 | 2.209e-11% | 487.1675 | 333.5164 | 487.1675 | 333.5164
856.584 | 153.5998 | 3.2928 | 46.6513 | 0 | 2.3114e-13 | 283.6687 | 7.384e-11 | 2.213e-11% | 487.2127 | 333.6128 | 487.2127 | 333.6128
856.616 | 153.5334 | 3.2942 | 46.6333 | 0 | 7.6475e-13 | 283.7624 | 7.401e-11 | 2.218e-11% | 487.2233 | 333.6899 | 487.2233 | 333.6899
856.648 | 153.4523 | 3.2954 | 46.6114 | 0 | 2.4771e-13 | 283.8423 | 7.4124e-11 | 2.221e-11% | 487.2014 | 333.749 | 487.2014 | 333.749
856.68 | 153.3585 | 3.2964 | 46.5859 | 0 | 0 | 283.9142 | 7.4294e-11 | 2.226e-11% | 487.1551 | 333.7966 | 487.1551 | 333.7966
856.712 | 153.2528 | 3.2974 | 46.5569 | 0 | 3.1123e-13 | 283.9831 | 7.4465e-11 | 2.231e-11% | 487.0903 | 333.8374 | 487.0903 | 333.8374
856.744 | 153.1354 | 3.2984 | 46.5244 | 0 | 0 | 284.051 | 7.4579e-11 | 2.234e-11% | 487.0092 | 333.8738 | 487.0092 | 333.8738
856.776 | 153.0064 | 3.2994 | 46.4883 | 0 | 0 | 284.1182 | 7.4749e-11 | 2.239e-11% | 486.9123 | 333.9059 | 486.9123 | 333.9059
856.808 | 152.8664 | 3.3004 | 46.449 | 0 | 0 | 284.1841 | 7.492e-11 | 2.244e-11% | 486.7999 | 333.9335 | 486.7999 | 333.9335
856.84 | 152.7167 | 3.3014 | 46.4068 | 0 | 0 | 284.2483 | 7.5033e-11 | 2.247e-11% | 486.6731 | 333.9564 | 486.6731 | 333.9564
856.872 | 152.5588 | 3.3023 | 46.3621 | 0 | 0 | 284.3111 | 7.5204e-11 | 2.252e-11% | 486.5343 | 333.9755 | 486.5343 | 333.9755
856.904 | 152.3947 | 3.3032 | 46.3156 | 0 | 6.8296e-13 | 284.3734 | 7.5374e-11 | 2.257e-11% | 486.3869 | 333.9922 | 486.3869 | 333.9922
856.936 | 152.227 | 3.3041 | 46.268 | 0 | 1.0379e-12 | 284.435 | 7.5545e-11 | 2.262e-11% | 486.2341 | 334.007 | 486.2341 | 334.007
856.968 | 152.0592 | 3.305 | 46.2205 | 0 | 2.3554e-12 | 284.4924 | 7.5659e-11 | 2.265e-11% | 486.077 | 334.0178 | 486.077 | 334.0178
857 | 151.8967 | 3.3057 | 46.1749 | 0 | 8.5505e-13 | 284.5394 | 7.5829e-11 | 2.27e-11% | 485.9167 | 334.02 | 485.9167 | 334.02
857.032 | 151.7496 | 3.3062 | 46.1346 | 0 | 1.1992e-12 | 284.5725 | 7.6e-11 | 2.275e-11% | 485.7629 | 334.0133 | 485.7629 | 334.0133
857.064 | 151.6345 | 3.3066 | 46.1042 | 0 | 1.4412e-12 | 284.5985 | 7.6113e-11 | 2.279e-11% | 485.6438 | 334.0093 | 485.6438 | 334.0093
857.096 | 151.5702 | 3.3071 | 46.089 | 0 | 0 | 284.6348 | 7.6284e-11 | 2.284e-11% | 485.6011 | 334.0309 | 485.6011 | 334.0309
857.128 | 151.5672 | 3.308 | 46.0914 | 0 | 0.00037555 | 284.6968 | 7.6454e-11 | 2.288e-11% | 485.6638 | 334.0966 | 485.6638 | 334.0966
857.16 | 151.6176 | 3.3093 | 46.1092 | 0 | 0.0035588 | 284.7823 | 7.6625e-11 | 2.293e-11% | 485.822 | 334.2043 | 485.822 | 334.2043
857.192 | 151.6975 | 3.3105 | 46.1359 | 0 | 0.026616 | 284.8696 | 7.6739e-11 | 2.295e-11% | 486.0402 | 334.3426 | 486.0402 | 334.3426
857.224 | 151.7806 | 3.3115 | 46.1644 | 0 | 0.1571 | 284.9336 | 7.6909e-11 | 2.299e-11% | 486.3472 | 334.5666 | 486.3472 | 334.5666
857.256 | 151.8524 | 3.312 | 46.1908 | 0 | 0.73281 | 284.9646 | 7.708e-11 | 2.3e-11% | 487.0526 | 335.2001 | 487.0526 | 335.2001
857.288 | 151.9155 | 3.3121 | 46.2152 | 0 | 2.7012 | 284.975 | 7.725e-11 | 2.291e-11% | 489.1189 | 337.2034 | 489.1189 | 337.2034
857.32 | 151.9835 | 3.3124 | 46.2409 | 0 | 7.8894 | 284.9912 | 7.7421e-11 | 2.261e-11% | 494.4173 | 342.4339 | 494.4173 | 342.4339
857.352 | 152.0695 | 3.3131 | 46.271 | 0 | 18.3852 | 285.0376 | 7.7534e-11 | 2.196e-11% | 505.0763 | 353.0068 | 505.0763 | 353.0068
857.384 | 152.175 | 3.3143 | 46.3057 | 0 | 34.7874 | 285.1197 | 7.7705e-11 | 2.103e-11% | 521.702 | 369.527 | 521.702 | 369.527
857.416 | 152.2868 | 3.3157 | 46.3417 | 0 | 55.7003 | 285.2189 | 7.7875e-11 | 1.994e-11% | 542.8635 | 390.5767 | 542.8635 | 390.5767
857.448 | 152.3859 | 3.317 | 46.3744 | 0 | 81.6123 | 285.3044 | 7.7989e-11 | 1.872e-11% | 568.994 | 416.608 | 568.994 | 416.608
857.48 | 152.4634 | 3.3178 | 46.4018 | 0 | 119.4743 | 285.3572 | 7.8217e-11 | 1.721e-11% | 607.0145 | 454.551 | 607.0145 | 454.551
857.512 | 152.5312 | 3.3183 | 46.4269 | 0 | 177.0425 | 285.3894 | 7.833e-11 | 1.529e-11% | 664.7082 | 512.177 | 664.7082 | 512.177
857.544 | 152.6147 | 3.3189 | 46.4563 | 0 | 246.185 | 285.4349 | 7.8501e-11 | 1.35e-11% | 734.0098 | 581.3951 | 734.0098 | 581.3951
857.576 | 152.732 | 3.3202 | 46.4945 | 0 | 296.1403 | 285.5188 | 7.8671e-11 | 1.246e-11% | 784.2057 | 631.4737 | 784.2057 | 631.4737
857.608 | 152.8803 | 3.3219 | 46.5409 | 0 | 294.7807 | 285.6367 | 7.8899e-11 | 1.252e-11% | 783.1605 | 630.2802 | 783.1605 | 630.2802
857.64 | 153.0436 | 3.3238 | 46.5915 | 0 | 239.8969 | 285.7643 | 7.9012e-11 | 1.373e-11% | 728.6201 | 575.5765 | 728.6201 | 575.5765
857.672 | 153.2073 | 3.3254 | 46.6427 | 0 | 163.6914 | 285.8795 | 7.9183e-11 | 1.585e-11% | 652.7463 | 499.539 | 652.7463 | 499.539
857.704 | 153.3646 | 3.3268 | 46.6928 | 0 | 104.9536 | 285.972 | 7.9297e-11 | 1.798e-11% | 594.3099 | 440.9453 | 594.3099 | 440.9453
857.736 | 153.5153 | 3.3278 | 46.7418 | 0 | 80.191 | 286.0423 | 7.9467e-11 | 1.909e-11% | 569.8182 | 416.303 | 569.8182 | 416.303
857.768 | 153.6628 | 3.3287 | 46.7903 | 0 | 79.0401 | 286.0993 | 7.9638e-11 | 1.918e-11% | 568.921 | 415.2582 | 568.921 | 415.2582
857.8 | 153.8113 | 3.3296 | 46.839 | 0 | 80.5125 | 286.1578 | 7.9808e-11 | 1.915e-11% | 570.6502 | 416.8389 | 570.6502 | 416.8389
857.832 | 153.9592 | 3.3306 | 46.887 | 0 | 72.2551 | 286.2305 | 7.9979e-11 | 1.957e-11% | 562.6624 | 408.7032 | 562.6624 | 408.7032
857.864 | 154.0938 | 3.3319 | 46.9305 | 0 | 57.9425 | 286.3182 | 8.0149e-11 | 2.032e-11% | 548.6169 | 394.5231 | 548.6169 | 394.5231
857.896 | 154.1934 | 3.3333 | 46.963 | 0 | 49.4055 | 286.4113 | 8.032e-11 | 2.08e-11% | 540.3065 | 386.113 | 540.3065 | 386.113
857.928 | 154.236 | 3.3346 | 46.9784 | 0 | 52.9875 | 286.4985 | 8.049e-11 | 2.065e-11% | 544.035 | 389.799 | 544.035 | 389.799
857.96 | 154.2069 | 3.3358 | 46.9721 | 0 | 63.0703 | 286.5743 | 8.0661e-11 | 2.017e-11% | 554.1594 | 399.9525 | 554.1594 | 399.9525
857.992 | 154.1016 | 3.3369 | 46.9429 | 0 | 67.5939 | 286.6389 | 8.0831e-11 | 1.998e-11% | 558.6143 | 404.5126 | 558.6143 | 404.5126
858.024 | 153.9273 | 3.338 | 46.8928 | 0 | 59.3189 | 286.6944 | 8.0945e-11 | 2.043e-11% | 550.1714 | 396.2441 | 550.1714 | 396.2441
858.056 | 153.7 | 3.339 | 46.8265 | 0 | 41.4662 | 286.743 | 8.1116e-11 | 2.144e-11% | 532.0748 | 378.3747 | 532.0748 | 378.3747
858.088 | 153.4402 | 3.3401 | 46.7504 | 0 | 22.9283 | 286.7865 | 8.1286e-11 | 2.259e-11% | 513.2454 | 359.8052 | 513.2454 | 359.8052
858.12 | 153.1653 | 3.3411 | 46.6697 | 0 | 10.0111 | 286.8266 | 8.1457e-11 | 2.348e-11% | 500.0138 | 346.8485 | 500.0138 | 346.8485
858.152 | 152.8857 | 3.3421 | 46.5876 | 0 | 3.4502 | 286.864 | 8.1627e-11 | 2.399e-11% | 493.1296 | 340.2439 | 493.1296 | 340.2439
858.184 | 152.6054 | 3.343 | 46.5054 | 0 | 0.93847 | 286.8973 | 8.1798e-11 | 2.422e-11% | 490.2896 | 337.6842 | 490.2896 | 337.6842
858.216 | 152.3261 | 3.3438 | 46.4238 | 0 | 0.20146 | 286.9232 | 8.1968e-11 | 2.433e-11% | 489.2184 | 336.8923 | 489.2184 | 336.8923
858.248 | 152.0519 | 3.3445 | 46.344 | 0 | 0.034132 | 286.9393 | 8.2139e-11 | 2.44e-11% | 488.7139 | 336.662 | 488.7139 | 336.662
858.28 | 151.792 | 3.3451 | 46.2689 | 0 | 0.0045639 | 286.9481 | 8.2309e-11 | 2.446e-11% | 488.3588 | 336.5668 | 488.3588 | 336.5668
858.312 | 151.561 | 3.3457 | 46.2026 | 0 | 0.00048162 | 286.959 | 8.248e-11 | 2.451e-11% | 488.0688 | 336.5078 | 488.0688 | 336.5078
858.344 | 151.3717 | 3.3465 | 46.1484 | 0 | 0 | 286.9838 | 8.265e-11 | 2.456e-11% | 487.8505 | 336.4788 | 487.8505 | 336.4788
858.376 | 151.2269 | 3.3476 | 46.1072 | 0 | 0 | 287.028 | 8.2821e-11 | 2.461e-11% | 487.7097 | 336.4828 | 487.7097 | 336.4828
858.408 | 151.1155 | 3.3489 | 46.0756 | 0 | 0 | 287.0854 | 8.2991e-11 | 2.466e-11% | 487.6255 | 336.51 | 487.6255 | 336.51
858.44 | 151.0201 | 3.3502 | 46.0489 | 0 | 0 | 287.1439 | 8.3162e-11 | 2.471e-11% | 487.5631 | 336.543 | 487.5631 | 336.543
858.472 | 150.9294 | 3.3514 | 46.0239 | 0 | 0 | 287.1948 | 8.3332e-11 | 2.476e-11% | 487.4996 | 336.5702 | 487.4996 | 336.5702
858.504 | 150.8456 | 3.3525 | 46.0012 | 0 | 0 | 287.2384 | 8.3503e-11 | 2.481e-11% | 487.4377 | 336.5921 | 487.4377 | 336.5921
858.536 | 150.7802 | 3.3536 | 45.9843 | 0 | 1.2906e-13 | 287.2795 | 8.3674e-11 | 2.486e-11% | 487.3976 | 336.6174 | 487.3976 | 336.6174
858.568 | 150.7461 | 3.3546 | 45.9769 | 0 | 1.7208e-13 | 287.3218 | 8.3844e-11 | 2.491e-11% | 487.3995 | 336.6533 | 487.3995 | 336.6533
858.6 | 150.7515 | 3.3557 | 45.9814 | 0 | 6.023e-13 | 287.3653 | 8.4015e-11 | 2.495e-11% | 487.4539 | 336.7025 | 487.4539 | 336.7025
858.632 | 150.7996 | 3.3568 | 45.999 | 0 | 1.7208e-13 | 287.4084 | 8.4185e-11 | 2.5e-11% | 487.5638 | 336.7643 | 487.5638 | 336.7643
858.664 | 150.8901 | 3.3579 | 46.0296 | 0 | 0 | 287.4503 | 8.4356e-11 | 2.504e-11% | 487.7279 | 336.8378 | 487.7279 | 336.8378
858.696 | 151.0201 | 3.3589 | 46.0723 | 0 | 8.6042e-14 | 287.491 | 8.4526e-11 | 2.509e-11% | 487.9423 | 336.9223 | 487.9423 | 336.9223
858.728 | 151.1854 | 3.36 | 46.1258 | 0 | 0.0021607 | 287.5305 | 8.4697e-11 | 2.513e-11% | 488.2039 | 337.0185 | 488.2039 | 337.0185
858.76 | 151.3817 | 3.361 | 46.1888 | 0 | 0.022455 | 287.5678 | 8.4867e-11 | 2.517e-11% | 488.5218 | 337.14 | 488.5218 | 337.14
858.792 | 151.6039 | 3.3619 | 46.2599 | 0 | 0.17189 | 287.6006 | 8.5038e-11 | 2.52e-11% | 488.9982 | 337.3943 | 488.9982 | 337.3943
858.824 | 151.8441 | 3.3627 | 46.3368 | 0 | 1.0441 | 287.6268 | 8.5208e-11 | 2.518e-11% | 490.2146 | 338.3705 | 490.2146 | 338.3705
858.856 | 152.0912 | 3.3635 | 46.416 | 0 | 5.0384 | 287.6468 | 8.5379e-11 | 2.493e-11% | 494.5559 | 342.4647 | 494.5559 | 342.4647
858.888 | 152.3323 | 3.3642 | 46.4934 | 0 | 19.3361 | 287.6658 | 8.5549e-11 | 2.397e-11% | 509.1918 | 356.8595 | 509.1918 | 356.8595
858.92 | 152.556 | 3.365 | 46.5652 | 0 | 59.0921 | 287.6921 | 8.572e-11 | 2.161e-11% | 549.2705 | 396.7145 | 549.2705 | 396.7145
858.952 | 152.7536 | 3.3661 | 46.6287 | 0 | 143.9868 | 287.7315 | 8.589e-11 | 1.783e-11% | 634.4667 | 481.7131 | 634.4667 | 481.7131
858.984 | 152.9197 | 3.3673 | 46.682 | 0 | 280.0746 | 287.7822 | 8.6061e-11 | 1.393e-11% | 770.8257 | 617.906 | 770.8257 | 617.906
859.016 | 153.0531 | 3.3685 | 46.7254 | 0 | 435.3561 | 287.8365 | 8.6231e-11 | 1.115e-11% | 926.3395 | 773.2864 | 926.3395 | 773.2864
859.048 | 153.1583 | 3.3697 | 46.7602 | 0 | 541.247 | 287.8872 | 8.6402e-11 | 9.827e-12% | 1032.4224 | 879.2641 | 1032.4224 | 879.2641
859.08 | 153.2437 | 3.3708 | 46.7892 | 0 | 538.4542 | 287.9311 | 8.6629e-11 | 9.883e-12% | 1029.7889 | 876.5453 | 1029.7889 | 876.5453
859.112 | 153.317 | 3.3718 | 46.8148 | 0 | 428.7129 | 287.9664 | 8.68e-11 | 1.132e-11% | 920.1828 | 766.8658 | 920.1828 | 766.8658
859.144 | 153.3818 | 3.3725 | 46.8383 | 0 | 273.1137 | 287.9894 | 8.697e-11 | 1.423e-11% | 764.6958 | 611.3141 | 764.6958 | 611.3141
859.176 | 153.4374 | 3.3731 | 46.8597 | 0 | 139.1294 | 287.9945 | 8.7141e-11 | 1.825e-11% | 630.7941 | 477.3567 | 630.7941 | 477.3567
859.208 | 153.4836 | 3.3733 | 46.8789 | 0 | 56.6242 | 287.9799 | 8.7311e-11 | 2.211e-11% | 548.34 | 394.8564 | 548.34 | 394.8564
859.24 | 153.5261 | 3.3734 | 46.8974 | 0 | 18.3913 | 287.9541 | 8.7482e-11 | 2.453e-11% | 510.1422 | 356.6161 | 510.1422 | 356.6161
859.272 | 153.5755 | 3.3735 | 46.9178 | 0 | 4.7611 | 287.9346 | 8.7653e-11 | 2.556e-11% | 496.5626 | 342.9871 | 496.5626 | 342.9871
859.304 | 153.6415 | 3.3741 | 46.9424 | 0 | 0.98119 | 287.9389 | 8.788e-11 | 2.591e-11% | 492.878 | 339.2366 | 492.878 | 339.2366
859.336 | 153.7251 | 3.3751 | 46.9711 | 0 | 0.16077 | 287.9761 | 8.805e-11 | 2.601e-11% | 492.2082 | 338.4831 | 492.2082 | 338.4831
859.368 | 153.817 | 3.3765 | 47.0013 | 0 | 0.020919 | 288.0438 | 8.8221e-11 | 2.607e-11% | 492.2595 | 338.4425 | 492.2595 | 338.4425
859.4 | 153.8994 | 3.3782 | 47.0279 | 0 | 0.0019795 | 288.1293 | 8.8392e-11 | 2.611e-11% | 492.4367 | 338.5374 | 492.4367 | 338.5374
859.432 | 153.9536 | 3.3799 | 47.0459 | 0 | 9.8949e-13 | 288.2152 | 8.8562e-11 | 2.615e-11% | 492.5945 | 338.6409 | 492.5945 | 338.6409
859.464 | 153.9684 | 3.3815 | 47.0522 | 0 | 6.8834e-13 | 288.2896 | 8.8733e-11 | 2.62e-11% | 492.6917 | 338.7233 | 492.6917 | 338.7233
859.496 | 153.9436 | 3.3828 | 47.0469 | 0 | 1.6348e-12 | 288.3522 | 8.896e-11 | 2.626e-11% | 492.7256 | 338.782 | 492.7256 | 338.782
859.528 | 153.8843 | 3.3841 | 47.0313 | 0 | 2.5813e-13 | 288.4093 | 8.913e-11 | 2.631e-11% | 492.709 | 338.8247 | 492.709 | 338.8247
859.56 | 153.7952 | 3.3854 | 47.0067 | 0 | 4.3021e-13 | 288.4641 | 8.9301e-11 | 2.635e-11% | 492.6514 | 338.8562 | 492.6514 | 338.8562
859.592 | 153.6796 | 3.3866 | 46.974 | 0 | 0.0031108 | 288.5151 | 8.9472e-11 | 2.64e-11% | 492.5584 | 338.8788 | 492.5584 | 338.8788
859.624 | 153.5416 | 3.3877 | 46.9348 | 0 | 0.029478 | 288.5588 | 8.9642e-11 | 2.645e-11% | 492.4523 | 338.9108 | 492.4523 | 338.9108
859.656 | 153.3876 | 3.3886 | 46.891 | 0 | 0.22363 | 288.5944 | 8.9869e-11 | 2.65e-11% | 492.4852 | 339.0977 | 492.4852 | 339.0977
859.688 | 153.2253 | 3.3895 | 46.8449 | 0 | 1.3312 | 288.6243 | 9.004e-11 | 2.647e-11% | 493.4153 | 340.19 | 493.4153 | 340.19
859.72 | 153.0629 | 3.3904 | 46.7987 | 0 | 6.2858 | 288.654 | 9.0211e-11 | 2.614e-11% | 498.1917 | 345.1288 | 498.1917 | 345.1288
859.752 | 152.908 | 3.3914 | 46.7546 | 0 | 23.6081 | 288.6884 | 9.0381e-11 | 2.494e-11% | 515.3505 | 362.4426 | 515.3505 | 362.4426
859.784 | 152.7652 | 3.3924 | 46.714 | 0 | 70.8231 | 288.7295 | 9.0608e-11 | 2.212e-11% | 562.4242 | 409.6591 | 562.4242 | 409.6591
859.816 | 152.6348 | 3.3935 | 46.6771 | 0 | 170.724 | 288.7744 | 9.0779e-11 | 1.781e-11% | 662.2038 | 509.569 | 662.2038 | 509.569
859.848 | 152.5148 | 3.3946 | 46.6433 | 0 | 333.3348 | 288.8185 | 9.0949e-11 | 1.353e-11% | 824.7061 | 672.1913 | 824.7061 | 672.1913
859.88 | 152.4046 | 3.3956 | 46.6127 | 0 | 532.2191 | 288.8593 | 9.112e-11 | 1.046e-11% | 1023.4912 | 871.0866 | 1023.4912 | 871.0866
859.912 | 152.3066 | 3.3965 | 46.5859 | 0 | 701.7208 | 288.8972 | 9.1404e-11 | 8.784e-12% | 1192.907 | 1040.6003 | 1192.907 | 1040.6003
859.944 | 152.2253 | 3.3972 | 46.5642 | 0 | 769.7738 | 288.9343 | 9.1518e-11 | 8.255e-12% | 1260.8949 | 1108.6695 | 1260.8949 | 1108.6695
859.976 | 152.1647 | 3.3977 | 46.5488 | 0 | 704.4784 | 288.9725 | 9.1859e-11 | 8.804e-12% | 1195.5621 | 1043.3973 | 1195.5621 | 1043.3973
860.008 | 152.127 | 3.3979 | 46.5403 | 0 | 536.1947 | 289.012 | 9.1859e-11 | 1.05e-11% | 1027.2719 | 875.1449 | 1027.2719 | 875.1449
860.04 | 152.1121 | 3.3977 | 46.5388 | 0 | 336.7886 | 289.0523 | 9.2086e-11 | 1.363e-11% | 827.8896 | 675.7775 | 827.8896 | 675.7775
860.072 | 152.1175 | 3.3973 | 46.5434 | 0 | 172.8648 | 289.0928 | 9.2257e-11 | 1.802e-11% | 664.0158 | 511.8983 | 664.0158 | 511.8983
860.104 | 152.1395 | 3.3966 | 46.5532 | 0 | 71.8205 | 289.1328 | 9.2427e-11 | 2.249e-11% | 563.0424 | 410.903 | 563.0424 | 410.903
860.136 | 152.175 | 3.3958 | 46.5671 | 0 | 23.9653 | 289.1715 | 9.2655e-11 | 2.552e-11% | 515.2746 | 363.0996 | 515.2746 | 363.0996
860.168 | 152.2243 | 3.3949 | 46.5853 | 0 | 6.3852 | 289.2079 | 9.2825e-11 | 2.686e-11% | 497.7976 | 345.5733 | 497.7976 | 345.5733
860.2 | 152.2906 | 3.3939 | 46.6088 | 0 | 1.3529 | 289.2407 | 9.2996e-11 | 2.73e-11% | 492.8869 | 340.5963 | 492.8869 | 340.5963
860.232 | 152.3776 | 3.3929 | 46.6389 | 0 | 0.22733 | 289.2691 | 9.3223e-11 | 2.746e-11% | 491.9058 | 339.5282 | 491.9058 | 339.5282
860.264 | 152.4858 | 3.3918 | 46.6756 | 0 | 0.02998 | 289.2946 | 9.3394e-11 | 2.752e-11% | 491.8778 | 339.392 | 491.8778 | 339.392
860.296 | 152.611 | 3.3908 | 46.7174 | 0 | 0.0031637 | 289.3215 | 9.3564e-11 | 2.756e-11% | 492.0439 | 339.4329 | 492.0439 | 339.4329
860.328 | 152.7443 | 3.3898 | 46.7615 | 0 | 0.00012373 | 289.3547 | 9.3792e-11 | 2.763e-11% | 492.2505 | 339.5061 | 492.2505 | 339.5061
860.36 | 152.8745 | 3.389 | 46.8044 | 0 | 0.0013979 | 289.3957 | 9.3962e-11 | 2.767e-11% | 492.465 | 339.5905 | 492.465 | 339.5905
860.392 | 152.9908 | 3.3882 | 46.8429 | 0 | 0.010905 | 289.4417 | 9.4133e-11 | 2.771e-11% | 492.6745 | 339.6838 | 492.6745 | 339.6838
860.424 | 153.0866 | 3.3874 | 46.8751 | 0 | 0.06773 | 289.4885 | 9.436e-11 | 2.777e-11% | 492.9053 | 339.8187 | 492.9053 | 339.8187
860.456 | 153.1605 | 3.3866 | 46.9007 | 0 | 0.33537 | 289.5332 | 9.4531e-11 | 2.779e-11% | 493.3164 | 340.1559 | 493.3164 | 340.1559
860.488 | 153.2142 | 3.3858 | 46.9202 | 0 | 1.3255 | 289.5758 | 9.4701e-11 | 2.775e-11% | 494.4215 | 341.2073 | 494.4215 | 341.2073
860.52 | 153.2497 | 3.385 | 46.9341 | 0 | 4.1863 | 289.6169 | 9.4929e-11 | 2.759e-11% | 497.3719 | 344.1222 | 497.3719 | 344.1222
860.552 | 153.2681 | 3.3841 | 46.9429 | 0 | 10.5737 | 289.657 | 9.5099e-11 | 2.713e-11% | 503.8257 | 350.5576 | 503.8257 | 350.5576
860.584 | 153.2713 | 3.3832 | 46.947 | 0 | 21.3713 | 289.6959 | 9.5326e-11 | 2.638e-11% | 514.6688 | 361.3975 | 514.6688 | 361.3975
860.616 | 153.2642 | 3.3823 | 46.9481 | 0 | 34.578 | 289.7332 | 9.5497e-11 | 2.549e-11% | 527.9059 | 374.6416 | 527.9059 | 374.6416
860.648 | 153.2542 | 3.3814 | 46.9483 | 0 | 44.8122 | 289.7677 | 9.5724e-11 | 2.487e-11% | 538.1639 | 384.9097 | 538.1639 | 384.9097
860.68 | 153.2494 | 3.3804 | 46.9503 | 0 | 46.6578 | 289.7973 | 9.5838e-11 | 2.478e-11% | 540.0351 | 386.7858 | 540.0351 | 386.7858
860.712 | 153.2552 | 3.3793 | 46.9559 | 0 | 39.5974 | 289.8201 | 9.6065e-11 | 2.53e-11% | 533.0079 | 379.7527 | 533.0079 | 379.7527
860.744 | 153.2748 | 3.3781 | 46.9658 | 0 | 29.0638 | 289.8379 | 9.6293e-11 | 2.608e-11% | 522.5204 | 369.2456 | 522.5204 | 369.2456
860.776 | 153.3091 | 3.3769 | 46.9802 | 0 | 21.985 | 289.8577 | 9.6463e-11 | 2.663e-11% | 515.5088 | 362.1997 | 515.5088 | 362.1997
860.808 | 153.3559 | 3.3759 | 46.998 | 0 | 21.3273 | 289.8885 | 9.6691e-11 | 2.674e-11% | 514.9456 | 361.5897 | 514.9456 | 361.5897
860.84 | 153.406 | 3.3752 | 47.0163 | 0 | 24.6187 | 289.9338 | 9.6861e-11 | 2.654e-11% | 518.3499 | 364.944 | 518.3499 | 364.944
860.872 | 153.441 | 3.3745 | 47.0296 | 0 | 27.2697 | 289.9879 | 9.7089e-11 | 2.641e-11% | 521.1027 | 367.6617 | 521.1027 | 367.6617
860.904 | 153.4387 | 3.3738 | 47.0316 | 0 | 27.5765 | 290.0399 | 9.7259e-11 | 2.643e-11% | 521.4605 | 368.0218 | 521.4605 | 368.0218
860.936 | 153.3822 | 3.373 | 47.0173 | 0 | 28.6755 | 290.0823 | 9.7486e-11 | 2.641e-11% | 522.5302 | 369.148 | 522.5302 | 369.148
860.968 | 153.2684 | 3.372 | 46.9858 | 0 | 35.0473 | 290.1146 | 9.7657e-11 | 2.601e-11% | 528.7882 | 375.5198 | 528.7882 | 375.5198
861 | 153.1107 | 3.371 | 46.941 | 0 | 46.699 | 290.1424 | 9.7884e-11 | 2.528e-11% | 540.2641 | 387.1534 | 540.2641 | 387.1534
861.032 | 152.9331 | 3.37 | 46.8901 | 0 | 57.3754 | 290.1726 | 9.8112e-11 | 2.466e-11% | 550.7412 | 397.8081 | 550.7412 | 397.8081
861.064 | 152.7581 | 3.3691 | 46.8397 | 0 | 59.7419 | 290.2087 | 9.8225e-11 | 2.455e-11% | 552.9174 | 400.1593 | 552.9174 | 400.1593
861.096 | 152.5975 | 3.3682 | 46.7936 | 0 | 52.8908 | 290.2479 | 9.8453e-11 | 2.503e-11% | 545.898 | 393.3005 | 545.898 | 393.3005
861.128 | 152.4518 | 3.3673 | 46.7522 | 0 | 44.1295 | 290.2842 | 9.868e-11 | 2.566e-11% | 536.9849 | 384.5331 | 536.9849 | 384.5331
861.16 | 152.3175 | 3.3663 | 46.7145 | 0 | 42.9902 | 290.3131 | 9.8851e-11 | 2.578e-11% | 535.7016 | 383.3841 | 535.7016 | 383.3841
861.192 | 152.1947 | 3.3651 | 46.6806 | 0 | 53.5257 | 290.3349 | 9.9078e-11 | 2.515e-11% | 546.101 | 393.9064 | 546.101 | 393.9064
861.224 | 152.0909 | 3.364 | 46.6526 | 0 | 71.2206 | 290.3545 | 9.9249e-11 | 2.411e-11% | 563.6826 | 411.5917 | 563.6826 | 411.5917
861.256 | 152.0188 | 3.3629 | 46.6341 | 0 | 85.8389 | 290.3794 | 9.9476e-11 | 2.334e-11% | 578.2341 | 426.2153 | 578.2341 | 426.2153
861.288 | 151.9875 | 3.362 | 46.6277 | 0 | 88.5181 | 290.4175 | 9.9703e-11 | 2.324e-11% | 580.9129 | 428.9253 | 580.9129 | 428.9253
861.32 | 151.9923 | 3.3613 | 46.6318 | 0 | 79.1188 | 290.4703 | 9.9874e-11 | 2.38e-11% | 571.5745 | 419.5823 | 571.5745 | 419.5823
861.352 | 152.0101 | 3.3608 | 46.6397 | 0 | 67.2546 | 290.5312 | 1.0004e-10 | 2.453e-11% | 559.7963 | 407.7862 | 559.7963 | 407.7862
861.384 | 152.0108 | 3.3602 | 46.6423 | 0 | 64.632 | 290.5901 | 1.0027e-10 | 2.474e-11% | 557.2354 | 405.2246 | 557.2354 | 405.2246
861.416 | 151.9759 | 3.3595 | 46.6343 | 0 | 76.2267 | 290.641 | 1.005e-10 | 2.411e-11% | 568.8373 | 416.8615 | 568.8373 | 416.8615
861.448 | 151.9118 | 3.3587 | 46.6176 | 0 | 98.8199 | 290.6842 | 1.0073e-10 | 2.292e-11% | 591.3922 | 439.4803 | 591.3922 | 439.4803
861.48 | 151.8471 | 3.3578 | 46.6008 | 0 | 124.7025 | 290.7232 | 1.009e-10 | 2.168e-11% | 617.2315 | 465.3844 | 617.2315 | 465.3844
861.512 | 151.8159 | 3.3569 | 46.5943 | 0 | 144.0015 | 290.7613 | 1.0107e-10 | 2.085e-11% | 636.5299 | 484.714 | 636.5299 | 484.714
861.544 | 151.8416 | 3.356 | 46.6052 | 0 | 148.0794 | 290.8001 | 1.0118e-10 | 2.07e-11% | 640.6823 | 488.8407 | 640.6823 | 488.8407
861.576 | 151.9293 | 3.3552 | 46.6352 | 0 | 138.1651 | 290.8393 | 1.0152e-10 | 2.119e-11% | 630.924 | 478.9947 | 630.924 | 478.9947
861.608 | 152.0706 | 3.3543 | 46.6817 | 0 | 129.7136 | 290.8778 | 1.0169e-10 | 2.161e-11% | 622.698 | 470.6274 | 622.698 | 470.6274
861.64 | 152.2552 | 3.3534 | 46.7415 | 0 | 141.5831 | 290.9146 | 1.0192e-10 | 2.112e-11% | 634.8478 | 482.5926 | 634.8478 | 482.5926
861.672 | 152.4802 | 3.3524 | 46.8138 | 0 | 180.0441 | 290.9497 | 1.0209e-10 | 1.959e-11% | 673.6402 | 521.16 | 673.6402 | 521.16
861.704 | 152.7511 | 3.3515 | 46.9002 | 0 | 235.9169 | 290.9839 | 1.0232e-10 | 1.773e-11% | 729.9037 | 577.1525 | 729.9037 | 577.1525
861.736 | 153.0735 | 3.3506 | 47.0025 | 0 | 292.5166 | 291.0182 | 1.0255e-10 | 1.618e-11% | 786.9613 | 633.8878 | 786.9613 | 633.8878
861.768 | 153.441 | 3.3496 | 47.1186 | 0 | 330.2346 | 291.0535 | 1.0272e-10 | 1.529e-11% | 825.1974 | 671.7564 | 825.1974 | 671.7564
861.8 | 153.8283 | 3.3487 | 47.2408 | 0 | 332.0633 | 291.0907 | 1.03e-10 | 1.529e-11% | 827.5717 | 673.7435 | 827.5717 | 673.7435
861.832 | 154.1947 | 3.3478 | 47.3565 | 0 | 300.1227 | 291.1295 | 1.0317e-10 | 1.607e-11% | 796.1512 | 641.9566 | 796.1512 | 641.9566
861.864 | 154.4989 | 3.347 | 47.4531 | 0 | 264.0847 | 291.1683 | 1.0334e-10 | 1.705e-11% | 760.5519 | 606.0531 | 760.5519 | 606.0531
861.896 | 154.7171 | 3.3461 | 47.5235 | 0 | 257.9013 | 291.205 | 1.0357e-10 | 1.726e-11% | 754.693 | 599.9759 | 754.693 | 599.9759
861.928 | 154.8526 | 3.3451 | 47.5684 | 0 | 287.7637 | 291.2397 | 1.038e-10 | 1.648e-11% | 784.7695 | 629.917 | 784.7695 | 629.917
861.96 | 154.9292 | 3.3442 | 47.5954 | 0 | 335.4579 | 291.2736 | 1.0391e-10 | 1.533e-11% | 832.6003 | 677.6711 | 832.6003 | 677.6711
861.992 | 154.9769 | 3.3432 | 47.6134 | 0 | 390.4478 | 291.3076 | 1.0419e-10 | 1.422e-11% | 887.689 | 732.7121 | 887.689 | 732.7121
862.024 | 155.0184 | 3.3423 | 47.6296 | 0 | 457.5432 | 291.3418 | 1.0442e-10 | 1.306e-11% | 954.8753 | 799.8568 | 954.8753 | 799.8568
862.056 | 155.0658 | 3.3413 | 47.6475 | 0 | 528.0391 | 291.3764 | 1.0465e-10 | 1.202e-11% | 1025.4701 | 870.4043 | 1025.4701 | 870.4043
862.088 | 155.1226 | 3.3404 | 47.6683 | 0 | 570.5212 | 291.4119 | 1.0505e-10 | 1.151e-11% | 1068.0645 | 912.9419 | 1068.0645 | 912.9419
862.12 | 155.1904 | 3.3395 | 47.6925 | 0 | 568.1167 | 291.4477 | 1.0505e-10 | 1.154e-11% | 1065.7868 | 910.5964 | 1065.7868 | 910.5964
862.152 | 155.2729 | 3.3386 | 47.7213 | 0 | 541.8557 | 291.4819 | 1.0527e-10 | 1.19e-11% | 1039.6704 | 884.3974 | 1039.6704 | 884.3974
862.184 | 155.3781 | 3.3376 | 47.7571 | 0 | 517.5679 | 291.5138 | 1.055e-10 | 1.227e-11% | 1015.5545 | 860.1764 | 1015.5545 | 860.1764
862.216 | 155.5146 | 3.3366 | 47.8025 | 0 | 495.2538 | 291.5454 | 1.055e-10 | 1.259e-11% | 993.453 | 837.9384 | 993.453 | 837.9384
862.248 | 155.6852 | 3.3356 | 47.8584 | 0 | 476.7312 | 291.5786 | 1.059e-10 | 1.292e-11% | 975.189 | 819.5038 | 975.189 | 819.5038
862.28 | 155.882 | 3.3347 | 47.9223 | 0 | 497.2186 | 291.6127 | 1.0613e-10 | 1.263e-11% | 995.9703 | 840.0884 | 995.9703 | 840.0884
862.312 | 156.0884 | 3.3337 | 47.9892 | 0 | 587.7586 | 291.6461 | 1.0635e-10 | 1.143e-11% | 1086.816 | 930.7276 | 1086.816 | 930.7276
862.344 | 156.287 | 3.3328 | 48.0538 | 0 | 711.3107 | 291.6794 | 1.0658e-10 | 1.011e-11% | 1210.6637 | 1054.3767 | 1210.6637 | 1054.3767
862.376 | 156.4671 | 3.3319 | 48.1125 | 0 | 778.9415 | 291.7164 | 1.0641e-10 | 9.483e-12% | 1278.5694 | 1122.1023 | 1278.5694 | 1122.1023
862.408 | 156.6263 | 3.3311 | 48.1646 | 0 | 748.9693 | 291.7595 | 1.0698e-10 | 9.795e-12% | 1248.8507 | 1092.2244 | 1248.8507 | 1092.2244
862.44 | 156.7674 | 3.3303 | 48.2109 | 0 | 681.5907 | 291.806 | 1.0721e-10 | 1.046e-11% | 1181.7053 | 1024.9379 | 1181.7053 | 1024.9379
862.472 | 156.8951 | 3.3295 | 48.2532 | 0 | 666.2252 | 291.8508 | 1.0743e-10 | 1.064e-11% | 1166.5539 | 1009.6587 | 1166.5539 | 1009.6587
862.504 | 157.0149 | 3.3287 | 48.2933 | 0 | 712.9278 | 291.892 | 1.0766e-10 | 1.019e-11% | 1213.4567 | 1056.4418 | 1213.4567 | 1056.4418
862.536 | 157.1317 | 3.3278 | 48.3325 | 0 | 754.2482 | 291.9314 | 1.0778e-10 | 9.817e-12% | 1254.9715 | 1097.8398 | 1254.9715 | 1097.8398
862.568 | 157.2485 | 3.3269 | 48.3717 | 0 | 754.0794 | 291.9697 | 1.0806e-10 | 9.844e-12% | 1254.9962 | 1097.7477 | 1254.9962 | 1097.7477
862.6 | 157.3657 | 3.326 | 48.4112 | 0 | 769.4758 | 292.0044 | 1.0829e-10 | 9.727e-12% | 1270.583 | 1113.2173 | 1270.583 | 1113.2173
862.632 | 157.4836 | 3.3249 | 48.4512 | 0 | 870.8165 | 292.0322 | 1.0851e-10 | 8.934e-12% | 1372.1084 | 1214.6248 | 1372.1084 | 1214.6248
862.664 | 157.6058 | 3.3238 | 48.4926 | 0 | 1024.3403 | 292.0553 | 1.0874e-10 | 7.948e-12% | 1525.8179 | 1368.2121 | 1525.8179 | 1368.2121
862.696 | 157.7376 | 3.3228 | 48.537 | 0 | 1108.3435 | 292.0809 | 1.0914e-10 | 7.515e-12% | 1610.0217 | 1452.2841 | 1610.0217 | 1452.2841
862.728 | 157.8801 | 3.3218 | 48.5843 | 0 | 1060.1887 | 292.1144 | 1.092e-10 | 7.776e-12% | 1562.0892 | 1404.2092 | 1562.0892 | 1404.2092
862.76 | 158.024 | 3.3209 | 48.6319 | 0 | 960.8074 | 292.1532 | 1.0937e-10 | 8.381e-12% | 1462.9374 | 1304.9134 | 1462.9374 | 1304.9134
862.792 | 158.152 | 3.32 | 48.6746 | 0 | 934.6832 | 292.1898 | 1.0959e-10 | 8.57e-12% | 1437.0196 | 1278.8676 | 1437.0196 | 1278.8676
862.824 | 158.2471 | 3.319 | 48.7075 | 0 | 995.813 | 292.2204 | 1.0982e-10 | 8.195e-12% | 1498.3071 | 1340.06 | 1498.3071 | 1340.06
862.856 | 158.2997 | 3.318 | 48.7274 | 0 | 1048.1683 | 292.2501 | 1.1005e-10 | 7.903e-12% | 1550.7635 | 1392.4638 | 1550.7635 | 1392.4638
862.888 | 158.307 | 3.3171 | 48.733 | 0 | 1037.3084 | 292.2865 | 1.1028e-10 | 7.982e-12% | 1539.9521 | 1381.6451 | 1539.9521 | 1381.6451
862.92 | 158.2679 | 3.3163 | 48.7241 | 0 | 1038.7523 | 292.3318 | 1.105e-10 | 7.989e-12% | 1541.3923 | 1383.1244 | 1541.3923 | 1383.1244
862.952 | 158.1815 | 3.3156 | 48.7004 | 0 | 1151.2629 | 292.3804 | 1.1073e-10 | 7.403e-12% | 1653.8408 | 1495.6593 | 1653.8408 | 1495.6593
862.984 | 158.0488 | 3.3148 | 48.6626 | 0 | 1336.0972 | 292.4265 | 1.1096e-10 | 6.603e-12% | 1838.5499 | 1680.5011 | 1838.5499 | 1680.5011
863.016 | 157.8754 | 3.314 | 48.6123 | 0 | 1433.8733 | 292.4689 | 1.1096e-10 | 6.24e-12% | 1936.1439 | 1778.2686 | 1936.1439 | 1778.2686
863.048 | 157.6691 | 3.3131 | 48.552 | 0 | 1356.8345 | 292.5103 | 1.1141e-10 | 6.549e-12% | 1858.8789 | 1701.2099 | 1858.8789 | 1701.2099
863.08 | 157.4368 | 3.3123 | 48.4837 | 0 | 1202.8604 | 292.5516 | 1.1164e-10 | 7.216e-12% | 1704.6448 | 1547.208 | 1704.6448 | 1547.208
863.112 | 157.1838 | 3.3114 | 48.4091 | 0 | 1130.678 | 292.5911 | 1.1187e-10 | 7.584e-12% | 1632.1734 | 1474.9896 | 1632.1734 | 1474.9896
863.144 | 156.9153 | 3.3105 | 48.3297 | 0 | 1159.0555 | 292.6283 | 1.121e-10 | 7.456e-12% | 1660.2394 | 1503.3241 | 1660.2394 | 1503.3241
863.176 | 156.6374 | 3.3096 | 48.2475 | 0 | 1151.7021 | 292.6652 | 1.1187e-10 | 7.478e-12% | 1652.5618 | 1495.9244 | 1652.5618 | 1495.9244
863.208 | 156.356 | 3.3087 | 48.164 | 0 | 996.4967 | 292.7043 | 1.1255e-10 | 8.395e-12% | 1497.0297 | 1340.6738 | 1497.0297 | 1340.6738
863.24 | 156.0757 | 3.3079 | 48.0809 | 0 | 747.9507 | 292.7444 | 1.1278e-10 | 1.033e-11% | 1248.1595 | 1092.0839 | 1248.1595 | 1092.0839
863.272 | 155.8013 | 3.307 | 47.9997 | 0 | 582.1401 | 292.7825 | 1.13e-10 | 1.22e-11% | 1082.0305 | 926.2293 | 1082.0305 | 926.2293
863.304 | 155.5393 | 3.3061 | 47.9224 | 0 | 644.8668 | 292.8169 | 1.1323e-10 | 1.145e-11% | 1144.4515 | 988.9122 | 1144.4515 | 988.9122
863.336 | 155.2989 | 3.3051 | 47.8518 | 0 | 937.8538 | 292.8495 | 1.1346e-10 | 8.851e-12% | 1437.159 | 1281.8601 | 1437.159 | 1281.8601
863.368 | 155.0894 | 3.3041 | 47.7907 | 0 | 1309.8523 | 292.8837 | 1.1369e-10 | 6.874e-12% | 1808.9202 | 1653.8308 | 1808.9202 | 1653.8308
863.4 | 154.9169 | 3.3033 | 47.7408 | 0 | 1567.3379 | 292.922 | 1.1369e-10 | 5.948e-12% | 2066.2208 | 1911.3039 | 2066.2208 | 1911.3039
863.432 | 154.781 | 3.3024 | 47.702 | 0 | 1634.5426 | 292.9633 | 1.1414e-10 | 5.769e-12% | 2133.2913 | 1978.5103 | 2133.2913 | 1978.5103
863.464 | 154.6763 | 3.3016 | 47.6729 | 0 | 1587.6325 | 293.0044 | 1.1437e-10 | 5.921e-12% | 2086.2877 | 1931.6114 | 2086.2877 | 1931.6114
863.496 | 154.5978 | 3.3007 | 47.6518 | 0 | 1509.2695 | 293.044 | 1.146e-10 | 6.183e-12% | 2007.8639 | 1853.2661 | 2007.8639 | 1853.2661
863.528 | 154.5446 | 3.2998 | 47.6386 | 0 | 1372.0367 | 293.084 | 1.146e-10 | 6.678e-12% | 1870.6038 | 1716.0591 | 1870.6038 | 1716.0591
863.56 | 154.5187 | 3.299 | 47.6336 | 0 | 1119.6204 | 293.1266 | 1.1505e-10 | 7.86e-12% | 1618.1984 | 1463.6797 | 1618.1984 | 1463.6797
863.592 | 154.5203 | 3.2982 | 47.637 | 0 | 807.2053 | 293.1714 | 1.1528e-10 | 1.001e-11% | 1305.8323 | 1151.312 | 1305.8323 | 1151.312
863.624 | 154.5457 | 3.2974 | 47.6478 | 0 | 594.2585 | 293.215 | 1.1551e-10 | 1.231e-11% | 1092.9644 | 938.4187 | 1092.9644 | 938.4187
863.656 | 154.5896 | 3.2965 | 47.6645 | 0 | 611.8818 | 293.2538 | 1.1573e-10 | 1.21e-11% | 1110.6863 | 956.0967 | 1110.6863 | 956.0967
863.688 | 154.6487 | 3.2956 | 47.6861 | 0 | 851.3257 | 293.2873 | 1.1602e-10 | 9.704e-12% | 1350.2434 | 1195.5947 | 1350.2434 | 1195.5947
863.72 | 154.7233 | 3.2946 | 47.7126 | 0 | 1153.3778 | 293.318 | 1.1624e-10 | 7.762e-12% | 1652.4262 | 1497.7029 | 1652.4262 | 1497.7029
863.752 | 154.8155 | 3.2936 | 47.7445 | 0 | 1315.2718 | 293.35 | 1.1642e-10 | 7.014e-12% | 1814.4754 | 1659.6599 | 1814.4754 | 1659.6599
863.784 | 154.9269 | 3.2927 | 47.7822 | 0 | 1258.4522 | 293.3859 | 1.167e-10 | 7.28e-12% | 1757.8397 | 1602.9129 | 1757.8397 | 1602.9129
863.816 | 155.055 | 3.2918 | 47.8249 | 0 | 1093.8454 | 293.4245 | 1.1693e-10 | 8.129e-12% | 1593.4417 | 1438.3866 | 1593.4417 | 1438.3866
863.848 | 155.1941 | 3.2909 | 47.8711 | 0 | 988.0994 | 293.4626 | 1.1715e-10 | 8.791e-12% | 1487.9181 | 1332.724 | 1487.9181 | 1332.724
863.88 | 155.3359 | 3.29 | 47.9182 | 0 | 977.6234 | 293.498 | 1.1738e-10 | 8.877e-12% | 1477.6656 | 1322.3297 | 1477.6656 | 1322.3297
863.912 | 155.4721 | 3.2891 | 47.9637 | 0 | 951.9919 | 293.5324 | 1.1732e-10 | 9.047e-12% | 1452.2492 | 1296.7771 | 1452.2492 | 1296.7771
863.944 | 155.5947 | 3.2881 | 48.0049 | 0 | 807.1868 | 293.569 | 1.1789e-10 | 1.023e-11% | 1307.6435 | 1152.0488 | 1307.6435 | 1152.0488
863.976 | 155.697 | 3.2873 | 48.0396 | 0 | 566.2425 | 293.6096 | 1.1812e-10 | 1.296e-11% | 1066.876 | 911.179 | 1066.876 | 911.179
864.008 | 155.774 | 3.2865 | 48.0665 | 0 | 344.9268 | 293.6534 | 1.1835e-10 | 1.715e-11% | 845.7072 | 689.9332 | 845.7072 | 689.9332
864.04 | 155.8233 | 3.2857 | 48.0848 | 0 | 246.4933 | 293.6972 | 1.1858e-10 | 2.004e-11% | 747.3842 | 591.561 | 747.3842 | 591.561
864.072 | 155.8447 | 3.2848 | 48.0946 | 0 | 305.4462 | 293.7381 | 1.1886e-10 | 1.827e-11% | 806.4085 | 650.5637 | 806.4085 | 650.5637
864.104 | 155.8408 | 3.2839 | 48.0967 | 0 | 484.1445 | 293.7753 | 1.1909e-10 | 1.436e-11% | 985.1412 | 829.3004 | 985.1412 | 829.3004
864.136 | 155.8156 | 3.283 | 48.0924 | 0 | 685.3452 | 293.8106 | 1.1931e-10 | 1.158e-11% | 1186.3468 | 1030.5312 | 1186.3468 | 1030.5312
864.168 | 155.7737 | 3.2821 | 48.0828 | 0 | 797.8337 | 293.8466 | 1.1914e-10 | 1.042e-11% | 1298.8189 | 1143.0452 | 1298.8189 | 1143.0452
864.2 | 155.7176 | 3.2812 | 48.0688 | 0 | 774.909 | 293.885 | 1.1977e-10 | 1.069e-11% | 1275.8616 | 1120.144 | 1275.8616 | 1120.144
864.232 | 155.6475 | 3.2803 | 48.0504 | 0 | 664.3466 | 293.9249 | 1.2005e-10 | 1.189e-11% | 1165.2497 | 1009.6022 | 1165.2497 | 1009.6022
864.264 | 155.5617 | 3.2795 | 48.0272 | 0 | 543.8989 | 293.965 | 1.2028e-10 | 1.353e-11% | 1044.7322 | 889.1704 | 1044.7322 | 889.1704
864.296 | 155.459 | 3.2786 | 47.9987 | 0 | 446.9261 | 294.0044 | 1.2051e-10 | 1.521e-11% | 947.6669 | 792.2078 | 947.6669 | 792.2078
864.328 | 155.34 | 3.2777 | 47.9652 | 0 | 366.6029 | 294.0433 | 1.2079e-10 | 1.697e-11% | 867.2291 | 711.8891 | 867.2291 | 711.8891
864.36 | 155.2069 | 3.2768 | 47.9274 | 0 | 300.0228 | 294.0818 | 1.2102e-10 | 1.875e-11% | 800.5158 | 645.3089 | 800.5158 | 645.3089
864.392 | 155.0626 | 3.2759 | 47.8861 | 0 | 254.3423 | 294.12 | 1.2125e-10 | 2.022e-11% | 754.687 | 599.6244 | 754.687 | 599.6244
864.424 | 154.9084 | 3.2751 | 47.8418 | 0 | 223.6003 | 294.1576 | 1.2142e-10 | 2.134e-11% | 723.7832 | 568.8748 | 723.7832 | 568.8748
864.456 | 154.7436 | 3.2742 | 47.7943 | 0 | 188.3802 | 294.1948 | 1.2176e-10 | 2.282e-11% | 688.387 | 533.6434 | 688.387 | 533.6434
864.488 | 154.5649 | 3.2732 | 47.7424 | 0 | 139.0089 | 294.2318 | 1.2199e-10 | 2.519e-11% | 638.8213 | 484.2564 | 638.8213 | 484.2564
864.52 | 154.3665 | 3.2723 | 47.6844 | 0 | 85.1932 | 294.2686 | 1.2221e-10 | 2.839e-11% | 584.7851 | 430.4186 | 584.7851 | 430.4186
864.552 | 154.1405 | 3.2714 | 47.618 | 0 | 42.3597 | 294.305 | 1.225e-10 | 3.161e-11% | 541.6945 | 387.554 | 541.6945 | 387.554
864.584 | 153.8785 | 3.2705 | 47.5404 | 0 | 16.9278 | 294.34 | 1.2272e-10 | 3.389e-11% | 515.9572 | 362.0787 | 515.9572 | 362.0787
864.616 | 153.5748 | 3.2695 | 47.45 | 0 | 5.4235 | 294.3731 | 1.2295e-10 | 3.508e-11% | 504.091 | 350.5162 | 504.091 | 350.5162
864.648 | 153.2301 | 3.2686 | 47.347 | 0 | 1.4631 | 294.4045 | 1.2324e-10 | 3.557e-11% | 499.7132 | 346.4831 | 499.7132 | 346.4831
864.68 | 152.852 | 3.2676 | 47.2337 | 0 | 0.87736 | 294.4358 | 1.2346e-10 | 3.57e-11% | 498.6665 | 345.8144 | 498.6665 | 345.8144
864.712 | 152.4528 | 3.2666 | 47.1137 | 0 | 3.5602 | 294.4699 | 1.2369e-10 | 3.55e-11% | 500.8633 | 348.4105 | 500.8633 | 348.4105
864.744 | 152.0452 | 3.2657 | 46.991 | 0 | 16.3773 | 294.5082 | 1.2398e-10 | 3.433e-11% | 513.1874 | 361.1422 | 513.1874 | 361.1422
864.776 | 151.6384 | 3.2649 | 46.8684 | 0 | 60.188 | 294.5495 | 1.242e-10 | 3.068e-11% | 556.5092 | 404.8708 | 556.5092 | 404.8708
864.808 | 151.2379 | 3.2641 | 46.7477 | 0 | 174.6317 | 294.591 | 1.2449e-10 | 2.398e-11% | 670.4723 | 519.2344 | 670.4723 | 519.2344
864.84 | 150.8468 | 3.2632 | 46.63 | 0 | 399.886 | 294.63 | 1.2471e-10 | 1.675e-11% | 895.2561 | 744.4093 | 895.2561 | 744.4093
864.872 | 150.4685 | 3.2623 | 46.5163 | 0 | 722.6794 | 294.6664 | 1.2494e-10 | 1.171e-11% | 1217.5929 | 1067.1244 | 1217.5929 | 1067.1244
864.904 | 150.1071 | 3.2614 | 46.4079 | 0 | 1030.7542 | 294.7016 | 1.2523e-10 | 9.107e-12% | 1525.2323 | 1375.1251 | 1525.2323 | 1375.1251
864.936 | 149.767 | 3.2607 | 46.306 | 0 | 1160.3398 | 294.7379 | 1.2551e-10 | 8.342e-12% | 1654.4113 | 1504.6444 | 1654.4113 | 1504.6444
864.968 | 149.4503 | 3.2603 | 46.2113 | 0 | 1031.385 | 294.7762 | 1.2574e-10 | 9.14e-12% | 1525.0831 | 1375.6328 | 1525.0831 | 1375.6328
865 | 149.1563 | 3.2601 | 46.1235 | 0 | 726.4581 | 294.8159 | 1.2597e-10 | 1.177e-11% | 1219.8139 | 1070.6576 | 1219.8139 | 1070.6576
865.032 | 148.8821 | 3.2603 | 46.0418 | 0 | 417.532 | 294.8552 | 1.2625e-10 | 1.657e-11% | 910.5714 | 761.6894 | 910.5714 | 761.6894
865.064 | 148.6272 | 3.2609 | 45.9662 | 0 | 239.8088 | 294.8931 | 1.2648e-10 | 2.166e-11% | 732.5562 | 583.929 | 732.5562 | 583.929
865.096 | 148.3989 | 3.2616 | 45.8989 | 0 | 250.9977 | 294.929 | 1.2676e-10 | 2.13e-11% | 743.486 | 595.0871 | 743.486 | 595.0871
865.128 | 148.2155 | 3.2624 | 45.8454 | 0 | 460.8031 | 294.963 | 1.2699e-10 | 1.578e-11% | 953.0893 | 804.8738 | 953.0893 | 804.8738
865.16 | 148.1035 | 3.2632 | 45.8142 | 0 | 833.6292 | 294.9957 | 1.2727e-10 | 1.081e-11% | 1325.8059 | 1177.7023 | 1325.8059 | 1177.7023
865.192 | 148.0886 | 3.264 | 45.8131 | 0 | 1264.6474 | 295.0285 | 1.275e-10 | 7.925e-12% | 1756.8418 | 1608.7531 | 1756.8418 | 1608.7531
865.224 | 148.1827 | 3.2649 | 45.8459 | 0 | 1620.8027 | 295.0621 | 1.2733e-10 | 6.48e-12% | 2113.1583 | 1964.9757 | 2113.1583 | 1964.9757
865.256 | 148.3764 | 3.2658 | 45.9101 | 0 | 1844.4031 | 295.0956 | 1.2801e-10 | 5.849e-12% | 2337.051 | 2188.6746 | 2337.051 | 2188.6746
865.288 | 148.6447 | 3.2666 | 45.9982 | 0 | 1972.331 | 295.1276 | 1.2824e-10 | 5.535e-12% | 2465.3682 | 2316.7234 | 2465.3682 | 2316.7234
865.32 | 148.9598 | 3.2675 | 46.1017 | 0 | 2019.4361 | 295.1586 | 1.2852e-10 | 5.437e-12% | 2512.9237 | 2363.9639 | 2512.9237 | 2363.9639
865.352 | 149.3014 | 3.2683 | 46.2142 | 0 | 1907.4623 | 295.192 | 1.2915e-10 | 5.734e-12% | 2401.4383 | 2252.1369 | 2401.4383 | 2252.1369
865.384 | 149.6571 | 3.2693 | 46.3316 | 0 | 1571.3961 | 295.231 | 1.2903e-10 | 6.734e-12% | 2065.8851 | 1916.228 | 2065.8851 | 1916.228
865.416 | 150.0162 | 3.2703 | 46.4503 | 0 | 1086.8916 | 295.2752 | 1.2932e-10 | 9.031e-12% | 1581.9036 | 1431.8874 | 1581.9036 | 1431.8874
865.448 | 150.3645 | 3.2713 | 46.5659 | 0 | 627.6288 | 295.3211 | 1.296e-10 | 1.332e-11% | 1123.1516 | 972.7872 | 1123.1516 | 972.7872
865.48 | 150.6841 | 3.2723 | 46.6728 | 0 | 325.9234 | 295.3649 | 1.2983e-10 | 1.934e-11% | 821.9176 | 671.2334 | 821.9176 | 671.2334
865.512 | 150.9568 | 3.2733 | 46.7653 | 0 | 221.1633 | 295.4048 | 1.3011e-10 | 2.296e-11% | 717.5636 | 566.6067 | 717.5636 | 566.6067
865.544 | 151.1676 | 3.2742 | 46.8389 | 0 | 313.5045 | 295.4405 | 1.3034e-10 | 1.978e-11% | 810.2256 | 659.058 | 810.2256 | 659.058
865.576 | 151.3064 | 3.275 | 46.8902 | 0 | 600.9963 | 295.4723 | 1.3063e-10 | 1.38e-11% | 1097.9402 | 946.6339 | 1097.9402 | 946.6339
865.608 | 151.3673 | 3.2759 | 46.9176 | 0 | 1033.0949 | 295.5017 | 1.3085e-10 | 9.49e-12% | 1530.1573 | 1378.7901 | 1530.1573 | 1378.7901
865.64 | 151.3468 | 3.2767 | 46.9197 | 0 | 1456.878 | 295.5314 | 1.3114e-10 | 7.275e-12% | 1953.9526 | 1802.6058 | 1953.9526 | 1802.6058
865.672 | 151.2413 | 3.2775 | 46.8953 | 0 | 1688.6156 | 295.5644 | 1.3097e-10 | 6.438e-12% | 2185.5942 | 2034.3528 | 2185.5942 | 2034.3528
865.704 | 151.0444 | 3.2784 | 46.8425 | 0 | 1694.6001 | 295.601 | 1.3165e-10 | 6.452e-12% | 2191.3664 | 2040.322 | 2191.3664 | 2040.322
865.736 | 150.7432 | 3.2794 | 46.7572 | 0 | 1655.6824 | 295.6386 | 1.3193e-10 | 6.592e-12% | 2152.1008 | 2001.3576 | 2152.1008 | 2001.3576
865.768 | 150.3177 | 3.2803 | 46.6333 | 0 | 1768.7081 | 295.6745 | 1.3222e-10 | 6.254e-12% | 2264.6139 | 2114.2963 | 2264.6139 | 2114.2963
865.8 | 149.7414 | 3.2812 | 46.4627 | 0 | 1990.5971 | 295.7103 | 1.3245e-10 | 5.67e-12% | 2485.7926 | 2336.0513 | 2485.7926 | 2336.0513
865.832 | 148.9834 | 3.2821 | 46.2354 | 0 | 2058.555 | 295.7497 | 1.3279e-10 | 5.524e-12% | 2552.8056 | 2403.8222 | 2552.8056 | 2403.8222
865.864 | 148.0063 | 3.2832 | 45.9398 | 0 | 1782.2751 | 295.7947 | 1.3301e-10 | 6.253e-12% | 2275.2991 | 2127.2928 | 2275.2991 | 2127.2928
865.896 | 146.7648 | 3.2842 | 45.5619 | 0 | 1248.7066 | 295.8429 | 1.3324e-10 | 8.362e-12% | 1740.1604 | 1593.3956 | 1740.1604 | 1593.3956
865.928 | 145.2103 | 3.2853 | 45.0867 | 0 | 714.3475 | 295.8899 | 1.3353e-10 | 1.261e-11% | 1203.8197 | 1058.6094 | 1203.8197 | 1058.6094
865.96 | 143.3061 | 3.2863 | 44.5029 | 0 | 370.3882 | 295.9331 | 1.3381e-10 | 1.874e-11% | 857.4165 | 714.1105 | 857.4165 | 714.1105
865.992 | 141.0447 | 3.2872 | 43.8081 | 0 | 259.6407 | 295.9718 | 1.3409e-10 | 2.225e-11% | 743.7526 | 602.7078 | 743.7526 | 602.7078
866.024 | 138.4553 | 3.2881 | 43.0113 | 0 | 359.5329 | 296.0061 | 1.3438e-10 | 1.915e-11% | 840.2938 | 701.8385 | 840.2938 | 701.8385
866.056 | 135.5973 | 3.2889 | 42.1309 | 0 | 655.7962 | 296.0362 | 1.3461e-10 | 1.35e-11% | 1132.8495 | 997.2523 | 1132.8495 | 997.2523
866.088 | 132.5487 | 3.2897 | 41.1912 | 0 | 1102.3804 | 296.0634 | 1.3489e-10 | 9.348e-12% | 1575.4734 | 1442.9247 | 1575.4734 | 1442.9247
866.12 | 129.3958 | 3.2905 | 40.2187 | 0 | 1548.6209 | 296.0908 | 1.3517e-10 | 7.159e-12% | 2017.6167 | 1888.2209 | 2017.6167 | 1888.2209
866.152 | 126.2257 | 3.2913 | 39.2404 | 0 | 1799.4781 | 296.1222 | 1.3461e-10 | 6.295e-12% | 2264.3577 | 2138.132 | 2264.3577 | 2138.132
866.184 | 123.1229 | 3.2922 | 38.2826 | 0 | 1810.0893 | 296.1581 | 1.3569e-10 | 6.317e-12% | 2270.9451 | 2147.8222 | 2270.9451 | 2147.8222
866.216 | 120.1694 | 3.2932 | 37.3708 | 0 | 1766.3681 | 296.1953 | 1.3597e-10 | 6.465e-12% | 2223.3968 | 2103.2274 | 2223.3968 | 2103.2274
866.248 | 117.4443 | 3.2941 | 36.5299 | 0 | 1878.8666 | 296.231 | 1.3625e-10 | 6.152e-12% | 2332.3658 | 2214.9215 | 2332.3658 | 2214.9215
866.28 | 115.0199 | 3.2949 | 35.7822 | 0 | 2106.7287 | 296.2663 | 1.3654e-10 | 5.591e-12% | 2557.0921 | 2442.0722 | 2557.0921 | 2442.0722
866.312 | 112.9557 | 3.2959 | 35.1462 | 0 | 2173.9848 | 296.3056 | 1.3642e-10 | 5.438e-12% | 2621.6882 | 2508.7325 | 2621.6882 | 2508.7325
866.344 | 111.2962 | 3.2969 | 34.6358 | 0 | 1877.634 | 296.3507 | 1.3705e-10 | 6.196e-12% | 2323.2137 | 2211.9174 | 2323.2137 | 2211.9174
866.376 | 110.0714 | 3.298 | 34.2605 | 0 | 1305.0337 | 296.399 | 1.3733e-10 | 8.379e-12% | 1749.0625 | 1638.9911 | 1749.0625 | 1638.9911
866.408 | 109.2959 | 3.2991 | 34.025 | 0 | 720.9816 | 296.446 | 1.3762e-10 | 1.305e-11% | 1164.0476 | 1054.7517 | 1164.0476 | 1054.7517
866.44 | 108.9695 | 3.3001 | 33.9292 | 0 | 319.3735 | 296.4894 | 1.379e-10 | 2.112e-11% | 762.0617 | 653.0921 | 762.0617 | 653.0921
866.472 | 109.0843 | 3.301 | 33.971 | 0 | 132.3231 | 296.5289 | 1.3819e-10 | 2.965e-11% | 575.2083 | 466.1239 | 575.2083 | 466.1239
866.504 | 109.6388 | 3.3019 | 34.1498 | 0 | 117.9676 | 296.5652 | 1.3847e-10 | 3.064e-11% | 561.6233 | 451.9845 | 561.6233 | 451.9845
866.536 | 110.6424 | 3.3028 | 34.4687 | 0 | 263.7765 | 296.5983 | 1.387e-10 | 2.319e-11% | 708.7887 | 598.1462 | 708.7887 | 598.1462
866.568 | 112.1039 | 3.3036 | 34.9304 | 0 | 594.2326 | 296.6279 | 1.3898e-10 | 1.496e-11% | 1041.1984 | 929.0945 | 1041.1984 | 929.0945
866.6 | 114.0134 | 3.3044 | 35.532 | 0 | 1088.9721 | 296.6553 | 1.3927e-10 | 9.777e-12% | 1538.4771 | 1424.4637 | 1538.4771 | 1424.4637
866.632 | 116.3367 | 3.3052 | 36.2627 | 0 | 1614.9745 | 296.6832 | 1.3955e-10 | 7.152e-12% | 2067.5623 | 1951.2256 | 2067.5623 | 1951.2256
866.664 | 119.023 | 3.306 | 37.1068 | 0 | 1997.7095 | 296.7147 | 1.4006e-10 | 5.999e-12% | 2453.86 | 2334.837 | 2453.86 | 2334.837
866.696 | 122.0137 | 3.3069 | 38.0459 | 0 | 2186.5276 | 296.7494 | 1.4012e-10 | 5.55e-12% | 2646.6435 | 2524.6298 | 2646.6435 | 2524.6298
866.728 | 125.2448 | 3.3078 | 39.0604 | 0 | 2277.2452 | 296.7848 | 1.404e-10 | 5.366e-12% | 2741.643 | 2616.3982 | 2741.643 | 2616.3982
866.76 | 128.6455 | 3.3087 | 40.1281 | 0 | 2321.5575 | 296.8202 | 1.4069e-10 | 5.285e-12% | 2790.4599 | 2661.8145 | 2790.4599 | 2661.8145
866.792 | 132.1369 | 3.3096 | 41.2244 | 0 | 2208.6934 | 296.8582 | 1.4006e-10 | 5.492e-12% | 2682.2225 | 2550.0856 | 2682.2225 | 2550.0856
866.824 | 135.6319 | 3.3106 | 42.322 | 0 | 1822.8406 | 296.9011 | 1.4126e-10 | 6.523e-12% | 2301.0062 | 2165.3743 | 2301.0062 | 2165.3743
866.856 | 139.0359 | 3.3117 | 43.3914 | 0 | 1240.6909 | 296.9474 | 1.4154e-10 | 8.934e-12% | 1723.3773 | 1584.3414 | 1723.3773 | 1584.3414
866.888 | 142.2521 | 3.3127 | 44.4026 | 0 | 680.5586 | 296.9929 | 1.4182e-10 | 1.383e-11% | 1167.5189 | 1025.2669 | 1167.5189 | 1025.2669
866.92 | 145.189 | 3.3137 | 45.327 | 0 | 302.5206 | 297.0353 | 1.4211e-10 | 2.192e-11% | 793.3857 | 648.1967 | 793.3857 | 648.1967
866.952 | 147.7695 | 3.3147 | 46.1406 | 0 | 121.8237 | 297.0752 | 1.4239e-10 | 3.04e-11% | 616.1237 | 468.3541 | 616.1237 | 468.3541
866.984 | 149.9413 | 3.3156 | 46.8268 | 0 | 76.6835 | 297.114 | 1.4268e-10 | 3.365e-11% | 573.8813 | 423.9399 | 573.8813 | 423.9399
867.016 | 151.6896 | 3.3165 | 47.381 | 0 | 121.2392 | 297.1519 | 1.4296e-10 | 3.048e-11% | 620.7782 | 469.0886 | 620.7782 | 469.0886
867.048 | 153.0414 | 3.3174 | 47.8116 | 0 | 262.9155 | 297.1873 | 1.4325e-10 | 2.344e-11% | 764.2732 | 611.2318 | 764.2732 | 611.2318
867.08 | 154.0538 | 3.3183 | 48.1365 | 0 | 538.1048 | 297.2191 | 1.4353e-10 | 1.619e-11% | 1040.8324 | 886.7786 | 1040.8324 | 886.7786
867.112 | 154.7902 | 3.3191 | 48.3753 | 0 | 940.998 | 297.2484 | 1.4381e-10 | 1.115e-11% | 1444.7309 | 1289.9407 | 1444.7309 | 1289.9407
867.144 | 155.3016 | 3.3199 | 48.5439 | 0 | 1368.7673 | 297.2783 | 1.441e-10 | 8.388e-12% | 1873.2109 | 1717.9093 | 1873.2109 | 1717.9093
867.176 | 155.6211 | 3.3208 | 48.6524 | 0 | 1679.7501 | 297.3113 | 1.4461e-10 | 7.127e-12% | 2184.6556 | 2029.0345 | 2184.6556 | 2029.0345
867.208 | 155.769 | 3.3217 | 48.7072 | 0 | 1831.7623 | 297.347 | 1.4467e-10 | 6.633e-12% | 2336.9072 | 2181.1382 | 2336.9072 | 2181.1382
867.24 | 155.7615 | 3.3226 | 48.7135 | 0 | 1903.615 | 297.383 | 1.4495e-10 | 6.434e-12% | 2408.7956 | 2253.034 | 2408.7956 | 2253.034
867.272 | 155.6187 | 3.3234 | 48.6774 | 0 | 1937.9089 | 297.4184 | 1.4523e-10 | 6.35e-12% | 2442.9468 | 2287.3281 | 2442.9468 | 2287.3281
867.304 | 155.3677 | 3.3244 | 48.6074 | 0 | 1842.2094 | 297.4556 | 1.4552e-10 | 6.64e-12% | 2346.9645 | 2191.5968 | 2346.9645 | 2191.5968
867.336 | 155.0408 | 3.3254 | 48.5135 | 0 | 1519.7043 | 297.4975 | 1.4586e-10 | 7.804e-12% | 2024.0815 | 1869.0407 | 2024.0815 | 1869.0407
867.368 | 154.6693 | 3.3264 | 48.4054 | 0 | 1033.7199 | 297.5434 | 1.4614e-10 | 1.057e-11% | 1537.6644 | 1382.9951 | 1537.6644 | 1382.9951
867.4 | 154.2772 | 3.3274 | 48.2909 | 0 | 565.2424 | 297.5897 | 1.4643e-10 | 1.601e-11% | 1068.7277 | 914.4505 | 1068.7277 | 914.4505
867.432 | 153.8804 | 3.3285 | 48.1749 | 0 | 246.2079 | 297.6335 | 1.4671e-10 | 2.464e-11% | 749.2252 | 595.3448 | 749.2252 | 595.3448
867.464 | 153.4891 | 3.3294 | 48.0608 | 0 | 87.7742 | 297.674 | 1.47e-10 | 3.365e-11% | 590.3275 | 436.8384 | 590.3275 | 436.8384
867.496 | 153.1131 | 3.3304 | 47.9515 | 0 | 38.1706 | 297.712 | 1.4728e-10 | 3.804e-11% | 540.2776 | 387.1644 | 540.2776 | 387.1644
867.528 | 152.765 | 3.3313 | 47.8509 | 0 | 60.8161 | 297.7482 | 1.4762e-10 | 3.603e-11% | 562.5115 | 409.7465 | 562.5115 | 409.7465
867.56 | 152.4586 | 3.3321 | 47.7635 | 0 | 163.0453 | 297.7824 | 1.4791e-10 | 2.889e-11% | 664.3819 | 511.9233 | 664.3819 | 511.9233
867.592 | 152.2036 | 3.333 | 47.6922 | 0 | 371.9743 | 297.8138 | 1.4819e-10 | 2.056e-11% | 873.0169 | 720.8133 | 873.0169 | 720.8133
867.624 | 152.0007 | 3.3338 | 47.6373 | 0 | 674.5282 | 297.8425 | 1.4848e-10 | 1.451e-11% | 1175.3424 | 1023.3417 | 1175.3424 | 1023.3417
867.656 | 151.8393 | 3.3346 | 47.5955 | 0 | 973.6094 | 297.8705 | 1.4876e-10 | 1.125e-11% | 1474.2493 | 1322.4099 | 1474.2493 | 1322.4099
867.688 | 151.7022 | 3.3354 | 47.5611 | 0 | 1138.4324 | 297.9011 | 1.4916e-10 | 1.003e-11% | 1638.9322 | 1487.23 | 1638.9322 | 1487.23
867.72 | 151.5713 | 3.3363 | 47.5285 | 0 | 1134.6502 | 297.9363 | 1.4938e-10 | 1.007e-11% | 1635.0226 | 1483.4513 | 1635.0226 | 1483.4513
867.752 | 151.4359 | 3.3372 | 47.4943 | 0 | 1077.8518 | 297.9741 | 1.4967e-10 | 1.049e-11% | 1578.0933 | 1426.6575 | 1578.0933 | 1426.6575
867.784 | 151.2971 | 3.3381 | 47.4592 | 0 | 1106.633 | 298.0112 | 1.4995e-10 | 1.03e-11% | 1606.7385 | 1455.4414 | 1606.7385 | 1455.4414
867.816 | 151.1694 | 3.339 | 47.4275 | 0 | 1210.9836 | 298.047 | 1.5029e-10 | 9.635e-12% | 1710.9666 | 1559.7972 | 1710.9666 | 1559.7972
867.848 | 151.0737 | 3.34 | 47.4059 | 0 | 1236.5174 | 298.0845 | 1.5098e-10 | 9.523e-12% | 1736.4215 | 1585.3478 | 1736.4215 | 1585.3478
867.88 | 151.0269 | 3.3409 | 47.3994 | 0 | 1064.0538 | 298.1264 | 1.5086e-10 | 1.068e-11% | 1563.9474 | 1412.9205 | 1563.9474 | 1412.9205
867.912 | 151.0342 | 3.342 | 47.4098 | 0 | 738.6391 | 298.1715 | 1.512e-10 | 1.39e-11% | 1238.5966 | 1087.5623 | 1238.5966 | 1087.5623
867.944 | 151.0897 | 3.343 | 47.4353 | 0 | 407.4699 | 298.2165 | 1.5149e-10 | 2.003e-11% | 907.5543 | 756.4647 | 907.5543 | 756.4647
867.976 | 151.1825 | 3.344 | 47.4726 | 0 | 177.8253 | 298.2588 | 1.5177e-10 | 2.88e-11% | 678.0832 | 526.9007 | 678.0832 | 526.9007
868.008 | 151.3033 | 3.345 | 47.5188 | 0 | 61.6382 | 298.2984 | 1.5211e-10 | 3.703e-11% | 562.1037 | 410.8004 | 562.1037 | 410.8004
868.04 | 151.4463 | 3.3459 | 47.5721 | 0 | 18.9344 | 298.3361 | 1.524e-10 | 4.139e-11% | 519.6349 | 368.1886 | 519.6349 | 368.1886
868.072 | 151.6066 | 3.3468 | 47.6309 | 0 | 14.1815 | 298.3729 | 1.5268e-10 | 4.2e-11% | 515.1387 | 363.5321 | 515.1387 | 363.5321
868.104 | 151.7762 | 3.3477 | 47.6926 | 0 | 39.6281 | 298.409 | 1.5302e-10 | 3.933e-11% | 540.8537 | 389.0775 | 540.8537 | 389.0775
868.136 | 151.9418 | 3.3486 | 47.7531 | 0 | 113.5513 | 298.4442 | 1.5331e-10 | 3.31e-11% | 615.039 | 463.0972 | 615.039 | 463.0972
868.168 | 152.0859 | 3.3495 | 47.807 | 0 | 261.3095 | 298.478 | 1.5359e-10 | 2.514e-11% | 763.0298 | 610.9439 | 763.0298 | 610.9439
868.2 | 152.1921 | 3.3503 | 47.8489 | 0 | 479.0626 | 298.5106 | 1.5393e-10 | 1.857e-11% | 980.9645 | 828.7724 | 980.9645 | 828.7724
868.232 | 152.2516 | 3.3512 | 47.8762 | 0 | 708.4103 | 298.5432 | 1.5422e-10 | 1.457e-11% | 1210.4325 | 1058.181 | 1210.4325 | 1058.181
868.264 | 152.267 | 3.3521 | 47.8896 | 0 | 870.3378 | 298.5772 | 1.5461e-10 | 1.267e-11% | 1372.4236 | 1220.1566 | 1372.4236 | 1220.1566
868.296 | 152.2511 | 3.3529 | 47.8931 | 0 | 940.1649 | 298.6126 | 1.5484e-10 | 1.2e-11% | 1442.2746 | 1290.0235 | 1442.2746 | 1290.0235
868.328 | 152.2224 | 3.3538 | 47.8926 | 0 | 960.9369 | 298.6485 | 1.5518e-10 | 1.184e-11% | 1463.0542 | 1310.8318 | 1463.0542 | 1310.8318
868.36 | 152.1993 | 3.3548 | 47.8938 | 0 | 962.1581 | 298.6846 | 1.5547e-10 | 1.185e-11% | 1464.2905 | 1312.0912 | 1464.2905 | 1312.0912
868.392 | 152.1946 | 3.3557 | 47.9008 | 0 | 904.8449 | 298.7219 | 1.5552e-10 | 1.239e-11% | 1407.0179 | 1254.8233 | 1407.0179 | 1254.8233
868.424 | 152.2116 | 3.3566 | 47.9145 | 0 | 742.9754 | 298.7616 | 1.5609e-10 | 1.428e-11% | 1245.2197 | 1093.0081 | 1245.2197 | 1093.0081
868.456 | 152.2424 | 3.3576 | 47.9325 | 0 | 505.9545 | 298.803 | 1.5638e-10 | 1.827e-11% | 1008.29 | 856.0475 | 1008.29 | 856.0475
868.488 | 152.2705 | 3.3586 | 47.9496 | 0 | 280.4019 | 298.8443 | 1.5672e-10 | 2.485e-11% | 782.8249 | 630.5545 | 782.8249 | 630.5545
868.52 | 152.2724 | 3.3595 | 47.9586 | 0 | 129.1266 | 298.8842 | 1.57e-10 | 3.275e-11% | 631.6014 | 479.3289 | 631.6014 | 479.3289
868.552 | 152.219 | 3.3605 | 47.9502 | 0 | 54.8337 | 298.9225 | 1.5734e-10 | 3.884e-11% | 557.2859 | 405.0669 | 557.2859 | 405.0669
868.584 | 152.0749 | 3.3614 | 47.9132 | 0 | 26.8111 | 298.9598 | 1.5768e-10 | 4.182e-11% | 529.1205 | 377.0456 | 529.1205 | 377.0456
868.616 | 151.8029 | 3.3623 | 47.836 | 0 | 17.4239 | 298.9967 | 1.5797e-10 | 4.297e-11% | 519.4218 | 367.6189 | 519.4218 | 367.6189
868.648 | 151.3742 | 3.3632 | 47.7093 | 0 | 16.2326 | 299.0332 | 1.5831e-10 | 4.321e-11% | 517.7125 | 366.3383 | 517.7125 | 366.3383
868.68 | 150.7815 | 3.3641 | 47.5308 | 0 | 28.2827 | 299.0695 | 1.5859e-10 | 4.193e-11% | 529.0287 | 378.2471 | 529.0287 | 378.2471
868.712 | 150.0454 | 3.365 | 47.3072 | 0 | 68.9747 | 299.1053 | 1.5893e-10 | 3.795e-11% | 568.7976 | 418.7522 | 568.7976 | 418.7522
868.744 | 149.2068 | 3.3659 | 47.0511 | 0 | 154.3415 | 299.1404 | 1.5922e-10 | 3.16e-11% | 653.1058 | 503.899 | 653.1058 | 503.899
868.776 | 148.312 | 3.3668 | 46.7773 | 0 | 281.9978 | 299.1752 | 1.5956e-10 | 2.527e-11% | 779.6291 | 631.3171 | 779.6291 | 631.3171
868.808 | 147.4005 | 3.3677 | 46.4981 | 0 | 417.7423 | 299.2103 | 1.5984e-10 | 2.085e-11% | 914.219 | 766.8184 | 914.219 | 766.8184
868.84 | 146.5016 | 3.3686 | 46.2228 | 0 | 516.0203 | 299.246 | 1.6007e-10 | 1.851e-11% | 1011.3593 | 864.8577 | 1011.3593 | 864.8577
868.872 | 145.6379 | 3.3695 | 45.9584 | 0 | 563.3721 | 299.282 | 1.6053e-10 | 1.76e-11% | 1057.6199 | 911.982 | 1057.6199 | 911.982
868.904 | 144.8314 | 3.3704 | 45.7121 | 0 | 584.6717 | 299.3177 | 1.6081e-10 | 1.723e-11% | 1077.9033 | 933.0719 | 1077.9033 | 933.0719
868.936 | 144.1083 | 3.3713 | 45.4919 | 0 | 594.057 | 299.3531 | 1.6115e-10 | 1.71e-11% | 1086.3817 | 942.2734 | 1086.3817 | 942.2734
868.968 | 143.496 | 3.3722 | 45.3067 | 0 | 563.9546 | 299.3887 | 1.6144e-10 | 1.77e-11% | 1055.5183 | 912.0222 | 1055.5183 | 912.0222
869 | 143.0165 | 3.3731 | 45.1634 | 0 | 464.905 | 299.4241 | 1.6178e-10 | 1.99e-11% | 955.8821 | 812.8656 | 955.8821 | 812.8656
869.032 | 142.6765 | 3.374 | 45.0642 | 0 | 316.1362 | 299.4577 | 1.6212e-10 | 2.441e-11% | 806.7086 | 664.0321 | 806.7086 | 664.0321
869.064 | 142.4651 | 3.3748 | 45.0056 | 0 | 172.8223 | 299.4882 | 1.6246e-10 | 3.12e-11% | 663.1559 | 520.6908 | 663.1559 | 520.6908
869.096 | 142.3609 | 3.3756 | 44.9809 | 0 | 75.1168 | 299.5163 | 1.6274e-10 | 3.847e-11% | 565.3504 | 422.9896 | 565.3504 | 422.9896
869.128 | 142.3479 | 3.3764 | 44.9851 | 0 | 25.8581 | 299.5455 | 1.6308e-10 | 4.363e-11% | 516.113 | 373.7651 | 516.113 | 373.7651
869.16 | 142.428 | 3.3773 | 45.0185 | 0 | 7.1523 | 299.5795 | 1.6342e-10 | 4.602e-11% | 497.5556 | 355.1275 | 497.5556 | 355.1275
869.192 | 142.6186 | 3.3782 | 45.0866 | 0 | 2.2655 | 299.619 | 1.6371e-10 | 4.673e-11% | 492.968 | 350.3493 | 492.968 | 350.3493
869.224 | 142.9385 | 3.3792 | 45.1955 | 0 | 3.7892 | 299.6619 | 1.6405e-10 | 4.66e-11% | 494.9643 | 352.0258 | 494.9643 | 352.0258
869.256 | 143.3914 | 3.3802 | 45.3465 | 0 | 13.0331 | 299.7052 | 1.6439e-10 | 4.548e-11% | 504.8565 | 361.465 | 504.8565 | 361.465
869.288 | 143.9601 | 3.3812 | 45.5342 | 0 | 37.7725 | 299.7467 | 1.6473e-10 | 4.263e-11% | 530.3946 | 386.4345 | 530.3946 | 386.4345
869.32 | 144.6077 | 3.3821 | 45.747 | 0 | 86.8098 | 299.7858 | 1.6502e-10 | 3.787e-11% | 580.3325 | 435.7248 | 580.3325 | 435.7248
869.352 | 145.2857 | 3.3831 | 45.9695 | 0 | 158.4554 | 299.8237 | 1.6536e-10 | 3.257e-11% | 652.9175 | 507.6318 | 652.9175 | 507.6318
869.384 | 145.942 | 3.384 | 46.1852 | 0 | 232.0824 | 299.8617 | 1.657e-10 | 2.849e-11% | 727.4554 | 581.5134 | 727.4554 | 581.5134
869.416 | 146.5337 | 3.385 | 46.3805 | 0 | 279.9945 | 299.9007 | 1.6598e-10 | 2.636e-11% | 776.1943 | 629.6606 | 776.1943 | 629.6606
869.448 | 147.0388 | 3.3859 | 46.5484 | 0 | 294.9024 | 299.9405 | 1.6638e-10 | 2.58e-11% | 791.8161 | 644.7772 | 791.8161 | 644.7772
869.48 | 147.4627 | 3.3869 | 46.6907 | 0 | 297.564 | 299.9803 | 1.6666e-10 | 2.573e-11% | 795.0845 | 647.6218 | 795.0845 | 647.6218
869.512 | 147.8363 | 3.3878 | 46.8171 | 0 | 307.4945 | 300.0193 | 1.6701e-10 | 2.539e-11% | 805.5551 | 657.7188 | 805.5551 | 657.7188
869.544 | 148.2134 | 3.3888 | 46.9447 | 0 | 314.0892 | 300.0579 | 1.6735e-10 | 2.518e-11% | 812.694 | 664.4806 | 812.694 | 664.4806
869.576 | 148.6689 | 3.3897 | 47.0973 | 0 | 289.3934 | 300.0968 | 1.678e-10 | 2.622e-11% | 788.646 | 639.9771 | 788.646 | 639.9771
869.608 | 149.2866 | 3.3907 | 47.3013 | 0 | 224.736 | 300.1364 | 1.6803e-10 | 2.919e-11% | 724.851 | 575.5643 | 724.851 | 575.5643
869.64 | 150.1192 | 3.3916 | 47.5735 | 0 | 142.3756 | 300.1763 | 1.6837e-10 | 3.412e-11% | 643.6362 | 493.517 | 643.6362 | 493.517
869.672 | 151.1331 | 3.3926 | 47.9032 | 0 | 72.6068 | 300.2159 | 1.6871e-10 | 3.978e-11% | 575.2516 | 424.1185 | 575.2516 | 424.1185
869.704 | 152.1892 | 3.3935 | 48.2464 | 0 | 29.6416 | 300.2549 | 1.6905e-10 | 4.431e-11% | 533.7256 | 381.5364 | 533.7256 | 381.5364
869.736 | 153.0963 | 3.3944 | 48.5424 | 0 | 9.6682 | 300.2932 | 1.6939e-10 | 4.681e-11% | 514.9945 | 361.8983 | 514.9945 | 361.8983
869.768 | 153.7095 | 3.3954 | 48.7454 | 0 | 2.5695 | 300.331 | 1.6968e-10 | 4.779e-11% | 508.7507 | 355.0413 | 508.7507 | 355.0413
869.8 | 153.9951 | 3.3963 | 48.8445 | 0 | 0.87735 | 300.3684 | 1.7002e-10 | 4.81e-11% | 507.4817 | 353.4866 | 507.4817 | 353.4866
869.832 | 154.0184 | 3.3972 | 48.8605 | 0 | 1.7568 | 300.4056 | 1.7036e-10 | 4.807e-11% | 508.4385 | 354.4201 | 508.4385 | 354.4201
869.864 | 153.8828 | 3.3981 | 48.8261 | 0 | 6.1578 | 300.4423 | 1.707e-10 | 4.757e-11% | 512.7072 | 358.8244 | 512.7072 | 358.8244
869.896 | 153.6755 | 3.399 | 48.7691 | 0 | 17.8417 | 300.4785 | 1.7104e-10 | 4.617e-11% | 524.1637 | 370.4881 | 524.1637 | 370.4881
869.928 | 153.4492 | 3.3998 | 48.7059 | 0 | 40.9004 | 300.514 | 1.7138e-10 | 4.355e-11% | 546.9692 | 393.52 | 546.9692 | 393.52
869.96 | 153.2294 | 3.4005 | 48.6448 | 0 | 74.1985 | 300.5488 | 1.7172e-10 | 4.024e-11% | 580.022 | 426.7926 | 580.022 | 426.7926
869.992 | 153.0288 | 3.401 | 48.5899 | 0 | 107.1763 | 300.5831 | 1.7207e-10 | 3.743e-11% | 612.779 | 459.7502 | 612.779 | 459.7502
870.024 | 152.8542 | 3.4013 | 48.5431 | 0 | 125.7854 | 300.6174 | 1.7235e-10 | 3.603e-11% | 631.2015 | 478.3473 | 631.2015 | 478.3473
870.056 | 152.7086 | 3.4015 | 48.5056 | 0 | 127.5605 | 300.6526 | 1.7275e-10 | 3.598e-11% | 632.8287 | 480.1201 | 632.8287 | 480.1201
870.088 | 152.5895 | 3.4015 | 48.4764 | 0 | 129.0519 | 300.689 | 1.7309e-10 | 3.594e-11% | 634.2084 | 481.6188 | 634.2084 | 481.6188
870.12 | 152.489 | 3.4015 | 48.453 | 0 | 153.3691 | 300.7263 | 1.7343e-10 | 3.428e-11% | 658.4389 | 505.9499 | 658.4389 | 505.9499
870.152 | 152.3967 | 3.4015 | 48.4323 | 0 | 209.3918 | 300.764 | 1.7383e-10 | 3.093e-11% | 714.3863 | 561.9895 | 714.3863 | 561.9895
870.184 | 152.3078 | 3.4014 | 48.4126 | 0 | 283.7413 | 300.8016 | 1.7417e-10 | 2.737e-11% | 788.6646 | 636.3568 | 788.6646 | 636.3568
870.216 | 152.2272 | 3.4013 | 48.3955 | 0 | 350.0941 | 300.8393 | 1.7451e-10 | 2.483e-11% | 854.9575 | 702.7303 | 854.9575 | 702.7303
870.248 | 152.1678 | 3.4013 | 48.3852 | 0 | 383.8052 | 300.8774 | 1.7485e-10 | 2.374e-11% | 888.6368 | 736.469 | 888.6368 | 736.469
870.28 | 152.1421 | 3.4012 | 48.3855 | 0 | 371.8178 | 300.9153 | 1.7519e-10 | 2.418e-11% | 876.6619 | 724.5199 | 876.6619 | 724.5199
870.312 | 152.1557 | 3.4011 | 48.3985 | 0 | 317.0209 | 300.9526 | 1.7553e-10 | 2.621e-11% | 821.9287 | 669.773 | 821.9287 | 669.773
870.344 | 152.207 | 3.401 | 48.4234 | 0 | 237.3519 | 300.9892 | 1.7587e-10 | 2.98e-11% | 742.3725 | 590.1656 | 742.3725 | 590.1656
870.376 | 152.291 | 3.4009 | 48.4587 | 0 | 157.3344 | 301.0259 | 1.7621e-10 | 3.454e-11% | 662.5111 | 510.22 | 662.5111 | 510.22
870.408 | 152.4032 | 3.4009 | 48.503 | 0 | 94.9288 | 301.063 | 1.7656e-10 | 3.942e-11% | 600.2989 | 447.8957 | 600.2989 | 447.8957
870.44 | 152.5398 | 3.4008 | 48.5551 | 0 | 54.3862 | 301.1001 | 1.769e-10 | 4.342e-11% | 559.9821 | 407.4423 | 559.9821 | 407.4423
870.472 | 152.6971 | 3.4007 | 48.6138 | 0 | 30.767 | 301.1367 | 1.7729e-10 | 4.618e-11% | 536.6153 | 383.9183 | 536.6153 | 383.9183
870.504 | 152.8692 | 3.4006 | 48.6773 | 0 | 18.8345 | 301.1729 | 1.7764e-10 | 4.774e-11% | 524.9545 | 372.0853 | 524.9545 | 372.0853
870.536 | 153.0466 | 3.4005 | 48.7425 | 0 | 17.1003 | 301.2094 | 1.7798e-10 | 4.804e-11% | 523.4993 | 370.4526 | 523.4993 | 370.4526
870.568 | 153.2146 | 3.4004 | 48.8046 | 0 | 25.9344 | 301.2465 | 1.7832e-10 | 4.7e-11% | 532.6005 | 379.3859 | 532.6005 | 379.3859
870.6 | 153.3554 | 3.4003 | 48.8581 | 0 | 43.3779 | 301.2838 | 1.7872e-10 | 4.503e-11% | 550.2756 | 396.9202 | 550.2756 | 396.9202
870.632 | 153.4529 | 3.4003 | 48.8979 | 0 | 62.8026 | 301.3205 | 1.7906e-10 | 4.3e-11% | 569.874 | 416.4211 | 569.874 | 416.4211
870.664 | 153.4968 | 3.4002 | 48.9206 | 0 | 76.1499 | 301.3566 | 1.794e-10 | 4.174e-11% | 583.324 | 429.8272 | 583.324 | 429.8272
870.696 | 153.4841 | 3.4001 | 48.9252 | 0 | 80.9765 | 301.3931 | 1.7974e-10 | 4.135e-11% | 588.1789 | 434.6948 | 588.1789 | 434.6948
870.728 | 153.4163 | 3.4 | 48.9122 | 0 | 82.8368 | 301.4304 | 1.8014e-10 | 4.126e-11% | 589.9958 | 436.5794 | 589.9958 | 436.5794
870.76 | 153.2965 | 3.3999 | 48.8827 | 0 | 90.1705 | 301.468 | 1.8048e-10 | 4.066e-11% | 597.2176 | 443.9211 | 597.2176 | 443.9211
870.792 | 153.1275 | 3.3998 | 48.8375 | 0 | 110.3697 | 301.5051 | 1.8088e-10 | 3.897e-11% | 617.2395 | 464.112 | 617.2395 | 464.112
870.824 | 152.9129 | 3.3997 | 48.7777 | 0 | 150.5125 | 301.541 | 1.8122e-10 | 3.594e-11% | 657.1438 | 504.2309 | 657.1438 | 504.2309
870.856 | 152.6585 | 3.3996 | 48.7053 | 0 | 212.4733 | 301.5762 | 1.8156e-10 | 3.207e-11% | 718.8129 | 566.1544 | 718.8129 | 566.1544
870.888 | 152.3727 | 3.3995 | 48.6228 | 0 | 281.8839 | 301.6108 | 1.819e-10 | 2.862e-11% | 787.8898 | 635.5171 | 787.8898 | 635.5171
870.92 | 152.0637 | 3.3994 | 48.5329 | 0 | 331.9905 | 301.6443 | 1.8235e-10 | 2.66e-11% | 837.6308 | 685.5671 | 837.6308 | 685.5671
870.952 | 151.7356 | 3.3992 | 48.437 | 0 | 348.1504 | 301.6759 | 1.8269e-10 | 2.604e-11% | 853.3982 | 701.6626 | 853.3982 | 701.6626
870.984 | 151.387 | 3.399 | 48.3345 | 0 | 340.2109 | 301.7068 | 1.8298e-10 | 2.638e-11% | 845.0382 | 693.6512 | 845.0382 | 693.6512
871.016 | 151.0117 | 3.3989 | 48.2234 | 0 | 321.5929 | 301.7399 | 1.8338e-10 | 2.717e-11% | 825.9668 | 674.9552 | 825.9668 | 674.9552
871.048 | 150.6037 | 3.3988 | 48.1016 | 0 | 287.8486 | 301.7781 | 1.8372e-10 | 2.866e-11% | 791.7309 | 641.1272 | 791.7309 | 641.1272
871.08 | 150.1627 | 3.3988 | 47.9691 | 0 | 228.963 | 301.8209 | 1.8412e-10 | 3.163e-11% | 732.3145 | 582.1518 | 732.3145 | 582.1518
871.112 | 149.6976 | 3.3989 | 47.8288 | 0 | 153.1014 | 301.865 | 1.8446e-10 | 3.644e-11% | 655.8917 | 506.1941 | 655.8917 | 506.1941
871.144 | 149.2263 | 3.3988 | 47.6865 | 0 | 84.0742 | 301.9072 | 1.848e-10 | 4.228e-11% | 586.2929 | 437.0666 | 586.2929 | 437.0666
871.176 | 148.7695 | 3.3988 | 47.5489 | 0 | 39.7095 | 301.9459 | 1.852e-10 | 4.717e-11% | 541.3725 | 392.6031 | 541.3725 | 392.6031
871.208 | 148.3432 | 3.3987 | 47.4211 | 0 | 21.3197 | 301.9819 | 1.8554e-10 | 4.959e-11% | 522.4646 | 374.1214 | 522.4646 | 374.1214
871.24 | 147.9549 | 3.3986 | 47.3054 | 0 | 19.9922 | 302.0172 | 1.8593e-10 | 4.989e-11% | 520.6683 | 372.7134 | 520.6683 | 372.7134
871.272 | 147.6055 | 3.3985 | 47.2022 | 0 | 25.6131 | 302.0532 | 1.8628e-10 | 4.924e-11% | 525.8725 | 378.267 | 525.8725 | 378.267
871.304 | 147.2949 | 3.3984 | 47.1112 | 0 | 31.2442 | 302.0903 | 1.8667e-10 | 4.863e-11% | 531.139 | 383.8441 | 531.139 | 383.8441
871.336 | 147.0278 | 3.3983 | 47.0342 | 0 | 34.3742 | 302.1277 | 1.8701e-10 | 4.833e-11% | 533.9622 | 386.9344 | 533.9622 | 386.9344
871.368 | 146.8161 | 3.3982 | 46.9748 | 0 | 35.6973 | 302.165 | 1.8741e-10 | 4.827e-11% | 535.0516 | 388.2354 | 535.0516 | 388.2354
871.4 | 146.6761 | 3.3982 | 46.9384 | 0 | 35.775 | 302.202 | 1.8781e-10 | 4.837e-11% | 534.9897 | 388.3136 | 534.9897 | 388.3136
871.432 | 146.6201 | 3.3981 | 46.9288 | 0 | 33.2627 | 302.239 | 1.8815e-10 | 4.877e-11% | 532.4487 | 385.8286 | 532.4487 | 385.8286
871.464 | 146.6482 | 3.398 | 46.9462 | 0 | 26.9405 | 302.2766 | 1.8855e-10 | 4.968e-11% | 526.2094 | 379.5613 | 526.2094 | 379.5613
871.496 | 146.746 | 3.3979 | 46.9858 | 0 | 18.1459 | 302.3149 | 1.8889e-10 | 5.094e-11% | 517.5906 | 370.8446 | 517.5906 | 370.8446
871.528 | 146.8912 | 3.3979 | 47.0406 | 0 | 9.9194 | 302.3534 | 1.8929e-10 | 5.219e-11% | 509.6025 | 362.7113 | 509.6025 | 362.7113
871.56 | 147.066 | 3.3978 | 47.105 | 0 | 4.3533 | 302.391 | 1.8963e-10 | 5.308e-11% | 504.3132 | 357.2471 | 504.3132 | 357.2471
871.592 | 147.2653 | 3.3977 | 47.1772 | 0 | 1.5274 | 302.4275 | 1.9003e-10 | 5.36e-11% | 501.7952 | 354.5299 | 501.7952 | 354.5299
871.624 | 147.494 | 3.3976 | 47.2589 | 0 | 0.42854 | 302.4633 | 1.9043e-10 | 5.386e-11% | 501.0425 | 353.5484 | 501.0425 | 353.5484
871.656 | 147.7579 | 3.3975 | 47.352 | 0 | 0.10118 | 302.4993 | 1.9077e-10 | 5.399e-11% | 501.1079 | 353.35 | 501.1079 | 353.35
871.688 | 148.0542 | 3.3974 | 47.4554 | 0 | 0.050222 | 302.5364 | 1.9116e-10 | 5.409e-11% | 501.4937 | 353.4394 | 501.4937 | 353.4394
871.72 | 148.371 | 3.3974 | 47.5653 | 0 | 0.16072 | 302.5746 | 1.9151e-10 | 5.414e-11% | 502.069 | 353.698 | 502.069 | 353.698
871.752 | 148.6923 | 3.3973 | 47.6768 | 0 | 0.60541 | 302.613 | 1.919e-10 | 5.417e-11% | 502.9848 | 354.2925 | 502.9848 | 354.2925
871.784 | 149.0065 | 3.3972 | 47.786 | 0 | 1.8642 | 302.6509 | 1.923e-10 | 5.406e-11% | 504.7048 | 355.6983 | 504.7048 | 355.6983
871.816 | 149.3118 | 3.3971 | 47.8924 | 0 | 4.6674 | 302.6876 | 1.927e-10 | 5.373e-11% | 507.9563 | 358.6446 | 507.9563 | 358.6446
871.848 | 149.6153 | 3.397 | 47.9984 | 0 | 9.5957 | 302.7233 | 1.9304e-10 | 5.307e-11% | 513.3297 | 363.7144 | 513.3297 | 363.7144
871.88 | 149.9275 | 3.3969 | 48.1071 | 0 | 16.3656 | 302.7585 | 1.9344e-10 | 5.219e-11% | 520.5556 | 370.6282 | 520.5556 | 370.6282
871.912 | 150.2532 | 3.3968 | 48.2203 | 0 | 23.365 | 302.7938 | 1.9384e-10 | 5.131e-11% | 528.0292 | 377.776 | 528.0292 | 377.776
871.944 | 150.5865 | 3.3968 | 48.3359 | 0 | 28.1784 | 302.8287 | 1.9418e-10 | 5.073e-11% | 533.3264 | 382.7398 | 533.3264 | 382.7398
871.976 | 150.9114 | 3.3967 | 48.4488 | 0 | 29.187 | 302.8627 | 1.9463e-10 | 5.07e-11% | 534.8065 | 383.8951 | 534.8065 | 383.8951
872.008 | 151.2105 | 3.3966 | 48.5534 | 0 | 26.9933 | 302.8947 | 1.9497e-10 | 5.106e-11% | 533.0485 | 381.838 | 533.0485 | 381.838
872.04 | 151.4753 | 3.3965 | 48.6471 | 0 | 23.8454 | 302.9245 | 1.9537e-10 | 5.157e-11% | 530.2887 | 378.8135 | 530.2887 | 378.8135
872.072 | 151.7096 | 3.3964 | 48.731 | 0 | 21.2444 | 302.9522 | 1.9577e-10 | 5.202e-11% | 528.0336 | 376.324 | 528.0336 | 376.324
872.104 | 151.9264 | 3.3964 | 48.8094 | 0 | 18.6196 | 302.9784 | 1.9611e-10 | 5.246e-11% | 525.7302 | 373.8038 | 525.7302 | 373.8038
872.136 | 152.1399 | 3.3963 | 48.8867 | 0 | 14.777 | 303.0043 | 1.9651e-10 | 5.31e-11% | 522.2042 | 370.0643 | 522.2042 | 370.0643
872.168 | 152.3599 | 3.3962 | 48.9661 | 0 | 9.8908 | 303.0305 | 1.9691e-10 | 5.39e-11% | 517.6435 | 365.2836 | 517.6435 | 365.2836
872.2 | 152.5902 | 3.3961 | 49.0488 | 0 | 5.3735 | 303.0569 | 1.973e-10 | 5.467e-11% | 513.4656 | 360.8754 | 513.4656 | 360.8754
872.232 | 152.8295 | 3.3961 | 49.1344 | 0 | 2.3299 | 303.0831 | 1.977e-10 | 5.523e-11% | 510.773 | 357.9435 | 510.773 | 357.9435
872.264 | 153.073 | 3.396 | 49.2215 | 0 | 0.80079 | 303.1084 | 1.981e-10 | 5.556e-11% | 509.5997 | 356.5267 | 509.5997 | 356.5267
872.296 | 153.3133 | 3.3959 | 49.3076 | 0 | 0.21759 | 303.1329 | 1.985e-10 | 5.575e-11% | 509.3672 | 356.0539 | 509.3672 | 356.0539
872.328 | 153.5407 | 3.3958 | 49.3896 | 0 | 0.046678 | 303.1567 | 1.989e-10 | 5.587e-11% | 509.5295 | 355.9888 | 509.5295 | 355.9888
872.36 | 153.744 | 3.3957 | 49.4638 | 0 | 0.0079084 | 303.1807 | 1.9924e-10 | 5.596e-11% | 509.7922 | 356.0481 | 509.7922 | 356.0481
872.392 | 153.912 | 3.3956 | 49.5267 | 0 | 0.0010574 | 303.2055 | 1.9963e-10 | 5.606e-11% | 510.0408 | 356.1288 | 510.0408 | 356.1288
872.424 | 154.0347 | 3.3955 | 49.575 | 0 | 0.00011159 | 303.2313 | 2.0003e-10 | 5.616e-11% | 510.2367 | 356.2019 | 510.2367 | 356.2019
872.456 | 154.1052 | 3.3954 | 49.6064 | 0 | 0 | 303.2578 | 2.0043e-10 | 5.626e-11% | 510.3647 | 356.2596 | 510.3647 | 356.2596
872.488 | 154.1189 | 3.3954 | 49.6194 | 0 | 0 | 303.284 | 2.0083e-10 | 5.637e-11% | 510.4176 | 356.2987 | 510.4176 | 356.2987
872.52 | 154.0739 | 3.3953 | 49.6131 | 0 | 0 | 303.3095 | 2.0123e-10 | 5.647e-11% | 510.3918 | 356.3179 | 510.3918 | 356.3179
872.552 | 153.9699 | 3.3952 | 49.587 | 0 | 0 | 303.3342 | 2.0162e-10 | 5.659e-11% | 510.2864 | 356.3165 | 510.2864 | 356.3165
872.584 | 153.8084 | 3.3951 | 49.5413 | 0 | 0.00099891 | 303.3585 | 2.0202e-10 | 5.67e-11% | 510.1043 | 356.2958 | 510.1043 | 356.2958
872.616 | 153.5943 | 3.395 | 49.477 | 0 | 0.0094659 | 303.3827 | 2.0242e-10 | 5.682e-11% | 509.8585 | 356.2642 | 509.8585 | 356.2642
872.648 | 153.3366 | 3.3949 | 49.3972 | 0 | 0.070794 | 303.4074 | 2.0282e-10 | 5.693e-11% | 509.6069 | 356.2703 | 509.6069 | 356.2703
872.68 | 153.0483 | 3.3948 | 49.3063 | 0 | 0.41785 | 303.4325 | 2.0322e-10 | 5.699e-11% | 509.5998 | 356.5515 | 509.5998 | 356.5515
872.712 | 152.7433 | 3.3947 | 49.2093 | 0 | 1.9465 | 303.4578 | 2.0361e-10 | 5.687e-11% | 510.7516 | 358.0083 | 510.7516 | 358.0083
872.744 | 152.4337 | 3.3947 | 49.1103 | 0 | 7.156 | 303.4831 | 2.0407e-10 | 5.619e-11% | 515.5778 | 363.1441 | 515.5778 | 363.1441
872.776 | 152.1283 | 3.3946 | 49.0125 | 0 | 20.7628 | 303.5082 | 2.0447e-10 | 5.428e-11% | 528.8065 | 376.6782 | 528.8065 | 376.6782
872.808 | 151.833 | 3.3945 | 48.918 | 0 | 47.5444 | 303.5332 | 2.0486e-10 | 5.079e-11% | 555.2231 | 403.3901 | 555.2231 | 403.3901
872.84 | 151.5519 | 3.3944 | 48.828 | 0 | 85.9228 | 303.5583 | 2.0526e-10 | 4.647e-11% | 593.2554 | 441.7035 | 593.2554 | 441.7035
872.872 | 151.2898 | 3.3943 | 48.7441 | 0 | 122.5503 | 303.5835 | 2.0566e-10 | 4.3e-11% | 629.562 | 478.2722 | 629.562 | 478.2722
872.904 | 151.0524 | 3.3942 | 48.6682 | 0 | 137.9482 | 303.6091 | 2.06e-10 | 4.173e-11% | 644.6722 | 493.6197 | 644.6722 | 493.6197
872.936 | 150.846 | 3.3942 | 48.6022 | 0 | 122.5503 | 303.6348 | 2.0646e-10 | 4.318e-11% | 629.0274 | 478.1814 | 629.0274 | 478.1814
872.968 | 150.675 | 3.3941 | 48.5476 | 0 | 85.9228 | 303.6604 | 2.0685e-10 | 4.685e-11% | 592.1999 | 441.5249 | 592.1999 | 441.5249
873 | 150.5401 | 3.394 | 48.5047 | 0 | 47.5444 | 303.6855 | 2.0731e-10 | 5.142e-11% | 553.6688 | 403.1286 | 553.6688 | 403.1286
873.032 | 150.4378 | 3.3939 | 48.4723 | 0 | 20.7628 | 303.71 | 2.0771e-10 | 5.519e-11% | 526.7768 | 376.339 | 526.7768 | 376.339
873.064 | 150.3617 | 3.3938 | 48.4484 | 0 | 7.156 | 303.7335 | 2.081e-10 | 5.737e-11% | 513.0934 | 362.7317 | 513.0934 | 362.7317
873.096 | 150.3064 | 3.3937 | 48.4313 | 0 | 1.9465 | 303.7562 | 2.085e-10 | 5.832e-11% | 507.834 | 357.5276 | 507.834 | 357.5276
873.128 | 150.2693 | 3.3936 | 48.42 | 0 | 0.41785 | 303.7789 | 2.0896e-10 | 5.869e-11% | 506.2795 | 356.0103 | 506.2795 | 356.0103
873.16 | 150.2498 | 3.3934 | 48.4143 | 0 | 0.070794 | 303.8028 | 2.0935e-10 | 5.886e-11% | 505.9312 | 355.6814 | 505.9312 | 355.6814
873.192 | 150.2456 | 3.3934 | 48.4135 | 0 | 0.0094659 | 303.8286 | 2.0975e-10 | 5.898e-11% | 505.8906 | 355.645 | 505.8906 | 355.645
873.224 | 150.2482 | 3.3933 | 48.4148 | 0 | 0.00099891 | 303.8558 | 2.1015e-10 | 5.909e-11% | 505.9131 | 355.6649 | 505.9131 | 355.6649
873.256 | 150.2417 | 3.3933 | 48.4132 | 0 | 0 | 303.8832 | 2.106e-10 | 5.921e-11% | 505.9313 | 355.6896 | 505.9313 | 355.6896
873.288 | 150.2056 | 3.3932 | 48.4021 | 0 | 0 | 303.9099 | 2.11e-10 | 5.932e-11% | 505.9108 | 355.7051 | 505.9108 | 355.7051
873.32 | 150.1201 | 3.3931 | 48.3751 | 0 | 0 | 303.9357 | 2.114e-10 | 5.943e-11% | 505.824 | 355.7039 | 505.824 | 355.7039
873.352 | 149.973 | 3.393 | 48.3282 | 0 | 1.2906e-13 | 303.9609 | 2.1186e-10 | 5.956e-11% | 505.6552 | 355.6822 | 505.6552 | 355.6822
873.384 | 149.7647 | 3.3929 | 48.2617 | 0 | 1.7208e-13 | 303.9859 | 2.1225e-10 | 5.968e-11% | 505.4052 | 355.6405 | 505.4052 | 355.6405
873.416 | 149.5075 | 3.3929 | 48.1794 | 0 | 3.6568e-13 | 304.0107 | 2.1265e-10 | 5.98e-11% | 505.0905 | 355.5829 | 505.0905 | 355.5829
873.448 | 149.2187 | 3.3928 | 48.0868 | 0 | 1.2261e-12 | 304.0356 | 2.1311e-10 | 5.994e-11% | 504.7339 | 355.5153 | 504.7339 | 355.5153
873.48 | 148.911 | 3.3927 | 47.9883 | 0 | 4.6248e-13 | 304.0607 | 2.135e-10 | 6.007e-11% | 504.3527 | 355.4417 | 504.3527 | 355.4417
873.512 | 148.5889 | 3.3926 | 47.885 | 0 | 2.3662e-13 | 304.0858 | 2.1396e-10 | 6.021e-11% | 503.9524 | 355.3635 | 503.9524 | 355.3635
873.544 | 148.2505 | 3.3925 | 47.7765 | 0 | 6.2381e-13 | 304.111 | 2.1436e-10 | 6.033e-11% | 503.5305 | 355.28 | 503.5305 | 355.28
873.576 | 147.8937 | 3.3924 | 47.6621 | 0 | 0 | 304.1359 | 2.1475e-10 | 6.046e-11% | 503.0841 | 355.1904 | 503.0841 | 355.1904
873.608 | 147.5217 | 3.3923 | 47.5428 | 0 | 0 | 304.1602 | 2.1521e-10 | 6.061e-11% | 502.6171 | 355.0954 | 502.6171 | 355.0954
873.64 | 147.1446 | 3.3922 | 47.4219 | 0 | 0 | 304.1831 | 2.1561e-10 | 6.073e-11% | 502.1418 | 354.9972 | 502.1418 | 354.9972
873.672 | 146.7778 | 3.392 | 47.3045 | 0 | 0.00061876 | 304.2027 | 2.1606e-10 | 6.088e-11% | 501.6777 | 354.8999 | 501.6777 | 354.8999
873.704 | 146.4382 | 3.3918 | 47.1959 | 0 | 0.0058636 | 304.2177 | 2.1646e-10 | 6.101e-11% | 501.2495 | 354.8113 | 501.2495 | 354.8113
873.736 | 146.1385 | 3.3915 | 47.1004 | 0 | 0.043852 | 304.2288 | 2.1691e-10 | 6.114e-11% | 500.903 | 354.7646 | 500.903 | 354.7646
873.768 | 145.8829 | 3.3913 | 47.019 | 0 | 0.25883 | 304.241 | 2.1731e-10 | 6.123e-11% | 500.7931 | 354.9101 | 500.7931 | 354.9101
873.8 | 145.6667 | 3.3911 | 46.95 | 0 | 1.2057 | 304.261 | 2.1777e-10 | 6.12e-11% | 501.4746 | 355.8079 | 501.4746 | 355.8079
873.832 | 145.4798 | 3.3911 | 46.8902 | 0 | 4.4331 | 304.2919 | 2.1817e-10 | 6.077e-11% | 504.4861 | 359.0063 | 504.4861 | 359.0063
873.864 | 145.315 | 3.3912 | 46.8372 | 0 | 12.8654 | 304.33 | 2.1862e-10 | 5.95e-11% | 512.7388 | 367.4238 | 512.7388 | 367.4238
873.896 | 145.172 | 3.3913 | 46.7912 | 0 | 29.4815 | 304.3683 | 2.1907e-10 | 5.705e-11% | 529.2043 | 384.0323 | 529.2043 | 384.0323
873.928 | 145.055 | 3.3913 | 46.7537 | 0 | 53.405 | 304.402 | 2.1947e-10 | 5.38e-11% | 553.007 | 407.9521 | 553.007 | 407.9521
873.96 | 144.9654 | 3.3913 | 46.7253 | 0 | 76.7563 | 304.4308 | 2.1993e-10 | 5.099e-11% | 576.2691 | 431.3037 | 576.2691 | 431.3037
873.992 | 144.8984 | 3.3912 | 46.7042 | 0 | 88.5541 | 304.4568 | 2.2033e-10 | 4.972e-11% | 588.0048 | 443.1064 | 588.0048 | 443.1064
874.024 | 144.8446 | 3.3911 | 46.6875 | 0 | 84.9233 | 304.4821 | 2.2078e-10 | 5.024e-11% | 584.3286 | 439.484 | 584.3286 | 439.484
874.056 | 144.7968 | 3.3911 | 46.6726 | 0 | 73.8983 | 304.5078 | 2.2123e-10 | 5.163e-11% | 573.2665 | 428.4697 | 573.2665 | 428.4697
874.088 | 144.7547 | 3.391 | 46.6596 | 0 | 67.0512 | 304.5338 | 2.2163e-10 | 5.256e-11% | 566.3903 | 421.6356 | 566.3903 | 421.6356
874.12 | 144.7267 | 3.3909 | 46.6511 | 0 | 67.5957 | 304.5597 | 2.2209e-10 | 5.26e-11% | 566.924 | 422.1973 | 566.924 | 422.1973
874.152 | 144.7245 | 3.3908 | 46.6509 | 0 | 70.1085 | 304.5852 | 2.2249e-10 | 5.238e-11% | 569.4599 | 424.7354 | 569.4599 | 424.7354
874.184 | 144.7556 | 3.3908 | 46.6615 | 0 | 71.3428 | 304.6103 | 2.2294e-10 | 5.233e-11% | 570.7609 | 426.0054 | 570.7609 | 426.0054
874.216 | 144.816 | 3.3907 | 46.6815 | 0 | 76.4366 | 304.6353 | 2.2339e-10 | 5.181e-11% | 575.9601 | 431.1441 | 575.9601 | 431.1441
874.248 | 144.889 | 3.3906 | 46.7056 | 0 | 90.9997 | 304.6602 | 2.2385e-10 | 5.022e-11% | 590.6451 | 445.7561 | 590.6451 | 445.7561
874.28 | 144.9506 | 3.3905 | 46.726 | 0 | 109.3608 | 304.6852 | 2.243e-10 | 4.832e-11% | 609.1131 | 464.1626 | 609.1131 | 464.1626
874.312 | 144.9794 | 3.3904 | 46.7359 | 0 | 116.2285 | 304.7103 | 2.2465e-10 | 4.769e-11% | 616.0446 | 471.0652 | 616.0446 | 471.0652
874.344 | 144.965 | 3.3903 | 46.7319 | 0 | 102.1078 | 304.7353 | 2.2516e-10 | 4.927e-11% | 601.9304 | 456.9653 | 601.9304 | 456.9653
874.376 | 144.91 | 3.3902 | 46.7147 | 0 | 73.996 | 304.7598 | 2.2561e-10 | 5.261e-11% | 573.7707 | 428.8607 | 573.7707 | 428.8607
874.408 | 144.8251 | 3.3901 | 46.6879 | 0 | 49.047 | 304.7832 | 2.2607e-10 | 5.597e-11% | 548.7332 | 403.9082 | 548.7332 | 403.9082
874.44 | 144.7217 | 3.39 | 46.6553 | 0 | 40.1219 | 304.805 | 2.2652e-10 | 5.735e-11% | 539.6938 | 394.9722 | 539.6938 | 394.9722
874.472 | 144.6066 | 3.3898 | 46.6189 | 0 | 47.6442 | 304.8253 | 2.2692e-10 | 5.638e-11% | 547.0849 | 402.4783 | 547.0849 | 402.4783
874.504 | 144.4832 | 3.3897 | 46.5799 | 0 | 61.1921 | 304.8457 | 2.2737e-10 | 5.466e-11% | 560.4904 | 416.0073 | 560.4904 | 416.0073
874.536 | 144.3555 | 3.3896 | 46.5394 | 0 | 67.4291 | 304.8684 | 2.2783e-10 | 5.396e-11% | 566.582 | 422.2265 | 566.582 | 422.2265
874.568 | 144.2322 | 3.3895 | 46.5001 | 0 | 59.6567 | 304.895 | 2.2828e-10 | 5.508e-11% | 558.6734 | 414.4413 | 558.6734 | 414.4413
874.6 | 144.1233 | 3.3895 | 46.4655 | 0 | 41.7938 | 304.9243 | 2.2874e-10 | 5.768e-11% | 540.6964 | 396.5731 | 540.6964 | 396.5731
874.632 | 144.0364 | 3.3894 | 46.4379 | 0 | 23.1229 | 304.9542 | 2.2919e-10 | 6.065e-11% | 521.9408 | 377.9043 | 521.9408 | 377.9043
874.664 | 143.9731 | 3.3894 | 46.4179 | 0 | 10.0995 | 304.9827 | 2.2965e-10 | 6.294e-11% | 508.8626 | 364.8895 | 508.8626 | 364.8895
874.696 | 143.9295 | 3.3893 | 46.4044 | 0 | 3.4955 | 305.0096 | 2.301e-10 | 6.422e-11% | 502.2283 | 358.2988 | 502.2283 | 358.2988
874.728 | 143.8991 | 3.3893 | 46.3951 | 0 | 1.036 | 305.0354 | 2.3056e-10 | 6.479e-11% | 499.7548 | 355.8557 | 499.7548 | 355.8557
874.76 | 143.8742 | 3.3892 | 46.3876 | 0 | 0.61409 | 305.0606 | 2.3101e-10 | 6.499e-11% | 499.3257 | 355.4515 | 499.3257 | 355.4515
874.792 | 143.8474 | 3.3891 | 46.3796 | 0 | 1.5293 | 305.0856 | 2.3147e-10 | 6.495e-11% | 500.231 | 356.3836 | 500.231 | 356.3836
874.824 | 143.8114 | 3.389 | 46.3685 | 0 | 4.3062 | 305.1106 | 2.3192e-10 | 6.457e-11% | 502.9857 | 359.1744 | 502.9857 | 359.1744
874.856 | 143.7581 | 3.3889 | 46.3519 | 0 | 9.7859 | 305.1356 | 2.3238e-10 | 6.372e-11% | 508.4204 | 364.6623 | 508.4204 | 364.6623
874.888 | 143.6767 | 3.3888 | 46.3263 | 0 | 17.5919 | 305.1604 | 2.3283e-10 | 6.251e-11% | 516.1441 | 372.4674 | 516.1441 | 372.4674
874.92 | 143.5532 | 3.3887 | 46.287 | 0 | 24.9871 | 305.1848 | 2.3329e-10 | 6.142e-11% | 523.4008 | 379.8476 | 523.4008 | 379.8476
874.952 | 143.3744 | 3.3886 | 46.23 | 0 | 28.0352 | 305.2079 | 2.3374e-10 | 6.105e-11% | 526.2362 | 382.8618 | 526.2362 | 382.8618
874.984 | 143.1358 | 3.3885 | 46.1538 | 0 | 24.8492 | 305.2286 | 2.3419e-10 | 6.169e-11% | 522.7558 | 379.62 | 522.7558 | 379.62
875.016 | 142.8466 | 3.3883 | 46.0614 | 0 | 17.4469 | 305.2457 | 2.3465e-10 | 6.305e-11% | 514.9889 | 372.1423 | 514.9889 | 372.1423
875.048 | 142.5292 | 3.388 | 45.96 | 0 | 9.9952 | 305.2604 | 2.351e-10 | 6.448e-11% | 507.1329 | 364.6037 | 507.1329 | 364.6037
875.08 | 142.2107 | 3.3878 | 45.8581 | 0 | 6.0218 | 305.2766 | 2.3556e-10 | 6.533e-11% | 502.755 | 360.5444 | 502.755 | 360.5444
875.112 | 141.9134 | 3.3877 | 45.7629 | 0 | 8.1849 | 305.299 | 2.3601e-10 | 6.508e-11% | 504.5479 | 362.6345 | 504.5479 | 362.6345
875.144 | 141.6506 | 3.3877 | 45.6786 | 0 | 19.9567 | 305.3289 | 2.3653e-10 | 6.318e-11% | 516.0025 | 374.3519 | 516.0025 | 374.3519
875.176 | 141.4271 | 3.3877 | 45.6068 | 0 | 44.8853 | 305.3633 | 2.3698e-10 | 5.936e-11% | 540.6701 | 399.2431 | 540.6701 | 399.2431
875.208 | 141.2442 | 3.3878 | 45.5481 | 0 | 80.9796 | 305.3971 | 2.3743e-10 | 5.454e-11% | 576.5568 | 435.3126 | 576.5568 | 435.3126
875.24 | 141.1036 | 3.3877 | 45.5031 | 0 | 115.4814 | 305.4278 | 2.3789e-10 | 5.064e-11% | 610.9037 | 469.8001 | 610.9037 | 469.8001
875.272 | 141.0077 | 3.3877 | 45.4727 | 0 | 129.9893 | 305.4557 | 2.3829e-10 | 4.92e-11% | 625.3131 | 484.3054 | 625.3131 | 484.3054
875.304 | 140.9583 | 3.3876 | 45.4573 | 0 | 115.4795 | 305.4822 | 2.3886e-10 | 5.084e-11% | 610.7649 | 469.8067 | 610.7649 | 469.8067
875.336 | 140.9523 | 3.3875 | 45.4559 | 0 | 80.9654 | 305.5084 | 2.3931e-10 | 5.497e-11% | 576.2695 | 435.3172 | 576.2695 | 435.3172
875.368 | 140.9791 | 3.3875 | 45.4651 | 0 | 44.8012 | 305.5343 | 2.3977e-10 | 6.006e-11% | 540.1672 | 399.1881 | 540.1672 | 399.1881
875.4 | 141.0202 | 3.3874 | 45.4789 | 0 | 19.5649 | 305.5599 | 2.4022e-10 | 6.423e-11% | 515.0113 | 373.9911 | 515.0113 | 373.9911
875.432 | 141.0539 | 3.3873 | 45.4903 | 0 | 6.7431 | 305.5852 | 2.4073e-10 | 6.665e-11% | 502.2599 | 361.206 | 502.2599 | 361.206
875.464 | 141.0639 | 3.3872 | 45.4941 | 0 | 1.8342 | 305.6103 | 2.4119e-10 | 6.769e-11% | 497.3897 | 356.3258 | 497.3897 | 356.3258
875.496 | 141.0457 | 3.3871 | 45.4889 | 0 | 0.39374 | 305.6353 | 2.4164e-10 | 6.809e-11% | 495.9508 | 354.9051 | 495.9508 | 354.9051
875.528 | 141.0087 | 3.387 | 45.4775 | 0 | 0.066709 | 305.6603 | 2.4215e-10 | 6.829e-11% | 495.6002 | 354.5916 | 495.6002 | 354.5916
875.56 | 140.9714 | 3.3869 | 45.466 | 0 | 0.0089198 | 305.6853 | 2.4261e-10 | 6.843e-11% | 495.5186 | 354.5472 | 495.5186 | 354.5472
875.592 | 140.954 | 3.3868 | 45.461 | 0 | 0.00094128 | 305.7103 | 2.4306e-10 | 6.855e-11% | 495.5132 | 354.5591 | 495.5132 | 354.5591
875.624 | 140.971 | 3.3868 | 45.4671 | 0 | 1.0325e-12 | 305.7353 | 2.4357e-10 | 6.869e-11% | 495.5602 | 354.5891 | 495.5602 | 354.5891
875.656 | 141.028 | 3.3867 | 45.4861 | 0 | 0 | 305.7603 | 2.4403e-10 | 6.881e-11% | 495.6611 | 354.633 | 495.6611 | 354.633
875.688 | 141.1239 | 3.3866 | 45.5176 | 0 | 3.4417e-13 | 305.7853 | 2.4454e-10 | 6.894e-11% | 495.8133 | 354.6894 | 495.8133 | 354.6894
875.72 | 141.2547 | 3.3865 | 45.5603 | 0 | 0 | 305.8102 | 2.45e-10 | 6.906e-11% | 496.0118 | 354.7571 | 496.0118 | 354.7571
875.752 | 141.4179 | 3.3864 | 45.6136 | 0 | 0 | 305.8352 | 2.4551e-10 | 6.919e-11% | 496.2531 | 354.8352 | 496.2531 | 354.8352
875.784 | 141.6129 | 3.3863 | 45.6771 | 0 | 0.021002 | 305.8602 | 2.4596e-10 | 6.93e-11% | 496.5575 | 354.9445 | 496.5575 | 354.9445
875.816 | 141.8398 | 3.3862 | 45.7508 | 0 | 0.19902 | 305.8851 | 2.4647e-10 | 6.939e-11% | 497.061 | 355.2211 | 497.061 | 355.2211
875.848 | 142.0962 | 3.3861 | 45.8341 | 0 | 1.4885 | 305.9097 | 2.4693e-10 | 6.924e-11% | 498.7146 | 356.6184 | 498.7146 | 356.6184
875.88 | 142.3738 | 3.386 | 45.9243 | 0 | 8.7855 | 305.9335 | 2.4744e-10 | 6.797e-11% | 506.4031 | 364.0293 | 506.4031 | 364.0293
875.912 | 142.6576 | 3.3859 | 46.0165 | 0 | 40.9251 | 305.9556 | 2.4789e-10 | 6.255e-11% | 538.9407 | 396.2831 | 538.9407 | 396.2831
875.944 | 142.9304 | 3.3857 | 46.1053 | 0 | 150.4659 | 305.9741 | 2.4841e-10 | 4.91e-11% | 648.8614 | 505.931 | 648.8614 | 505.931
875.976 | 143.1819 | 3.3854 | 46.1875 | 0 | 436.6343 | 305.987 | 2.4886e-10 | 3.141e-11% | 935.3761 | 792.1942 | 935.3761 | 792.1942
876.008 | 143.4173 | 3.3851 | 46.2646 | 0 | 1000.3121 | 305.9948 | 2.4937e-10 | 1.839e-11% | 1499.374 | 1355.9566 | 1499.374 | 1355.9566
876.04 | 143.6567 | 3.3848 | 46.343 | 0 | 1810.5979 | 306.0026 | 2.4983e-10 | 1.153e-11% | 2309.9849 | 2166.3282 | 2309.9849 | 2166.3282
876.072 | 143.9242 | 3.3846 | 46.4302 | 0 | 2595.7272 | 306.0182 | 2.5034e-10 | 8.482e-12% | 3095.4844 | 2951.5602 | 3095.4844 | 2951.5602
876.104 | 144.2342 | 3.3845 | 46.5307 | 0 | 2972.1429 | 306.0463 | 2.5102e-10 | 7.542e-12% | 3472.3387 | 3328.1045 | 3472.3387 | 3328.1045
876.136 | 144.5847 | 3.3846 | 46.644 | 0 | 2794.5943 | 306.0839 | 2.513e-10 | 7.976e-12% | 3295.2915 | 3150.7068 | 3295.2915 | 3150.7068
876.168 | 144.9619 | 3.3847 | 46.7658 | 0 | 2352.5416 | 306.1238 | 2.5182e-10 | 9.296e-12% | 2853.7778 | 2708.8159 | 2853.7778 | 2708.8159
876.2 | 145.3504 | 3.3848 | 46.8913 | 0 | 2165.3064 | 306.1605 | 2.5233e-10 | 1.001e-11% | 2667.0934 | 2521.743 | 2667.0934 | 2521.743
876.232 | 145.7394 | 3.3848 | 47.0172 | 0 | 2641.954 | 306.1918 | 2.5278e-10 | 8.43e-12% | 3144.2872 | 2998.5478 | 3144.2872 | 2998.5478
876.264 | 146.1232 | 3.3847 | 47.1416 | 0 | 3944.5009 | 306.2174 | 2.5375e-10 | 5.899e-12% | 4447.3678 | 4301.2447 | 4447.3678 | 4301.2447
876.296 | 146.4997 | 3.3846 | 47.2639 | 0 | 5938.6318 | 306.2383 | 2.5381e-10 | 4.032e-12% | 6442.0182 | 6295.5185 | 6442.0182 | 6295.5185
876.328 | 146.8668 | 3.3844 | 47.3831 | 0 | 8032.1663 | 306.2577 | 2.5432e-10 | 3.031e-12% | 8536.0583 | 8389.1915 | 8536.0583 | 8389.1915
876.36 | 147.217 | 3.3843 | 47.4968 | 0 | 9224.4042 | 306.2802 | 2.5466e-10 | 2.658e-12% | 9728.7825 | 9581.5655 | 9728.7825 | 9581.5655
876.392 | 147.5349 | 3.3842 | 47.5999 | 0 | 8739.928 | 306.3086 | 2.5466e-10 | 2.799e-12% | 9244.7555 | 9097.2206 | 9244.7555 | 9097.2206
876.424 | 147.8004 | 3.3842 | 47.6859 | 0 | 6742.8209 | 306.3412 | 2.558e-10 | 3.603e-12% | 7248.0325 | 7100.2322 | 7248.0325 | 7100.2322
876.456 | 147.9978 | 3.3842 | 47.7499 | 0 | 4235.9295 | 306.3742 | 2.5631e-10 | 5.58e-12% | 4741.4357 | 4593.4379 | 4741.4357 | 4593.4379
876.488 | 148.1244 | 3.3842 | 47.7912 | 0 | 2219.796 | 306.4047 | 2.5682e-10 | 9.964e-12% | 2725.5005 | 2577.3761 | 2725.5005 | 2577.3761
876.52 | 148.1911 | 3.3842 | 47.8133 | 0 | 1061.613 | 306.432 | 2.5727e-10 | 1.813e-11% | 1567.4336 | 1419.2425 | 1567.4336 | 1419.2425
876.552 | 148.2162 | 3.3841 | 47.822 | 0 | 567.1865 | 306.4569 | 2.5784e-10 | 2.788e-11% | 1073.0657 | 924.8495 | 1073.0657 | 924.8495
876.584 | 148.2178 | 3.384 | 47.8232 | 0 | 390.2523 | 306.4804 | 2.583e-10 | 3.453e-11% | 896.1577 | 747.9399 | 896.1577 | 747.9399
876.616 | 148.2083 | 3.3839 | 47.8209 | 0 | 301.0887 | 306.5034 | 2.5875e-10 | 3.928e-11% | 807.0052 | 658.7969 | 807.0052 | 658.7969
876.648 | 148.1949 | 3.3837 | 47.8172 | 0 | 223.3203 | 306.5267 | 2.5932e-10 | 4.463e-11% | 729.2428 | 581.0479 | 729.2428 | 581.0479
876.68 | 148.1818 | 3.3836 | 47.8136 | 0 | 177.8409 | 306.5511 | 2.5983e-10 | 4.851e-11% | 683.771 | 535.5893 | 683.771 | 535.5893
876.712 | 148.1726 | 3.3836 | 47.8113 | 0 | 243.9809 | 306.5771 | 2.6034e-10 | 4.326e-11% | 749.9255 | 601.7528 | 749.9255 | 601.7528
876.744 | 148.1714 | 3.3835 | 47.8114 | 0 | 546.8471 | 306.6042 | 2.6085e-10 | 2.883e-11% | 1052.8176 | 904.6463 | 1052.8176 | 904.6463
876.776 | 148.1803 | 3.3834 | 47.8149 | 0 | 1203.9335 | 306.6314 | 2.6137e-10 | 1.674e-11% | 1709.9436 | 1561.7633 | 1709.9436 | 1561.7633
876.808 | 148.1991 | 3.3834 | 47.8215 | 0 | 2184.0991 | 306.6578 | 2.6188e-10 | 1.03e-11% | 2690.1609 | 2541.9618 | 2690.1609 | 2541.9618
876.84 | 148.2235 | 3.3833 | 47.83 | 0 | 3214.1231 | 306.6827 | 2.6239e-10 | 7.346e-12% | 3720.2426 | 3572.0191 | 3720.2426 | 3572.0191
876.872 | 148.247 | 3.3832 | 47.8383 | 0 | 3991.7575 | 306.706 | 2.6193e-10 | 6.022e-12% | 4497.9319 | 4349.6849 | 4497.9319 | 4349.6849
876.904 | 148.2631 | 3.383 | 47.8443 | 0 | 4632.1105 | 306.7273 | 2.6341e-10 | 5.279e-12% | 5138.3282 | 4990.0651 | 5138.3282 | 4990.0651
876.936 | 148.2672 | 3.3829 | 47.8464 | 0 | 5734.8889 | 306.7477 | 2.6392e-10 | 4.332e-12% | 6241.133 | 6092.8659 | 6241.133 | 6092.8659
876.968 | 148.2564 | 3.3827 | 47.8437 | 0 | 7670.3473 | 306.7689 | 2.6444e-10 | 3.294e-12% | 8176.599 | 8028.3426 | 8176.599 | 8028.3426
877 | 148.2274 | 3.3826 | 47.835 | 0 | 9771.3633 | 306.7928 | 2.6495e-10 | 2.616e-12% | 10277.6012 | 10129.3737 | 10277.6012 | 10129.3737
877.032 | 148.1745 | 3.3825 | 47.8185 | 0 | 10618.6314 | 306.8194 | 2.6193e-10 | 2.386e-12% | 11124.8264 | 10976.6519 | 11124.8264 | 10976.6519
877.064 | 148.0897 | 3.3825 | 47.7918 | 0 | 9381.3696 | 306.8463 | 2.6597e-10 | 2.731e-12% | 9887.4798 | 9739.3901 | 9887.4798 | 9739.3901
877.096 | 147.9657 | 3.3824 | 47.7524 | 0 | 6660.9823 | 306.8703 | 2.6654e-10 | 3.797e-12% | 7166.953 | 7018.9873 | 7166.953 | 7018.9873
877.128 | 147.7981 | 3.3822 | 47.6992 | 0 | 3840.7566 | 306.8895 | 2.6705e-10 | 6.36e-12% | 4346.5256 | 4198.7275 | 4346.5256 | 4198.7275
877.16 | 147.5868 | 3.382 | 47.632 | 0 | 1873.4766 | 306.9047 | 2.6762e-10 | 1.199e-11% | 2378.9821 | 2231.3952 | 2378.9821 | 2231.3952
877.192 | 147.3373 | 3.3818 | 47.5524 | 0 | 861.111 | 306.9197 | 2.6807e-10 | 2.199e-11% | 1366.3021 | 1218.9649 | 1366.3021 | 1218.9649
877.224 | 147.0607 | 3.3816 | 47.464 | 0 | 458.8187 | 306.9399 | 2.6859e-10 | 3.289e-11% | 963.6649 | 816.6041 | 963.6649 | 816.6041
877.256 | 146.7722 | 3.3816 | 47.3714 | 0 | 327.647 | 306.9684 | 2.6915e-10 | 3.927e-11% | 832.1405 | 685.3683 | 832.1405 | 685.3683
877.288 | 146.4855 | 3.3816 | 47.2791 | 0 | 273.632 | 307.0037 | 2.6967e-10 | 4.272e-11% | 777.7819 | 631.2964 | 777.7819 | 631.2964
877.32 | 146.2101 | 3.3817 | 47.1904 | 0 | 216.637 | 307.0405 | 2.7018e-10 | 4.705e-11% | 720.4596 | 574.2496 | 720.4596 | 574.2496
877.352 | 145.9521 | 3.3817 | 47.1075 | 0 | 145.3645 | 307.0742 | 2.7069e-10 | 5.382e-11% | 648.88 | 502.9279 | 648.88 | 502.9279
877.384 | 145.7167 | 3.3817 | 47.0321 | 0 | 79.0846 | 307.1031 | 2.7126e-10 | 6.213e-11% | 582.3182 | 436.6015 | 582.3182 | 436.6015
877.416 | 145.5089 | 3.3816 | 46.9656 | 0 | 34.3153 | 307.1286 | 2.7177e-10 | 6.937e-11% | 537.3 | 391.7911 | 537.3 | 391.7911
877.448 | 145.3331 | 3.3815 | 46.9095 | 0 | 11.8026 | 307.1527 | 2.7228e-10 | 7.374e-11% | 514.5794 | 369.2464 | 514.5794 | 369.2464
877.48 | 145.1919 | 3.3814 | 46.8646 | 0 | 3.2477 | 307.1774 | 2.7285e-10 | 7.565e-11% | 505.8631 | 360.6711 | 505.8631 | 360.6711
877.512 | 145.0877 | 3.3813 | 46.8316 | 0 | 0.9355 | 307.2033 | 2.7336e-10 | 7.628e-11% | 503.4395 | 358.3517 | 503.4395 | 358.3517
877.544 | 145.0228 | 3.3812 | 46.8112 | 0 | 1.3059 | 307.2299 | 2.7393e-10 | 7.636e-11% | 503.7511 | 358.7283 | 503.7511 | 358.7283
877.576 | 144.9985 | 3.3812 | 46.804 | 0 | 4.5933 | 307.2562 | 2.7444e-10 | 7.58e-11% | 507.0332 | 362.0347 | 507.0332 | 362.0347
877.608 | 145.0131 | 3.3811 | 46.8093 | 0 | 14.8173 | 307.2818 | 2.7495e-10 | 7.385e-11% | 517.3026 | 372.2895 | 517.3026 | 372.2895
877.64 | 145.0613 | 3.381 | 46.8255 | 0 | 42.9775 | 307.3067 | 2.7552e-10 | 6.88e-11% | 545.5521 | 400.4907 | 545.5521 | 400.4907
877.672 | 145.1376 | 3.3809 | 46.8508 | 0 | 119.833 | 307.3317 | 2.7603e-10 | 5.782e-11% | 622.5341 | 477.3964 | 622.5341 | 477.3964
877.704 | 145.2408 | 3.3808 | 46.8847 | 0 | 325.925 | 307.3571 | 2.766e-10 | 4.047e-11% | 828.7884 | 683.5476 | 828.7884 | 683.5476
877.736 | 145.3745 | 3.3807 | 46.9285 | 0 | 816.6296 | 307.3828 | 2.7717e-10 | 2.36e-11% | 1319.696 | 1174.3216 | 1319.696 | 1174.3216
877.768 | 145.5432 | 3.3807 | 46.9836 | 0 | 1755.439 | 307.4085 | 2.7768e-10 | 1.314e-11% | 2258.7549 | 2113.2117 | 2258.7549 | 2113.2117
877.8 | 145.7481 | 3.3806 | 47.0504 | 0 | 3092.7015 | 307.4339 | 2.7819e-10 | 8.062e-12% | 3596.3145 | 3450.5664 | 3596.3145 | 3450.5664
877.832 | 145.9852 | 3.3805 | 47.1276 | 0 | 4371.2049 | 307.4592 | 2.7876e-10 | 5.894e-12% | 4875.1573 | 4729.1721 | 4875.1573 | 4729.1721
877.864 | 146.247 | 3.3804 | 47.2127 | 0 | 4928.1952 | 307.4843 | 2.8012e-10 | 5.299e-12% | 5432.5196 | 5286.2726 | 5432.5196 | 5286.2726
877.896 | 146.5241 | 3.3803 | 47.3028 | 0 | 4497.9963 | 307.5093 | 2.7984e-10 | 5.763e-12% | 5002.7128 | 4856.1887 | 5002.7128 | 4856.1887
877.928 | 146.8066 | 3.3802 | 47.3947 | 0 | 3617.0559 | 307.5343 | 2.8041e-10 | 7.054e-12% | 4122.1717 | 3975.3651 | 4122.1717 | 3975.3651
877.96 | 147.0854 | 3.3801 | 47.4853 | 0 | 3350.5538 | 307.5592 | 2.8092e-10 | 7.574e-12% | 3856.0639 | 3708.9785 | 3856.0639 | 3708.9785
877.992 | 147.3526 | 3.38 | 47.5723 | 0 | 4552.6753 | 307.5842 | 2.8149e-10 | 5.732e-12% | 5058.5644 | 4911.2118 | 5058.5644 | 4911.2118
878.024 | 147.6012 | 3.3799 | 47.6532 | 0 | 7151.6512 | 307.6088 | 2.8206e-10 | 3.756e-12% | 7657.8944 | 7510.2932 | 7657.8944 | 7510.2932
878.056 | 147.8232 | 3.3798 | 47.7256 | 0 | 9906.5969 | 307.6322 | 2.8263e-10 | 2.753e-12% | 10413.1576 | 10265.3345 | 10413.1576 | 10265.3345
878.088 | 148.0072 | 3.3797 | 47.7858 | 0 | 11087.3793 | 307.6518 | 2.8376e-10 | 2.479e-12% | 11594.2038 | 11446.1966 | 11594.2038 | 11446.1966
878.12 | 148.1408 | 3.3794 | 47.8302 | 0 | 9838.3275 | 307.6626 | 2.8371e-10 | 2.782e-12% | 10345.3404 | 10197.1996 | 10345.3404 | 10197.1996
878.152 | 148.2155 | 3.3789 | 47.8559 | 0 | 6895.9982 | 307.6591 | 2.8422e-10 | 3.918e-12% | 7403.1076 | 7254.8921 | 7403.1076 | 7254.8921
878.184 | 148.2336 | 3.3782 | 47.8639 | 0 | 3815.4677 | 307.6419 | 2.8479e-10 | 6.822e-12% | 4322.5853 | 4174.3517 | 4322.5853 | 4174.3517
878.216 | 148.211 | 3.3775 | 47.8588 | 0 | 1666.1439 | 307.6235 | 2.8535e-10 | 1.409e-11% | 2173.2148 | 2025.0038 | 2173.2148 | 2025.0038
878.248 | 148.1717 | 3.3771 | 47.8476 | 0 | 574.224 | 307.6238 | 2.8592e-10 | 3.064e-11% | 1081.2442 | 933.0726 | 1081.2442 | 933.0726
878.28 | 148.1342 | 3.3771 | 47.836 | 0 | 156.1886 | 307.6553 | 2.8649e-10 | 5.562e-11% | 663.1911 | 515.0569 | 663.1911 | 515.0569
878.312 | 148.1032 | 3.3774 | 47.8255 | 0 | 33.5286 | 307.7114 | 2.87e-10 | 7.313e-11% | 540.5462 | 392.443 | 540.5462 | 392.443
878.344 | 148.0733 | 3.3779 | 47.8152 | 0 | 5.6804 | 307.7738 | 2.8757e-10 | 7.886e-11% | 512.7206 | 364.6473 | 512.7206 | 364.6473
878.376 | 148.0387 | 3.3782 | 47.8038 | 0 | 0.75953 | 307.8265 | 2.8814e-10 | 8.009e-11% | 507.8067 | 359.7679 | 507.8067 | 359.7679
878.408 | 147.9997 | 3.3782 | 47.7914 | 0 | 0.080147 | 307.8638 | 2.8871e-10 | 8.039e-11% | 507.1134 | 359.1136 | 507.1134 | 359.1136
878.44 | 147.9623 | 3.3782 | 47.78 | 0 | 0 | 307.8896 | 2.8928e-10 | 8.057e-11% | 507.0099 | 359.0477 | 507.0099 | 359.0477
878.472 | 147.9345 | 3.378 | 47.7717 | 0 | 0 | 307.9124 | 2.8984e-10 | 8.072e-11% | 506.9966 | 359.0621 | 506.9966 | 359.0621
878.504 | 147.9226 | 3.378 | 47.7685 | 0 | 0 | 307.9398 | 2.9041e-10 | 8.088e-11% | 507.0088 | 359.0863 | 507.0088 | 359.0863
878.536 | 147.9269 | 3.378 | 47.7702 | 0 | 0 | 307.9738 | 2.9098e-10 | 8.103e-11% | 507.049 | 359.122 | 507.049 | 359.122
878.568 | 147.9421 | 3.3781 | 47.7754 | 0 | 1.2906e-13 | 308.0099 | 2.9155e-10 | 8.117e-11% | 507.1054 | 359.1633 | 507.1054 | 359.1633
878.6 | 147.9593 | 3.3781 | 47.7814 | 0 | 0 | 308.0418 | 2.9212e-10 | 8.132e-11% | 507.1606 | 359.2013 | 507.1606 | 359.2013
878.632 | 147.9705 | 3.378 | 47.7857 | 0 | 9.8949e-13 | 308.0659 | 2.9269e-10 | 8.148e-11% | 507.2001 | 359.2296 | 507.2001 | 359.2296
878.664 | 147.9693 | 3.3778 | 47.7863 | 0 | 0 | 308.0826 | 2.9326e-10 | 8.163e-11% | 507.216 | 359.2467 | 507.216 | 359.2467
878.696 | 147.951 | 3.3775 | 47.7815 | 0 | 3.5062e-12 | 308.0958 | 2.9382e-10 | 8.179e-11% | 507.2058 | 359.2548 | 507.2058 | 359.2548
878.728 | 147.91 | 3.3773 | 47.7693 | 0 | 1.7531e-12 | 308.1097 | 2.9439e-10 | 8.194e-11% | 507.1662 | 359.2562 | 507.1662 | 359.2562
878.76 | 147.8377 | 3.3771 | 47.7469 | 0 | 2.0435e-12 | 308.1261 | 2.9496e-10 | 8.21e-11% | 507.0878 | 359.2501 | 507.0878 | 359.2501
878.792 | 147.7251 | 3.3769 | 47.7115 | 0 | 6.2381e-13 | 308.1441 | 2.9553e-10 | 8.227e-11% | 506.9576 | 359.2324 | 506.9576 | 359.2324
878.824 | 147.5691 | 3.3767 | 47.662 | 0 | 7.7438e-13 | 308.1624 | 2.961e-10 | 8.243e-11% | 506.7701 | 359.2011 | 506.7701 | 359.2011
878.856 | 147.3769 | 3.3765 | 47.6008 | 0 | 1.2476e-12 | 308.1816 | 2.9667e-10 | 8.26e-11% | 506.5358 | 359.1589 | 506.5358 | 359.1589
878.888 | 147.1646 | 3.3764 | 47.533 | 0 | 0 | 308.2037 | 2.9729e-10 | 8.278e-11% | 506.2777 | 359.1131 | 506.2777 | 359.1131
878.92 | 146.9491 | 3.3763 | 47.464 | 0 | 3.4417e-13 | 308.2312 | 2.9786e-10 | 8.295e-11% | 506.0206 | 359.0715 | 506.0206 | 359.0715
878.952 | 146.74 | 3.3764 | 47.3968 | 0 | 0.0024352 | 308.2664 | 2.9843e-10 | 8.312e-11% | 505.782 | 359.042 | 505.782 | 359.042
878.984 | 146.5354 | 3.3765 | 47.3308 | 0 | 0.023077 | 308.3083 | 2.99e-10 | 8.328e-11% | 505.5741 | 359.0387 | 505.5741 | 359.0387
879.016 | 146.3222 | 3.3767 | 47.262 | 0 | 0.17259 | 308.3523 | 2.9956e-10 | 8.341e-11% | 505.4857 | 359.1635 | 505.4857 | 359.1635
879.048 | 146.083 | 3.3768 | 47.1849 | 0 | 1.0519 | 308.3927 | 3.0019e-10 | 8.338e-11% | 506.0893 | 360.0063 | 506.0893 | 360.0063
879.08 | 145.8042 | 3.3769 | 47.0952 | 0 | 5.0603 | 308.4271 | 3.0076e-10 | 8.264e-11% | 509.7637 | 363.9595 | 509.7637 | 363.9595
879.112 | 145.4821 | 3.3768 | 46.9917 | 0 | 19.8018 | 308.4565 | 3.0133e-10 | 7.958e-11% | 524.109 | 378.6268 | 524.109 | 378.6268
879.144 | 145.1263 | 3.3768 | 46.8774 | 0 | 64.5255 | 308.4831 | 3.0195e-10 | 7.134e-11% | 568.3891 | 423.2628 | 568.3891 | 423.2628
879.176 | 144.7559 | 3.3767 | 46.7583 | 0 | 180.6961 | 308.5086 | 3.0252e-10 | 5.609e-11% | 684.0956 | 539.3397 | 684.0956 | 539.3397
879.208 | 144.3904 | 3.3766 | 46.641 | 0 | 447.6573 | 308.5336 | 3.0309e-10 | 3.759e-11% | 950.5989 | 806.2085 | 950.5989 | 806.2085
879.24 | 144.041 | 3.3765 | 46.5288 | 0 | 989.8555 | 308.5585 | 3.0371e-10 | 2.253e-11% | 1492.3604 | 1348.3193 | 1492.3604 | 1348.3193
879.272 | 143.7091 | 3.3764 | 46.4222 | 0 | 1918.8221 | 308.5829 | 3.0423e-10 | 1.336e-11% | 2420.9127 | 2277.2037 | 2420.9127 | 2277.2037
879.304 | 143.3935 | 3.3763 | 46.3211 | 0 | 3158.7156 | 308.6057 | 3.0485e-10 | 8.668e-12% | 3660.4122 | 3517.0186 | 3660.4122 | 3517.0186
879.336 | 143.0995 | 3.3761 | 46.227 | 0 | 4288.5709 | 308.6249 | 3.0548e-10 | 6.574e-12% | 4789.8985 | 4646.7989 | 4789.8985 | 4646.7989
879.368 | 142.8394 | 3.3758 | 46.144 | 0 | 4707.5322 | 308.638 | 3.0559e-10 | 6.033e-12% | 5208.5293 | 5065.69 | 5208.5293 | 5065.69
879.4 | 142.6281 | 3.3755 | 46.077 | 0 | 4129.7185 | 308.6448 | 3.0667e-10 | 6.833e-12% | 4630.444 | 4487.8159 | 4630.444 | 4487.8159
879.432 | 142.4803 | 3.3752 | 46.0305 | 0 | 2877.398 | 308.6506 | 3.0724e-10 | 9.496e-12% | 3377.9346 | 3235.4543 | 3377.9346 | 3235.4543
879.464 | 142.4077 | 3.3749 | 46.0081 | 0 | 1587.266 | 308.6644 | 3.0786e-10 | 1.583e-11% | 2087.7211 | 1945.3134 | 2087.7211 | 1945.3134
879.496 | 142.4148 | 3.3749 | 46.011 | 0 | 692.1112 | 308.6927 | 3.0843e-10 | 2.937e-11% | 1192.6046 | 1050.1898 | 1192.6046 | 1050.1898
879.528 | 142.4944 | 3.375 | 46.0368 | 0 | 238.3603 | 308.7335 | 3.0906e-10 | 5.181e-11% | 738.9999 | 596.5056 | 738.9999 | 596.5056
879.56 | 142.6297 | 3.3752 | 46.0806 | 0 | 64.8117 | 308.7781 | 3.0963e-10 | 7.319e-11% | 565.6752 | 423.0455 | 565.6752 | 423.0455
879.592 | 142.8049 | 3.3753 | 46.1373 | 0 | 13.9107 | 308.8187 | 3.1025e-10 | 8.335e-11% | 515.0469 | 372.2421 | 515.0469 | 372.2421
879.624 | 143.014 | 3.3753 | 46.2053 | 0 | 2.3564 | 308.8527 | 3.1088e-10 | 8.617e-11% | 503.8038 | 360.7897 | 503.8038 | 360.7897
879.656 | 143.2605 | 3.3753 | 46.2855 | 0 | 0.31507 | 308.8817 | 3.1145e-10 | 8.679e-11% | 502.118 | 358.8575 | 502.118 | 358.8575
879.688 | 143.5472 | 3.3752 | 46.3787 | 0 | 0.033249 | 308.908 | 3.1207e-10 | 8.7e-11% | 502.2424 | 358.6952 | 502.2424 | 358.6952
879.72 | 143.868 | 3.3751 | 46.483 | 0 | 0 | 308.9334 | 3.127e-10 | 8.715e-11% | 502.6595 | 358.7915 | 502.6595 | 358.7915
879.752 | 144.2085 | 3.375 | 46.5937 | 0 | 0 | 308.9584 | 3.1326e-10 | 8.728e-11% | 503.1357 | 358.9272 | 503.1357 | 358.9272
879.784 | 144.5534 | 3.3749 | 46.7059 | 0 | 0 | 308.9834 | 3.1389e-10 | 8.742e-11% | 503.6177 | 359.0642 | 503.6177 | 359.0642
879.816 | 144.8931 | 3.3749 | 46.8163 | 0 | 0 | 309.0084 | 3.1451e-10 | 8.756e-11% | 504.0927 | 359.1996 | 504.0927 | 359.1996
879.848 | 145.2253 | 3.3748 | 46.9243 | 0 | 0 | 309.0334 | 3.1514e-10 | 8.77e-11% | 504.5578 | 359.3325 | 504.5578 | 359.3325
879.88 | 145.5533 | 3.3747 | 47.031 | 0 | 0 | 309.0584 | 3.1571e-10 | 8.783e-11% | 505.0174 | 359.4641 | 505.0174 | 359.4641
879.912 | 145.8827 | 3.3746 | 47.1381 | 0 | 0 | 309.0834 | 3.1633e-10 | 8.797e-11% | 505.4787 | 359.596 | 505.4787 | 359.596
879.944 | 146.2174 | 3.3744 | 47.247 | 0 | 0 | 309.1083 | 3.1696e-10 | 8.811e-11% | 505.9471 | 359.7297 | 505.9471 | 359.7297
879.976 | 146.5553 | 3.3743 | 47.3569 | 0 | 0 | 309.1332 | 3.1758e-10 | 8.825e-11% | 506.4197 | 359.8643 | 506.4197 | 359.8643
880.008 | 146.8841 | 3.374 | 47.4638 | 0 | 0 | 309.1577 | 3.1821e-10 | 8.839e-11% | 506.8796 | 359.9955 | 506.8796 | 359.9955
880.04 | 147.1825 | 3.3737 | 47.561 | 0 | 3.4417e-13 | 309.1805 | 3.1878e-10 | 8.852e-11% | 507.2977 | 360.1152 | 507.2977 | 360.1152
880.072 | 147.4272 | 3.3733 | 47.6411 | 0 | 0.00012817 | 309.1983 | 3.194e-10 | 8.867e-11% | 507.64 | 360.2128 | 507.64 | 360.2128
880.104 | 147.6003 | 3.3728 | 47.6983 | 0 | 0.0014237 | 309.2051 | 3.2003e-10 | 8.883e-11% | 507.8779 | 360.2776 | 507.8779 | 360.2776
880.136 | 147.693 | 3.3719 | 47.7302 | 0 | 0.011069 | 309.1951 | 3.2065e-10 | 8.899e-11% | 508.0012 | 360.3083 | 508.0012 | 360.3083
880.168 | 147.7078 | 3.3709 | 47.7374 | 0 | 0.068467 | 309.1704 | 3.2128e-10 | 8.916e-11% | 508.055 | 360.3472 | 508.055 | 360.3472
880.2 | 147.6586 | 3.3699 | 47.7239 | 0 | 0.33746 | 309.1477 | 3.219e-10 | 8.927e-11% | 508.2376 | 360.5789 | 508.2376 | 360.5789
880.232 | 147.5642 | 3.3692 | 47.6949 | 0 | 1.327 | 309.1514 | 3.2253e-10 | 8.921e-11% | 509.1068 | 361.5425 | 509.1068 | 361.5425
880.264 | 147.4344 | 3.3691 | 47.653 | 0 | 4.1684 | 309.1943 | 3.2315e-10 | 8.869e-11% | 511.8192 | 364.3847 | 511.8192 | 364.3847
880.296 | 147.2582 | 3.3694 | 47.5951 | 0 | 10.4695 | 309.2654 | 3.2378e-10 | 8.734e-11% | 517.9577 | 370.6995 | 517.9577 | 370.6995
880.328 | 147.0058 | 3.3697 | 47.5125 | 0 | 21.0425 | 309.3405 | 3.2441e-10 | 8.509e-11% | 528.2709 | 381.2652 | 528.2709 | 381.2652
880.36 | 146.6399 | 3.3698 | 47.3937 | 0 | 33.8582 | 309.4011 | 3.2503e-10 | 8.249e-11% | 540.6627 | 394.0228 | 540.6627 | 394.0228
880.392 | 146.1274 | 3.3696 | 47.2282 | 0 | 43.6175 | 309.4418 | 3.2571e-10 | 8.069e-11% | 549.7846 | 403.6572 | 549.7846 | 403.6572
880.424 | 145.4462 | 3.3692 | 47.0089 | 0 | 44.9744 | 309.4625 | 3.2628e-10 | 8.06e-11% | 550.2612 | 404.815 | 550.2612 | 404.815
880.456 | 144.592 | 3.3685 | 46.7345 | 0 | 37.0956 | 309.4594 | 3.2696e-10 | 8.243e-11% | 541.25 | 396.6579 | 541.25 | 396.6579
880.488 | 143.5854 | 3.3673 | 46.4117 | 0 | 24.4554 | 309.4273 | 3.2759e-10 | 8.538e-11% | 527.2471 | 383.6617 | 527.2471 | 383.6617
880.52 | 142.4738 | 3.3659 | 46.0559 | 0 | 12.8739 | 309.3719 | 3.2821e-10 | 8.831e-11% | 514.1414 | 371.6676 | 514.1414 | 371.6676
880.552 | 141.3232 | 3.3645 | 45.6872 | 0 | 5.4064 | 309.3217 | 3.2884e-10 | 9.04e-11% | 505.103 | 363.7798 | 505.103 | 363.7798
880.584 | 140.1963 | 3.3637 | 45.3247 | 0 | 1.8095 | 309.3155 | 3.2946e-10 | 9.157e-11% | 500.0098 | 359.8135 | 500.0098 | 359.8135
880.616 | 139.1291 | 3.3638 | 44.9794 | 0 | 0.48232 | 309.371 | 3.3015e-10 | 9.217e-11% | 497.3256 | 358.1965 | 497.3256 | 358.1965
880.648 | 138.1252 | 3.3644 | 44.6532 | 0 | 0.10232 | 309.4671 | 3.3077e-10 | 9.25e-11% | 495.7122 | 357.587 | 495.7122 | 357.587
880.68 | 137.1757 | 3.365 | 44.3445 | 0 | 0.017271 | 309.5631 | 3.314e-10 | 9.275e-11% | 494.4656 | 357.2898 | 494.4656 | 357.2898
880.712 | 136.2865 | 3.3652 | 44.0562 | 0 | 0.002319 | 309.632 | 3.3208e-10 | 9.3e-11% | 493.3422 | 357.0557 | 493.3422 | 357.0557
880.744 | 135.4879 | 3.3651 | 43.7981 | 0 | 0.00023707 | 309.6739 | 3.327e-10 | 9.324e-11% | 492.3252 | 356.8373 | 492.3252 | 356.8373
880.776 | 134.822 | 3.3648 | 43.5833 | 0 | 2.9412e-06 | 309.7046 | 3.3333e-10 | 9.346e-11% | 491.4747 | 356.6527 | 491.4747 | 356.6527
880.808 | 134.3206 | 3.3645 | 43.4217 | 0 | 0 | 309.7374 | 3.3401e-10 | 9.369e-11% | 490.8442 | 356.5236 | 490.8442 | 356.5236
880.84 | 133.9895 | 3.3643 | 43.3149 | 0 | 0.0022052 | 309.7753 | 3.3464e-10 | 9.388e-11% | 490.4462 | 356.4567 | 490.4462 | 356.4567
880.872 | 133.8099 | 3.3641 | 43.2571 | 0 | 0.020897 | 309.8139 | 3.3526e-10 | 9.405e-11% | 490.266 | 356.456 | 490.266 | 356.456
880.904 | 133.7547 | 3.3639 | 43.2396 | 0 | 0.15628 | 309.849 | 3.3594e-10 | 9.421e-11% | 490.3635 | 356.6088 | 490.3635 | 356.6088
880.936 | 133.8091 | 3.3636 | 43.2576 | 0 | 0.92408 | 309.8795 | 3.3657e-10 | 9.417e-11% | 491.234 | 357.4249 | 491.234 | 357.4249
880.968 | 133.9807 | 3.3633 | 43.3137 | 0 | 4.314 | 309.9067 | 3.3725e-10 | 9.345e-11% | 494.8784 | 360.8977 | 494.8784 | 360.8977
881 | 134.29 | 3.3629 | 43.4144 | 0 | 15.9277 | 309.9319 | 3.3788e-10 | 9.067e-11% | 506.9269 | 372.6369 | 506.9269 | 372.6369
881.032 | 134.752 | 3.3625 | 43.5644 | 0 | 46.6275 | 309.9553 | 3.3856e-10 | 8.39e-11% | 538.2618 | 403.5098 | 538.2618 | 403.5098
881.064 | 135.3619 | 3.3621 | 43.7624 | 0 | 108.7831 | 309.9761 | 3.3918e-10 | 7.28e-11% | 601.2457 | 465.8838 | 601.2457 | 465.8838
881.096 | 136.0953 | 3.3616 | 44.0004 | 0 | 204.3788 | 309.9932 | 3.3987e-10 | 6.05e-11% | 697.8294 | 561.7341 | 697.8294 | 561.7341
881.128 | 136.9175 | 3.3611 | 44.2673 | 0 | 315.5176 | 310.0076 | 3.4049e-10 | 5.058e-11% | 810.0712 | 673.1537 | 810.0712 | 673.1537
881.16 | 137.7953 | 3.3606 | 44.5521 | 0 | 414.3021 | 310.0229 | 3.4106e-10 | 4.417e-11% | 910.033 | 772.2377 | 910.033 | 772.2377
881.192 | 138.7029 | 3.3602 | 44.8463 | 0 | 484.4351 | 310.0433 | 3.4186e-10 | 4.057e-11% | 981.3878 | 842.6849 | 981.3878 | 842.6849
881.224 | 139.6214 | 3.3598 | 45.144 | 0 | 522.8011 | 310.0677 | 3.4248e-10 | 3.886e-11% | 1020.9941 | 881.3727 | 1020.9941 | 881.3727
881.256 | 140.5334 | 3.3594 | 45.4399 | 0 | 519.932 | 310.0858 | 3.4311e-10 | 3.904e-11% | 1019.3505 | 878.8171 | 1019.3505 | 878.8171
881.288 | 141.4152 | 3.3586 | 45.7268 | 0 | 459.5149 | 310.0791 | 3.4379e-10 | 4.199e-11% | 960.0947 | 818.6795 | 960.0947 | 818.6795
881.32 | 142.234 | 3.3573 | 45.9948 | 0 | 345.8372 | 310.0325 | 3.4447e-10 | 4.885e-11% | 847.4558 | 705.2218 | 847.4558 | 705.2218
881.352 | 142.9577 | 3.3555 | 46.2333 | 0 | 214.9653 | 309.9519 | 3.4515e-10 | 6.008e-11% | 717.4635 | 574.5059 | 717.4635 | 574.5059
881.384 | 143.5704 | 3.3537 | 46.4357 | 0 | 108.4403 | 309.8762 | 3.4584e-10 | 7.388e-11% | 611.6763 | 468.1059 | 611.6763 | 468.1059
881.416 | 144.0758 | 3.3528 | 46.6013 | 0 | 43.9896 | 309.8594 | 3.4652e-10 | 8.581e-11% | 547.8788 | 403.8031 | 547.8788 | 403.8031
881.448 | 144.4806 | 3.353 | 46.7314 | 0 | 14.2795 | 309.9275 | 3.4714e-10 | 9.275e-11% | 518.7721 | 374.2914 | 518.7721 | 374.2914
881.48 | 144.7828 | 3.3541 | 46.8262 | 0 | 3.6984 | 310.055 | 3.4782e-10 | 9.557e-11% | 508.7165 | 363.9336 | 508.7165 | 363.9336
881.512 | 144.9796 | 3.3552 | 46.8867 | 0 | 0.76261 | 310.189 | 3.4851e-10 | 9.649e-11% | 506.1731 | 361.1935 | 506.1731 | 361.1935
881.544 | 145.0831 | 3.3559 | 46.9181 | 0 | 0.12508 | 310.2923 | 3.4919e-10 | 9.681e-11% | 505.7744 | 360.6913 | 505.7744 | 360.6913
881.576 | 145.1204 | 3.3561 | 46.9294 | 0 | 0.016289 | 310.3587 | 3.4987e-10 | 9.701e-11% | 505.7808 | 360.6605 | 505.7808 | 360.6605
881.608 | 145.1207 | 3.3559 | 46.9297 | 0 | 0.0015468 | 310.4005 | 3.5055e-10 | 9.719e-11% | 505.8083 | 360.6877 | 505.8083 | 360.6877
881.64 | 145.1042 | 3.3556 | 46.9249 | 0 | 0 | 310.4309 | 3.5124e-10 | 9.737e-11% | 505.8156 | 360.7114 | 505.8156 | 360.7114
881.672 | 145.0811 | 3.3553 | 46.9181 | 0 | 0 | 310.4572 | 3.5192e-10 | 9.756e-11% | 505.8117 | 360.7306 | 505.8117 | 360.7306
881.704 | 145.0564 | 3.3549 | 46.9108 | 0 | 0 | 310.4825 | 3.526e-10 | 9.774e-11% | 505.8046 | 360.7482 | 505.8046 | 360.7482
881.736 | 145.035 | 3.3546 | 46.9046 | 0 | 0 | 310.5075 | 3.5328e-10 | 9.793e-11% | 505.8016 | 360.7667 | 505.8016 | 360.7667
881.768 | 145.0244 | 3.3542 | 46.9019 | 0 | 0 | 310.5325 | 3.5396e-10 | 9.811e-11% | 505.813 | 360.7886 | 505.813 | 360.7886
881.8 | 145.0335 | 3.3538 | 46.9056 | 0 | 3.4417e-13 | 310.5575 | 3.5465e-10 | 9.829e-11% | 505.8504 | 360.8169 | 505.8504 | 360.8169
881.832 | 145.0691 | 3.3535 | 46.9178 | 0 | 2.1511e-14 | 310.5825 | 3.5533e-10 | 9.847e-11% | 505.9229 | 360.8538 | 505.9229 | 360.8538
881.864 | 145.1336 | 3.3531 | 46.9395 | 0 | 0 | 310.6074 | 3.5601e-10 | 9.865e-11% | 506.0336 | 360.9 | 506.0336 | 360.9
881.896 | 145.2242 | 3.3527 | 46.9697 | 0 | 0 | 310.6321 | 3.5669e-10 | 9.882e-11% | 506.1787 | 360.9545 | 506.1787 | 360.9545
881.928 | 145.3352 | 3.3523 | 47.0067 | 0 | 0 | 310.6559 | 3.5737e-10 | 9.899e-11% | 506.35 | 361.0149 | 506.35 | 361.0149
881.96 | 145.4596 | 3.3519 | 47.0485 | 0 | 0 | 310.6766 | 3.5806e-10 | 9.916e-11% | 506.5366 | 361.077 | 506.5366 | 361.077
881.992 | 145.5895 | 3.3514 | 47.0929 | 0 | 9.0882e-13 | 310.6894 | 3.5874e-10 | 9.934e-11% | 506.7233 | 361.1338 | 506.7233 | 361.1338
882.024 | 145.7131 | 3.3506 | 47.1366 | 0 | 0 | 310.6861 | 3.5948e-10 | 9.953e-11% | 506.8864 | 361.1733 | 506.8864 | 361.1733
882.056 | 145.8131 | 3.3496 | 47.1741 | 0 | 0 | 310.6577 | 3.6016e-10 | 9.972e-11% | 506.9945 | 361.1814 | 506.9945 | 361.1814
882.088 | 145.8678 | 3.3481 | 47.1984 | 0 | 0 | 310.6015 | 3.6084e-10 | 9.992e-11% | 507.0159 | 361.1481 | 507.0159 | 361.1481
882.12 | 145.8541 | 3.3464 | 47.2016 | 0 | 0 | 310.5261 | 3.6152e-10 | 1.001e-10% | 506.9282 | 361.0741 | 506.9282 | 361.0741
882.152 | 145.7498 | 3.3446 | 47.1756 | 0 | 0 | 310.4469 | 3.6226e-10 | 1.004e-10% | 506.7169 | 360.9671 | 506.7169 | 360.9671
882.184 | 145.5378 | 3.343 | 47.1146 | 0 | 0 | 310.3784 | 3.6295e-10 | 1.006e-10% | 506.3738 | 360.836 | 506.3738 | 360.836
882.216 | 145.2178 | 3.3417 | 47.0176 | 0 | 6.7758e-13 | 310.3373 | 3.6363e-10 | 1.008e-10% | 505.9145 | 360.6967 | 505.9145 | 360.6967
882.248 | 144.815 | 3.3412 | 46.892 | 0 | 0 | 310.3481 | 3.6437e-10 | 1.01e-10% | 505.3963 | 360.5813 | 505.3963 | 360.5813
882.28 | 144.3698 | 3.3416 | 46.7503 | 0 | 9.2496e-13 | 310.4301 | 3.6505e-10 | 1.013e-10% | 504.8918 | 360.5219 | 504.8918 | 360.5219
882.312 | 143.9131 | 3.3428 | 46.6026 | 0 | 0 | 310.5712 | 3.6579e-10 | 1.015e-10% | 504.4297 | 360.5166 | 504.4297 | 360.5166
882.344 | 143.4506 | 3.3442 | 46.4527 | 0 | 0 | 310.7253 | 3.6647e-10 | 1.016e-10% | 503.9728 | 360.5222 | 503.9728 | 360.5222
882.376 | 142.9745 | 3.3451 | 46.2995 | 0 | 0 | 310.8439 | 3.6715e-10 | 1.018e-10% | 503.4629 | 360.4884 | 503.4629 | 360.4884
882.408 | 142.4835 | 3.3452 | 46.1433 | 0 | 2.7964e-13 | 310.9083 | 3.6789e-10 | 1.021e-10% | 502.8803 | 360.3968 | 502.8803 | 360.3968
882.44 | 141.9931 | 3.3449 | 45.9886 | 0 | 4.4366e-13 | 310.9348 | 3.6857e-10 | 1.023e-10% | 502.2614 | 360.2683 | 502.2614 | 360.2683
882.472 | 141.53 | 3.3445 | 45.843 | 0 | 0.023188 | 310.9551 | 3.6931e-10 | 1.025e-10% | 501.6958 | 360.1658 | 501.6958 | 360.1658
882.504 | 141.1205 | 3.3442 | 45.7142 | 0 | 0.21974 | 310.9915 | 3.6999e-10 | 1.027e-10% | 501.3902 | 360.2697 | 501.3902 | 360.2697
882.536 | 140.782 | 3.3443 | 45.6078 | 0 | 1.6434 | 311.0457 | 3.7073e-10 | 1.025e-10% | 502.4231 | 361.6411 | 502.4231 | 361.6411
882.568 | 140.5223 | 3.3444 | 45.5267 | 0 | 9.6998 | 311.1049 | 3.7147e-10 | 1.005e-10% | 510.1981 | 369.6757 | 510.1981 | 369.6757
882.6 | 140.3408 | 3.3444 | 45.4712 | 0 | 45.1843 | 311.1566 | 3.7215e-10 | 9.185e-11% | 545.4973 | 405.1565 | 545.4973 | 405.1565
882.632 | 140.2284 | 3.3442 | 45.4384 | 0 | 166.315 | 311.1971 | 3.7289e-10 | 7.085e-11% | 666.5231 | 526.2948 | 666.5231 | 526.2948
882.664 | 140.1685 | 3.3439 | 45.423 | 0 | 483.8748 | 311.2289 | 3.7363e-10 | 4.428e-11% | 984.0391 | 843.8706 | 984.0391 | 843.8706
882.696 | 140.1462 | 3.3436 | 45.4198 | 0 | 1117.8726 | 311.2563 | 3.7431e-10 | 2.533e-11% | 1618.0385 | 1477.8923 | 1618.0385 | 1477.8923
882.728 | 140.1592 | 3.3432 | 45.4282 | 0 | 2078.4103 | 311.2819 | 3.7505e-10 | 1.538e-11% | 2578.6229 | 2438.4637 | 2578.6229 | 2438.4637
882.76 | 140.2208 | 3.3429 | 45.4523 | 0 | 3235.4037 | 311.307 | 3.7579e-10 | 1.045e-11% | 3735.7268 | 3595.506 | 3735.7268 | 3595.506
882.792 | 140.3509 | 3.3425 | 45.4987 | 0 | 4638.2543 | 311.332 | 3.7471e-10 | 7.497e-12% | 5138.7785 | 4998.4275 | 5138.7785 | 4998.4275
882.824 | 140.5632 | 3.3422 | 45.5717 | 0 | 7011.4989 | 311.357 | 3.7721e-10 | 5.117e-12% | 7512.3329 | 7371.7698 | 7512.3329 | 7371.7698
882.856 | 140.8579 | 3.3418 | 45.6714 | 0 | 11536.5894 | 311.382 | 3.7795e-10 | 3.177e-12% | 12037.8425 | 11896.9846 | 12037.8425 | 11896.9846
882.888 | 141.2241 | 3.3414 | 45.7944 | 0 | 18351.0767 | 311.407 | 3.7869e-10 | 2.024e-12% | 18852.8436 | 18711.6195 | 18852.8436 | 18711.6195
882.92 | 141.646 | 3.3411 | 45.9354 | 0 | 25090.1602 | 311.432 | 3.7943e-10 | 1.491e-12% | 25592.5147 | 25450.8686 | 25592.5147 | 25450.8686
882.952 | 142.1098 | 3.3407 | 46.0901 | 0 | 27885.6901 | 311.457 | 3.7835e-10 | 1.339e-12% | 28388.6876 | 28246.5778 | 28388.6876 | 28246.5778
882.984 | 142.6058 | 3.3403 | 46.2552 | 0 | 24705.8681 | 311.4819 | 3.8085e-10 | 1.519e-12% | 25209.5513 | 25066.9455 | 25209.5513 | 25066.9455
883.016 | 143.1266 | 3.34 | 46.4284 | 0 | 17350.2299 | 311.5069 | 3.8159e-10 | 2.154e-12% | 17854.6317 | 17711.5051 | 17854.6317 | 17711.5051
883.048 | 143.6616 | 3.3396 | 46.6062 | 0 | 9654.2056 | 311.5317 | 3.8244e-10 | 3.818e-12% | 10159.3448 | 10015.6832 | 10159.3448 | 10015.6832
883.08 | 144.1916 | 3.3392 | 46.7824 | 0 | 4269.4228 | 311.5563 | 3.8307e-10 | 8.272e-12% | 4775.2924 | 4631.1008 | 4775.2924 | 4631.1008
883.112 | 144.6869 | 3.3388 | 46.9475 | 0 | 1519.1302 | 311.58 | 3.8381e-10 | 2.04e-11% | 2025.6834 | 1880.9965 | 2025.6834 | 1880.9965
883.144 | 145.1132 | 3.3384 | 47.0903 | 0 | 467.8305 | 311.6008 | 3.8455e-10 | 4.634e-11% | 974.9731 | 829.8599 | 974.9731 | 829.8599
883.176 | 145.4416 | 3.3379 | 47.2016 | 0 | 191.6397 | 311.614 | 3.8528e-10 | 6.957e-11% | 699.2348 | 553.7931 | 699.2348 | 553.7931
883.208 | 145.6579 | 3.3372 | 47.2771 | 0 | 198.8178 | 311.6106 | 3.8602e-10 | 6.88e-11% | 706.7004 | 561.0425 | 706.7004 | 561.0425
883.24 | 145.7639 | 3.336 | 47.3178 | 0 | 298.1312 | 311.5779 | 3.8676e-10 | 5.857e-11% | 806.1267 | 660.3629 | 806.1267 | 660.3629
883.272 | 145.776 | 3.3344 | 47.3294 | 0 | 407.6901 | 311.5086 | 3.8756e-10 | 5.034e-11% | 915.6386 | 769.8626 | 915.6386 | 769.8626
883.304 | 145.7256 | 3.3325 | 47.3216 | 0 | 475.566 | 311.416 | 3.8835e-10 | 4.636e-11% | 983.3616 | 837.636 | 983.3616 | 837.636
883.336 | 145.6567 | 3.3308 | 47.3071 | 0 | 482.9318 | 311.3416 | 3.8904e-10 | 4.604e-11% | 990.5679 | 844.9112 | 990.5679 | 844.9112
883.368 | 145.6122 | 3.33 | 47.2981 | 0 | 460.4839 | 311.3357 | 3.8978e-10 | 4.739e-11% | 968.0599 | 822.4477 | 968.0599 | 822.4477
883.4 | 145.6111 | 3.3304 | 47.3001 | 0 | 481.7972 | 311.4176 | 3.9063e-10 | 4.629e-11% | 989.4565 | 843.8453 | 989.4565 | 843.8453
883.432 | 145.6388 | 3.3316 | 47.3094 | 0 | 631.9361 | 311.5569 | 3.9131e-10 | 3.936e-11% | 1139.7727 | 994.1339 | 1139.7727 | 994.1339
883.464 | 145.6625 | 3.3328 | 47.3173 | 0 | 949.5123 | 311.6991 | 3.9205e-10 | 2.988e-11% | 1457.524 | 1311.8615 | 1457.524 | 1311.8615
883.496 | 145.655 | 3.3335 | 47.3162 | 0 | 1358.6249 | 311.8075 | 3.9279e-10 | 2.282e-11% | 1866.7371 | 1721.0821 | 1866.7371 | 1721.0821
883.528 | 145.6019 | 3.3337 | 47.3018 | 0 | 1671.8646 | 311.8767 | 3.9381e-10 | 1.936e-11% | 2179.9787 | 2034.3768 | 2179.9787 | 2034.3768
883.56 | 145.4952 | 3.3336 | 47.2708 | 0 | 1718.9798 | 311.9195 | 3.9472e-10 | 1.896e-11% | 2226.9989 | 2081.5037 | 2226.9989 | 2081.5037
883.592 | 145.3267 | 3.3333 | 47.2203 | 0 | 1491.6493 | 311.948 | 3.9506e-10 | 2.131e-11% | 1999.4776 | 1854.1509 | 1999.4776 | 1854.1509
883.624 | 145.0907 | 3.3328 | 47.1481 | 0 | 1137.2516 | 311.966 | 3.9586e-10 | 2.64e-11% | 1644.7893 | 1499.6986 | 1644.7893 | 1499.6986
883.656 | 144.7881 | 3.3322 | 47.0549 | 0 | 825.729 | 311.9686 | 3.9654e-10 | 3.338e-11% | 1332.8727 | 1188.0846 | 1332.8727 | 1188.0846
883.688 | 144.4291 | 3.3312 | 46.9441 | 0 | 686.5781 | 311.946 | 3.9745e-10 | 3.79e-11% | 1193.2285 | 1048.7994 | 1193.2285 | 1048.7994
883.72 | 144.0327 | 3.3298 | 46.8222 | 0 | 909.6269 | 311.894 | 3.9813e-10 | 3.131e-11% | 1415.7056 | 1271.6729 | 1415.7056 | 1271.6729
883.752 | 143.6257 | 3.3282 | 46.6973 | 0 | 1858.7115 | 311.8274 | 3.9887e-10 | 1.796e-11% | 2364.1901 | 2220.5644 | 2364.1901 | 2220.5644
883.784 | 143.2381 | 3.3269 | 46.578 | 0 | 3916.2407 | 311.7804 | 3.9967e-10 | 9.343e-12% | 4421.1641 | 4277.926 | 4421.1641 | 4277.926
883.816 | 142.8922 | 3.3262 | 46.4705 | 0 | 6952.3818 | 311.7859 | 4.0041e-10 | 5.475e-12% | 7456.8566 | 7313.9644 | 7456.8566 | 7313.9644
883.848 | 142.5926 | 3.3264 | 46.376 | 0 | 9884.2478 | 311.8494 | 4.012e-10 | 3.916e-12% | 10388.3921 | 10245.7995 | 10388.3921 | 10245.7995
883.88 | 142.329 | 3.327 | 46.2921 | 0 | 11137.9171 | 311.9463 | 4.0018e-10 | 3.48e-12% | 11641.8115 | 11499.4825 | 11641.8115 | 11499.4825
883.912 | 142.0912 | 3.3276 | 46.2166 | 0 | 9942.1406 | 312.0439 | 4.0274e-10 | 3.909e-12% | 10445.8198 | 10303.7286 | 10445.8198 | 10303.7286
883.944 | 141.8786 | 3.3279 | 46.15 | 0 | 7059.6829 | 312.1199 | 4.0353e-10 | 5.437e-12% | 7563.1593 | 7421.2807 | 7563.1593 | 7421.2807
883.976 | 141.6975 | 3.3278 | 46.0946 | 0 | 4033.7688 | 312.1656 | 4.0427e-10 | 9.198e-12% | 4537.0543 | 4395.3568 | 4537.0543 | 4395.3568
884.008 | 141.553 | 3.3273 | 46.0521 | 0 | 1904.9848 | 312.1821 | 4.0518e-10 | 1.788e-11% | 2408.0993 | 2266.5463 | 2408.0993 | 2266.5463
884.04 | 141.4452 | 3.3266 | 46.0221 | 0 | 783.9778 | 312.181 | 4.0586e-10 | 3.543e-11% | 1286.9527 | 1145.5075 | 1286.9527 | 1145.5075
884.072 | 141.3705 | 3.3259 | 46.0028 | 0 | 302.5828 | 312.1817 | 4.0666e-10 | 6.124e-11% | 805.4638 | 664.0933 | 805.4638 | 664.0933
884.104 | 141.3249 | 3.3255 | 45.9924 | 0 | 114.3889 | 312.2008 | 4.074e-10 | 8.56e-11% | 617.2325 | 475.9076 | 617.2325 | 475.9076
884.136 | 141.3085 | 3.3253 | 45.9908 | 0 | 40.9676 | 312.2408 | 4.0819e-10 | 1.014e-10% | 543.8331 | 402.5246 | 543.8331 | 402.5246
884.168 | 141.3282 | 3.3253 | 46.0006 | 0 | 12.918 | 312.2931 | 4.0899e-10 | 1.092e-10% | 515.8653 | 374.5371 | 515.8653 | 374.5371
884.2 | 141.3953 | 3.3254 | 46.0257 | 0 | 3.387 | 312.3475 | 4.0978e-10 | 1.122e-10% | 506.4808 | 365.0856 | 506.4808 | 365.0856
884.232 | 141.5168 | 3.3253 | 46.0686 | 0 | 0.70984 | 312.399 | 4.1058e-10 | 1.133e-10% | 504.0196 | 362.5028 | 504.0196 | 362.5028
884.264 | 141.6897 | 3.3253 | 46.1285 | 0 | 0.12026 | 312.4454 | 4.1138e-10 | 1.136e-10% | 503.7091 | 362.0194 | 503.7091 | 362.0194
884.296 | 141.9012 | 3.3251 | 46.2011 | 0 | 0.01608 | 312.4857 | 4.1211e-10 | 1.138e-10% | 503.9292 | 362.028 | 503.9292 | 362.028
884.328 | 142.1359 | 3.3249 | 46.2815 | 0 | 0.0016969 | 312.5198 | 4.1291e-10 | 1.14e-10% | 504.2637 | 362.1278 | 504.2637 | 362.1278
884.36 | 142.381 | 3.3246 | 46.3654 | 0 | 0 | 312.5491 | 4.1371e-10 | 1.142e-10% | 504.6201 | 362.239 | 504.6201 | 362.239
884.392 | 142.6287 | 3.3242 | 46.4503 | 0 | 6.6683e-13 | 312.5757 | 4.145e-10 | 1.144e-10% | 504.9789 | 362.3502 | 504.9789 | 362.3502
884.424 | 142.8747 | 3.3239 | 46.5347 | 0 | 3.8719e-13 | 312.6011 | 4.153e-10 | 1.146e-10% | 505.3344 | 362.4596 | 505.3344 | 362.4596
884.456 | 143.1158 | 3.3235 | 46.6175 | 0 | 0.0013124 | 312.6261 | 4.1609e-10 | 1.148e-10% | 505.6842 | 362.5684 | 505.6842 | 362.5684
884.488 | 143.3456 | 3.3231 | 46.6967 | 0 | 0.013745 | 312.651 | 4.1689e-10 | 1.149e-10% | 506.0302 | 362.6845 | 506.0302 | 362.6845
884.52 | 143.5529 | 3.3228 | 46.7685 | 0 | 0.10541 | 312.6759 | 4.1774e-10 | 1.151e-10% | 506.4254 | 362.8725 | 506.4254 | 362.8725
884.552 | 143.7228 | 3.3224 | 46.8282 | 0 | 0.64169 | 312.7006 | 4.1854e-10 | 1.151e-10% | 507.2157 | 363.4929 | 507.2157 | 363.4929
884.584 | 143.8435 | 3.322 | 46.8718 | 0 | 3.1045 | 312.7252 | 4.1933e-10 | 1.146e-10% | 509.867 | 366.0235 | 509.867 | 366.0235
884.616 | 143.9105 | 3.3216 | 46.898 | 0 | 11.951 | 312.7492 | 4.2013e-10 | 1.121e-10% | 518.8303 | 374.9198 | 518.8303 | 374.9198
884.648 | 143.9284 | 3.3212 | 46.9082 | 0 | 36.6537 | 312.771 | 4.2093e-10 | 1.053e-10% | 543.5826 | 399.6541 | 543.5826 | 399.6541
884.68 | 143.9066 | 3.3207 | 46.9057 | 0 | 89.687 | 312.7868 | 4.2172e-10 | 9.316e-11% | 596.6068 | 452.7003 | 596.6068 | 452.7003
884.712 | 143.8549 | 3.3201 | 46.894 | 0 | 175.3475 | 312.7896 | 4.2257e-10 | 7.849e-11% | 682.206 | 538.3511 | 682.206 | 538.3511
884.744 | 143.7832 | 3.3192 | 46.8764 | 0 | 274.4718 | 312.7721 | 4.2337e-10 | 6.642e-11% | 781.2227 | 637.4395 | 781.2227 | 637.4395
884.776 | 143.7041 | 3.318 | 46.857 | 0 | 345.2183 | 312.7366 | 4.2428e-10 | 5.992e-11% | 851.8341 | 708.1299 | 851.8341 | 708.1299
884.808 | 143.6365 | 3.3168 | 46.8413 | 0 | 351.8302 | 312.7022 | 4.2496e-10 | 5.946e-11% | 858.327 | 714.6905 | 858.327 | 714.6905
884.84 | 143.6 | 3.3161 | 46.8347 | 0 | 296.6966 | 312.6977 | 4.2581e-10 | 6.456e-11% | 803.145 | 659.545 | 803.145 | 659.545
884.872 | 143.6024 | 3.3159 | 46.8393 | 0 | 217.1733 | 312.7388 | 4.2661e-10 | 7.354e-11% | 723.6697 | 580.0673 | 723.6697 | 580.0673
884.904 | 143.6333 | 3.3162 | 46.852 | 0 | 149.8311 | 312.813 | 4.2746e-10 | 8.336e-11% | 656.4455 | 512.8122 | 656.4455 | 512.8122
884.936 | 143.673 | 3.3166 | 46.8674 | 0 | 105.2564 | 312.8914 | 4.2826e-10 | 9.144e-11% | 612.0049 | 468.3318 | 612.0049 | 468.3318
884.968 | 143.7088 | 3.3168 | 46.8821 | 0 | 77.6426 | 312.9535 | 4.2911e-10 | 9.735e-11% | 584.5038 | 440.795 | 584.5038 | 440.795
885 | 143.7412 | 3.3168 | 46.8964 | 0 | 71.4231 | 312.9979 | 4.2991e-10 | 9.891e-11% | 578.3754 | 434.6342 | 578.3754 | 434.6342
885.032 | 143.778 | 3.3167 | 46.9123 | 0 | 122.0389 | 313.0341 | 4.3076e-10 | 8.876e-11% | 629.0801 | 485.302 | 629.0801 | 485.302
885.064 | 143.8253 | 3.3166 | 46.9317 | 0 | 303.9932 | 313.0694 | 4.3156e-10 | 6.467e-11% | 811.1361 | 667.3109 | 811.1361 | 667.3109
885.096 | 143.8835 | 3.3166 | 46.9547 | 0 | 709.8601 | 313.1046 | 4.3241e-10 | 4.029e-11% | 1217.1194 | 1073.2359 | 1217.1194 | 1073.2359
885.128 | 143.9496 | 3.3165 | 46.9804 | 0 | 1375.5514 | 313.1374 | 4.332e-10 | 2.491e-11% | 1882.9353 | 1738.9857 | 1882.9353 | 1738.9857
885.16 | 144.0205 | 3.3164 | 47.0077 | 0 | 2185.4048 | 313.1656 | 4.3406e-10 | 1.703e-11% | 2692.915 | 2548.8945 | 2692.915 | 2548.8945
885.192 | 144.0942 | 3.3162 | 47.0362 | 0 | 2865.7675 | 313.1884 | 4.3474e-10 | 1.346e-11% | 3373.4026 | 3229.3084 | 3373.4026 | 3229.3084
885.224 | 144.1701 | 3.316 | 47.0656 | 0 | 3124.8903 | 313.2057 | 4.357e-10 | 1.249e-11% | 3632.6477 | 3488.4776 | 3632.6477 | 3488.4776
885.256 | 144.2475 | 3.3157 | 47.0956 | 0 | 2842.713 | 313.2181 | 4.3656e-10 | 1.362e-11% | 3350.5899 | 3206.3425 | 3350.5899 | 3206.3425
885.288 | 144.3242 | 3.3153 | 47.1256 | 0 | 2152.011 | 313.2267 | 4.3741e-10 | 1.739e-11% | 2660.0028 | 2515.6786 | 2660.0028 | 2515.6786
885.32 | 144.3938 | 3.3148 | 47.1535 | 0 | 1345.7623 | 313.2287 | 4.3826e-10 | 2.564e-11% | 1853.8531 | 1709.4593 | 1853.8531 | 1709.4593
885.352 | 144.4428 | 3.3141 | 47.1753 | 0 | 688.4616 | 313.213 | 4.3906e-10 | 4.173e-11% | 1196.6069 | 1052.164 | 1196.6069 | 1052.164
885.384 | 144.456 | 3.313 | 47.1865 | 0 | 285.3683 | 313.1651 | 4.3991e-10 | 6.778e-11% | 793.4889 | 649.0329 | 793.4889 | 649.0329
885.416 | 144.4295 | 3.3115 | 47.1859 | 0 | 95.0821 | 313.0871 | 4.4076e-10 | 9.61e-11% | 603.0961 | 458.6666 | 603.0961 | 458.6666
885.448 | 144.3818 | 3.3101 | 47.1781 | 0 | 25.369 | 313.0147 | 4.4162e-10 | 1.136e-10% | 533.2537 | 388.8719 | 533.2537 | 388.8719
885.48 | 144.3445 | 3.3094 | 47.1717 | 0 | 5.6608 | 313.0015 | 4.4247e-10 | 1.199e-10% | 513.4879 | 369.1434 | 513.4879 | 369.1434
885.512 | 144.3358 | 3.3099 | 47.1715 | 0 | 2.0143 | 313.0738 | 4.4332e-10 | 1.213e-10% | 509.9053 | 365.5695 | 509.9053 | 365.5695
885.544 | 144.3443 | 3.3112 | 47.1748 | 0 | 3.352 | 313.2057 | 4.4417e-10 | 1.21e-10% | 511.3879 | 367.0437 | 511.3879 | 367.0437
885.576 | 144.3419 | 3.3125 | 47.1744 | 0 | 7.4166 | 313.3434 | 4.4503e-10 | 1.199e-10% | 515.5888 | 371.2469 | 515.5888 | 371.2469
885.608 | 144.3076 | 3.3134 | 47.1647 | 0 | 13.3808 | 313.4492 | 4.4588e-10 | 1.182e-10% | 521.6157 | 377.3081 | 521.6157 | 377.3081
885.64 | 144.2364 | 3.3138 | 47.1443 | 0 | 19.0848 | 313.5173 | 4.4673e-10 | 1.166e-10% | 527.2966 | 383.0602 | 527.2966 | 383.0602
885.672 | 144.131 | 3.3139 | 47.1135 | 0 | 21.4827 | 313.5601 | 4.4759e-10 | 1.161e-10% | 529.6012 | 385.4702 | 529.6012 | 385.4702
885.704 | 143.9913 | 3.3138 | 47.072 | 0 | 19.0848 | 313.5904 | 4.4844e-10 | 1.171e-10% | 527.0524 | 383.0611 | 527.0524 | 383.0611
885.736 | 143.8099 | 3.3137 | 47.0171 | 0 | 13.3808 | 313.6149 | 4.4929e-10 | 1.191e-10% | 521.1364 | 377.3264 | 521.1364 | 377.3264
885.768 | 143.5735 | 3.3134 | 46.9444 | 0 | 7.4041 | 313.6326 | 4.5014e-10 | 1.212e-10% | 514.8681 | 371.2946 | 514.8681 | 371.2946
885.8 | 143.2661 | 3.313 | 46.849 | 0 | 3.2334 | 313.6337 | 4.51e-10 | 1.229e-10% | 510.2952 | 367.0291 | 510.2952 | 367.0291
885.832 | 142.8709 | 3.312 | 46.7264 | 0 | 1.1144 | 313.5941 | 4.5191e-10 | 1.239e-10% | 507.6177 | 364.7468 | 507.6177 | 364.7468
885.864 | 142.3733 | 3.3099 | 46.573 | 0 | 0.30355 | 313.4761 | 4.5276e-10 | 1.245e-10% | 506.0358 | 363.6626 | 506.0358 | 363.6626
885.896 | 141.7685 | 3.3065 | 46.3883 | 0 | 0.068265 | 313.2496 | 4.5361e-10 | 1.25e-10% | 504.7812 | 363.0127 | 504.7812 | 363.0127
885.928 | 141.078 | 3.3018 | 46.1789 | 0 | 0.030025 | 312.9319 | 4.5446e-10 | 1.254e-10% | 503.5206 | 362.4426 | 503.5206 | 362.4426
885.96 | 140.3555 | 3.2971 | 45.9592 | 0 | 0.091163 | 312.6092 | 4.5537e-10 | 1.258e-10% | 502.3121 | 361.9566 | 502.3121 | 361.9566
885.992 | 139.6612 | 3.2937 | 45.745 | 0 | 0.33692 | 312.3902 | 4.5623e-10 | 1.261e-10% | 501.427 | 361.7659 | 501.427 | 361.7659
886.024 | 139.0175 | 3.2923 | 45.5421 | 0 | 1.01 | 312.3201 | 4.5708e-10 | 1.262e-10% | 501.182 | 362.1645 | 501.182 | 362.1645
886.056 | 138.4023 | 3.2923 | 45.3446 | 0 | 2.4355 | 312.3577 | 4.5799e-10 | 1.26e-10% | 501.8325 | 363.4302 | 501.8325 | 363.4302
886.088 | 137.7974 | 3.2931 | 45.1484 | 0 | 4.769 | 312.4551 | 4.5884e-10 | 1.255e-10% | 503.4631 | 365.6657 | 503.4631 | 365.6657
886.12 | 137.2279 | 3.2949 | 44.961 | 0 | 7.6999 | 312.6261 | 4.5975e-10 | 1.247e-10% | 505.8098 | 368.5819 | 505.8098 | 368.5819
886.152 | 136.7341 | 3.2981 | 44.7945 | 0 | 10.5414 | 312.9025 | 4.6066e-10 | 1.24e-10% | 508.2706 | 371.5365 | 508.2706 | 371.5365
886.184 | 136.3187 | 3.3022 | 44.651 | 0 | 13.0164 | 313.2515 | 4.6151e-10 | 1.233e-10% | 510.5399 | 374.2211 | 510.5399 | 374.2211
886.216 | 135.9434 | 3.3061 | 44.5213 | 0 | 16.6403 | 313.5821 | 4.6236e-10 | 1.223e-10% | 513.9932 | 378.0498 | 513.9932 | 378.0498
886.248 | 135.5694 | 3.3088 | 44.3953 | 0 | 26.3236 | 313.8228 | 4.6327e-10 | 1.194e-10% | 523.4197 | 387.8504 | 523.4197 | 387.8504
886.28 | 135.1852 | 3.3101 | 44.2695 | 0 | 50.9343 | 313.9649 | 4.6413e-10 | 1.125e-10% | 547.664 | 412.4788 | 547.664 | 412.4788
886.312 | 134.8027 | 3.3107 | 44.1465 | 0 | 99.5349 | 314.0403 | 4.6498e-10 | 1.009e-10% | 595.8351 | 461.0324 | 595.8351 | 461.0324
886.344 | 134.4407 | 3.3107 | 44.0315 | 0 | 171.5197 | 314.0832 | 4.6595e-10 | 8.743e-11% | 667.3859 | 532.9451 | 667.3859 | 532.9451
886.376 | 134.1141 | 3.3107 | 43.9284 | 0 | 249.4266 | 314.1138 | 4.668e-10 | 7.643e-11% | 744.8936 | 610.7795 | 744.8936 | 610.7795
886.408 | 133.8289 | 3.3105 | 43.839 | 0 | 309.6708 | 314.1406 | 4.6771e-10 | 6.971e-11% | 804.7899 | 670.9609 | 804.7899 | 670.9609
886.44 | 133.5833 | 3.3104 | 43.7626 | 0 | 345.7053 | 314.1662 | 4.6862e-10 | 6.629e-11% | 840.5278 | 706.9444 | 840.5278 | 706.9444
886.472 | 133.3727 | 3.3103 | 43.6976 | 0 | 371.58 | 314.1913 | 4.6953e-10 | 6.407e-11% | 866.1518 | 732.7791 | 866.1518 | 732.7791
886.504 | 133.1956 | 3.3101 | 43.6436 | 0 | 395.3149 | 314.2162 | 4.7044e-10 | 6.219e-11% | 889.6805 | 756.4848 | 889.6805 | 756.4848
886.536 | 133.0569 | 3.3099 | 43.6022 | 0 | 399.8501 | 314.2408 | 4.7135e-10 | 6.194e-11% | 894.0601 | 761.0031 | 894.0601 | 761.0031
886.568 | 132.9656 | 3.3098 | 43.5764 | 0 | 361.7719 | 314.2647 | 4.7226e-10 | 6.533e-11% | 855.8884 | 722.9228 | 855.8884 | 722.9228
886.6 | 132.931 | 3.3096 | 43.5692 | 0 | 281.7825 | 314.2867 | 4.7305e-10 | 7.358e-11% | 775.8789 | 642.948 | 775.8789 | 642.948
886.632 | 132.9593 | 3.3093 | 43.5827 | 0 | 186.8576 | 314.3039 | 4.7402e-10 | 8.649e-11% | 681.0128 | 548.0535 | 681.0128 | 548.0535
886.664 | 133.0498 | 3.309 | 43.617 | 0 | 106.5226 | 314.3105 | 4.7493e-10 | 1.015e-10% | 600.8088 | 467.7591 | 600.8088 | 467.7591
886.696 | 133.1927 | 3.3083 | 43.6692 | 0 | 53.9204 | 314.296 | 4.7578e-10 | 1.146e-10% | 548.3865 | 415.1939 | 548.3865 | 415.1939
886.728 | 133.3687 | 3.3071 | 43.7336 | 0 | 26.9174 | 314.2426 | 4.7675e-10 | 1.228e-10% | 521.5695 | 388.2007 | 521.5695 | 388.2007
886.76 | 133.5553 | 3.3051 | 43.8034 | 0 | 22.242 | 314.13 | 4.7766e-10 | 1.246e-10% | 517.0358 | 383.4805 | 517.0358 | 383.4805
886.792 | 133.7425 | 3.3024 | 43.8756 | 0 | 54.9068 | 313.9563 | 4.7856e-10 | 1.15e-10% | 549.7835 | 416.041 | 549.7835 | 416.041
886.824 | 133.9511 | 3.2994 | 43.9553 | 0 | 188.0368 | 313.7682 | 4.7947e-10 | 8.733e-11% | 683.0108 | 549.0597 | 683.0108 | 549.0597
886.856 | 134.2277 | 3.2975 | 44.0547 | 0 | 574.5682 | 313.6581 | 4.8038e-10 | 5.135e-11% | 1069.8061 | 935.5785 | 1069.8061 | 935.5785
886.888 | 134.6072 | 3.2976 | 44.1826 | 0 | 1464.8144 | 313.703 | 4.8129e-10 | 2.636e-11% | 1960.6048 | 1825.9976 | 1960.6048 | 1825.9976
886.92 | 135.0774 | 3.2997 | 44.3353 | 0 | 3067.4428 | 313.8955 | 4.822e-10 | 1.406e-11% | 3564.0507 | 3428.9733 | 3564.0507 | 3428.9733
886.952 | 135.5858 | 3.3025 | 44.4986 | 0 | 5220.949 | 314.1471 | 4.8294e-10 | 8.65e-12% | 5718.483 | 5582.8972 | 5718.483 | 5582.8972
886.984 | 136.0812 | 3.3048 | 44.659 | 0 | 7160.017 | 314.3599 | 4.8408e-10 | 6.435e-12% | 7658.4219 | 7522.3407 | 7658.4219 | 7522.3407
887.016 | 136.5412 | 3.306 | 44.8107 | 0 | 7858.7543 | 314.4852 | 4.8749e-10 | 5.93e-12% | 8357.8974 | 8221.3562 | 8357.8974 | 8221.3562
887.048 | 136.967 | 3.306 | 44.954 | 0 | 6870.3892 | 314.5256 | 4.859e-10 | 6.718e-12% | 7370.1418 | 7233.1748 | 7370.1418 | 7233.1748
887.08 | 137.3687 | 3.3053 | 45.0913 | 0 | 4768.4459 | 314.5097 | 4.8686e-10 | 9.488e-12% | 5268.7209 | 5131.3522 | 5268.7209 | 5131.3522
887.112 | 137.7612 | 3.3044 | 45.2263 | 0 | 2621.8365 | 314.4772 | 4.8777e-10 | 1.634e-11% | 3122.6057 | 2984.8444 | 3122.6057 | 2984.8444
887.144 | 138.1632 | 3.3038 | 45.3635 | 0 | 1140.4422 | 314.4682 | 4.8874e-10 | 3.251e-11% | 1641.741 | 1503.5778 | 1641.741 | 1503.5778
887.176 | 138.5883 | 3.3039 | 45.5069 | 0 | 392.2091 | 314.5052 | 4.8965e-10 | 6.481e-11% | 894.1133 | 755.525 | 894.1133 | 755.525
887.208 | 139.0359 | 3.3044 | 45.6564 | 0 | 106.9896 | 314.5809 | 4.9056e-10 | 1.043e-10% | 609.5671 | 470.5313 | 609.5671 | 470.5313
887.24 | 139.4937 | 3.305 | 45.8089 | 0 | 24.3142 | 314.6689 | 4.9153e-10 | 1.267e-10% | 527.5909 | 388.0971 | 527.5909 | 388.0971
887.272 | 139.9472 | 3.3056 | 45.9604 | 0 | 7.2512 | 314.7456 | 4.9243e-10 | 1.326e-10% | 511.2099 | 371.2627 | 511.2099 | 371.2627
887.304 | 140.382 | 3.3058 | 46.1065 | 0 | 6.6331 | 314.801 | 4.934e-10 | 1.33e-10% | 511.2285 | 370.8464 | 511.2285 | 370.8464
887.336 | 140.7807 | 3.3058 | 46.2414 | 0 | 8.7786 | 314.8346 | 4.9437e-10 | 1.325e-10% | 513.9412 | 373.1604 | 513.9412 | 373.1604
887.368 | 141.1205 | 3.3055 | 46.3577 | 0 | 9.8202 | 314.8482 | 4.9533e-10 | 1.323e-10% | 515.4521 | 374.3316 | 515.4521 | 374.3316
887.4 | 141.3811 | 3.305 | 46.4485 | 0 | 8.7241 | 314.8452 | 4.9624e-10 | 1.329e-10% | 514.7039 | 373.3228 | 514.7039 | 373.3228
887.432 | 141.5572 | 3.3044 | 46.5119 | 0 | 6.1166 | 314.8355 | 4.9715e-10 | 1.341e-10% | 512.3256 | 370.7684 | 512.3256 | 370.7684
887.464 | 141.6616 | 3.3039 | 46.5513 | 0 | 3.3846 | 314.8358 | 4.9812e-10 | 1.353e-10% | 509.7371 | 368.0756 | 509.7371 | 368.0756
887.496 | 141.7142 | 3.3037 | 46.5729 | 0 | 1.4781 | 314.8604 | 4.9909e-10 | 1.363e-10% | 507.9293 | 366.2151 | 507.9293 | 366.2151
887.528 | 141.7275 | 3.3039 | 46.5808 | 0 | 0.50942 | 314.9097 | 5.0005e-10 | 1.369e-10% | 507.0313 | 365.3038 | 507.0313 | 365.3038
887.56 | 141.7017 | 3.3042 | 46.5754 | 0 | 0.13856 | 314.9704 | 5.0096e-10 | 1.373e-10% | 506.6903 | 364.9886 | 506.6903 | 364.9886
887.592 | 141.6328 | 3.3045 | 46.5561 | 0 | 0.029746 | 315.0271 | 5.0193e-10 | 1.375e-10% | 506.5502 | 364.9174 | 506.5502 | 364.9174
887.624 | 141.523 | 3.3046 | 46.5236 | 0 | 0.0050397 | 315.0722 | 5.0289e-10 | 1.378e-10% | 506.4285 | 364.9055 | 506.4285 | 364.9055
887.656 | 141.3828 | 3.3046 | 46.4815 | 0 | 0.00067386 | 315.107 | 5.0386e-10 | 1.381e-10% | 506.2765 | 364.8937 | 506.2765 | 364.8937
887.688 | 141.2282 | 3.3045 | 46.4349 | 0 | 7.111e-05 | 315.1356 | 5.0483e-10 | 1.384e-10% | 506.1032 | 364.875 | 506.1032 | 364.875
887.72 | 141.0757 | 3.3043 | 46.389 | 0 | 2.5813e-13 | 315.1616 | 5.0579e-10 | 1.386e-10% | 505.9307 | 364.855 | 505.9307 | 364.855
887.752 | 140.9385 | 3.3042 | 46.3482 | 0 | 0 | 315.1866 | 5.0676e-10 | 1.389e-10% | 505.7775 | 364.839 | 505.7775 | 364.839
887.784 | 140.8237 | 3.304 | 46.3148 | 0 | 5.1625e-13 | 315.2108 | 5.0773e-10 | 1.392e-10% | 505.6533 | 364.8297 | 505.6533 | 364.8297
887.816 | 140.7313 | 3.3038 | 46.2888 | 0 | 0 | 315.2334 | 5.0869e-10 | 1.394e-10% | 505.5574 | 364.8261 | 505.5574 | 364.8261
887.848 | 140.6564 | 3.3036 | 46.2687 | 0 | 4.3021e-13 | 315.2518 | 5.0966e-10 | 1.397e-10% | 505.4805 | 364.8241 | 505.4805 | 364.8241
887.88 | 140.5928 | 3.3033 | 46.2526 | 0 | 0 | 315.2617 | 5.1062e-10 | 1.4e-10% | 505.4104 | 364.8176 | 505.4104 | 364.8176
887.912 | 140.5378 | 3.3027 | 46.2397 | 0 | 0 | 315.2583 | 5.1159e-10 | 1.402e-10% | 505.3386 | 364.8007 | 505.3386 | 364.8007
887.944 | 140.4938 | 3.302 | 46.231 | 0 | 0 | 315.2384 | 5.1256e-10 | 1.405e-10% | 505.2652 | 364.7714 | 505.2652 | 364.7714
887.976 | 140.4632 | 3.301 | 46.2276 | 0 | 0 | 315.1973 | 5.1352e-10 | 1.408e-10% | 505.1891 | 364.7259 | 505.1891 | 364.7259
888.008 | 140.4346 | 3.2994 | 46.2265 | 0 | 0 | 315.1121 | 5.1455e-10 | 1.411e-10% | 505.0726 | 364.638 | 505.0726 | 364.638
888.04 | 140.3698 | 3.2965 | 46.2176 | 0 | 7.5287e-13 | 314.9231 | 5.1551e-10 | 1.415e-10% | 504.8069 | 364.4372 | 504.8069 | 364.4372
888.072 | 140.2175 | 3.2912 | 46.1869 | 0 | 7.5287e-13 | 314.5569 | 5.1648e-10 | 1.419e-10% | 504.2525 | 364.035 | 504.2525 | 364.035
888.104 | 139.9698 | 3.2837 | 46.1316 | 0 | 9.5722e-13 | 314.0171 | 5.175e-10 | 1.424e-10% | 503.4021 | 363.4323 | 503.4021 | 363.4323
888.136 | 139.7172 | 3.2761 | 46.0747 | 0 | 1.6456e-12 | 313.4749 | 5.1847e-10 | 1.429e-10% | 502.543 | 362.8258 | 502.543 | 362.8258
888.168 | 139.6204 | 3.2723 | 46.0582 | 0 | 6.023e-13 | 313.2131 | 5.1944e-10 | 1.433e-10% | 502.1639 | 362.5435 | 502.1639 | 362.5435
888.2 | 139.7839 | 3.2743 | 46.1097 | 0 | 9.0344e-13 | 313.4074 | 5.2046e-10 | 1.435e-10% | 502.5753 | 362.7914 | 502.5753 | 362.7914
888.232 | 140.1599 | 3.2811 | 46.2172 | 0 | 3.4417e-13 | 313.9635 | 5.2142e-10 | 1.435e-10% | 503.6217 | 363.4618 | 503.6217 | 363.4618
888.264 | 140.5914 | 3.2889 | 46.3401 | 0 | 4.3021e-13 | 314.6007 | 5.2245e-10 | 1.434e-10% | 504.8212 | 364.2297 | 504.8212 | 364.2297
888.296 | 140.938 | 3.2947 | 46.4412 | 0 | 5.5928e-13 | 315.0767 | 5.2341e-10 | 1.435e-10% | 505.7506 | 364.8126 | 505.7506 | 364.8126
888.328 | 141.1468 | 3.2972 | 46.5061 | 0 | 5.5928e-13 | 315.3105 | 5.2444e-10 | 1.436e-10% | 506.2607 | 365.1139 | 506.2607 | 365.1139
888.36 | 141.2362 | 3.2972 | 46.5391 | 0 | 0.00034447 | 315.3477 | 5.254e-10 | 1.439e-10% | 506.4205 | 365.1843 | 506.4205 | 365.1843
888.392 | 141.2556 | 3.2959 | 46.5528 | 0 | 0.0032644 | 315.283 | 5.2643e-10 | 1.442e-10% | 506.3906 | 365.135 | 506.3906 | 365.135
888.424 | 141.2619 | 3.2946 | 46.5624 | 0 | 0.024414 | 315.2169 | 5.2739e-10 | 1.445e-10% | 506.3601 | 365.0982 | 506.3601 | 365.0982
888.456 | 141.302 | 3.2942 | 46.5805 | 0 | 0.14411 | 315.2254 | 5.2842e-10 | 1.447e-10% | 506.5462 | 365.2443 | 506.5462 | 365.2443
888.488 | 141.3917 | 3.2951 | 46.6117 | 0 | 0.6713 | 315.3293 | 5.2944e-10 | 1.447e-10% | 507.2991 | 365.9074 | 507.2991 | 365.9074
888.52 | 141.5117 | 3.2967 | 46.651 | 0 | 2.6304 | 315.4891 | 5.3046e-10 | 1.441e-10% | 509.5789 | 368.0672 | 509.5789 | 368.0672
888.552 | 141.6274 | 3.2983 | 46.689 | 0 | 8.6999 | 315.6446 | 5.3143e-10 | 1.42e-10% | 515.9592 | 374.3317 | 515.9592 | 374.3317
888.584 | 141.716 | 3.2993 | 46.7194 | 0 | 27.9065 | 315.7591 | 5.3245e-10 | 1.352e-10% | 535.4003 | 393.6843 | 535.4003 | 393.6843
888.616 | 141.774 | 3.2997 | 46.7413 | 0 | 97.5596 | 315.8306 | 5.3348e-10 | 1.151e-10% | 605.2052 | 463.4312 | 605.2052 | 463.4312
888.648 | 141.8098 | 3.2998 | 46.7568 | 0 | 358.6707 | 315.8747 | 5.345e-10 | 7.376e-11% | 866.4118 | 724.602 | 866.4118 | 724.602
888.68 | 141.8332 | 3.2998 | 46.7687 | 0 | 1210.7794 | 315.906 | 5.3547e-10 | 3.396e-11% | 1718.587 | 1576.7538 | 1718.587 | 1576.7538
888.712 | 141.8509 | 3.2996 | 46.7788 | 0 | 3417.2272 | 315.9326 | 5.3655e-10 | 1.418e-11% | 3925.0891 | 3783.2382 | 3925.0891 | 3783.2382
888.744 | 141.8655 | 3.2995 | 46.788 | 0 | 7757.8708 | 315.9571 | 5.3757e-10 | 6.617e-12% | 8265.7808 | 8123.9154 | 8265.7808 | 8123.9154
888.776 | 141.8763 | 3.2993 | 46.796 | 0 | 13982.9502 | 315.9794 | 5.3859e-10 | 3.754e-12% | 14490.9012 | 14349.0249 | 14490.9012 | 14349.0249
888.808 | 141.8808 | 3.2991 | 46.802 | 0 | 19927.4044 | 315.9984 | 5.3961e-10 | 2.659e-12% | 20435.3847 | 20293.5039 | 20435.3847 | 20293.5039
888.84 | 141.8766 | 3.2988 | 46.8054 | 0 | 22425.6174 | 316.0133 | 5.3842e-10 | 2.362e-12% | 22933.6115 | 22791.7349 | 22933.6115 | 22791.7349
888.872 | 141.864 | 3.2985 | 46.806 | 0 | 19920.9872 | 316.0257 | 5.4166e-10 | 2.67e-12% | 20428.9814 | 20287.1174 | 20428.9814 | 20287.1174
888.904 | 141.8449 | 3.2982 | 46.8044 | 0 | 13967.1485 | 316.0396 | 5.4268e-10 | 3.786e-12% | 14475.1355 | 14333.2906 | 14475.1355 | 14333.2906
888.936 | 141.8199 | 3.298 | 46.8007 | 0 | 7730.3792 | 316.0593 | 5.4371e-10 | 6.715e-12% | 8238.3569 | 8096.537 | 8238.3569 | 8096.537
888.968 | 141.7856 | 3.2978 | 46.7937 | 0 | 3382.7136 | 316.0856 | 5.4473e-10 | 1.453e-11% | 3890.6763 | 3748.8907 | 3890.6763 | 3748.8907
889 | 141.7345 | 3.2977 | 46.781 | 0 | 1185.5667 | 316.1157 | 5.4575e-10 | 3.517e-11% | 1693.4956 | 1551.7611 | 1693.4956 | 1551.7611
889.032 | 141.659 | 3.2977 | 46.7603 | 0 | 367.5448 | 316.1458 | 5.4683e-10 | 7.453e-11% | 875.4074 | 733.7485 | 875.4074 | 733.7485
889.064 | 141.5553 | 3.2975 | 46.7303 | 0 | 161.1361 | 316.1735 | 5.4786e-10 | 1.039e-10% | 668.8928 | 527.3375 | 668.8928 | 527.3375
889.096 | 141.4265 | 3.2974 | 46.6921 | 0 | 148.6914 | 316.1984 | 5.4888e-10 | 1.066e-10% | 656.3058 | 514.8794 | 656.3058 | 514.8794
889.128 | 141.2815 | 3.2972 | 46.6487 | 0 | 169.4699 | 316.2223 | 5.5002e-10 | 1.027e-10% | 676.9195 | 535.638 | 676.9195 | 535.638
889.16 | 141.1323 | 3.2971 | 46.6037 | 0 | 181.1478 | 316.2483 | 5.5098e-10 | 1.007e-10% | 688.4292 | 547.2969 | 688.4292 | 547.2969
889.192 | 140.9884 | 3.297 | 46.5603 | 0 | 184.8373 | 316.2787 | 5.5206e-10 | 1.002e-10% | 691.9617 | 550.9733 | 691.9617 | 550.9733
889.224 | 140.8538 | 3.297 | 46.52 | 0 | 185.1306 | 316.3122 | 5.5309e-10 | 1.003e-10% | 692.1136 | 551.2598 | 692.1136 | 551.2598
889.256 | 140.7283 | 3.2969 | 46.4826 | 0 | 174.1822 | 316.3458 | 5.5411e-10 | 1.026e-10% | 681.0357 | 540.3075 | 681.0357 | 540.3075
889.288 | 140.6105 | 3.2969 | 46.4478 | 0 | 142.9689 | 316.3769 | 5.5519e-10 | 1.091e-10% | 649.7008 | 509.0904 | 649.7008 | 509.0904
889.32 | 140.5018 | 3.2967 | 46.4161 | 0 | 97.0412 | 316.4051 | 5.5627e-10 | 1.201e-10% | 603.6609 | 463.1592 | 603.6609 | 463.1592
889.352 | 140.4068 | 3.2966 | 46.389 | 0 | 53.0109 | 316.4312 | 5.5729e-10 | 1.33e-10% | 559.5346 | 419.1278 | 559.5346 | 419.1278
889.384 | 140.3319 | 3.2965 | 46.3686 | 0 | 23.034 | 316.456 | 5.5837e-10 | 1.435e-10% | 529.4869 | 389.155 | 529.4869 | 389.155
889.416 | 140.2819 | 3.2963 | 46.3565 | 0 | 7.9232 | 316.479 | 5.5945e-10 | 1.496e-10% | 514.3369 | 374.055 | 514.3369 | 374.055
889.448 | 140.2567 | 3.2961 | 46.3527 | 0 | 2.1543 | 316.4979 | 5.6048e-10 | 1.522e-10% | 508.5576 | 368.3009 | 508.5576 | 368.3009
889.48 | 140.2494 | 3.2957 | 46.3551 | 0 | 0.4705 | 316.507 | 5.6156e-10 | 1.532e-10% | 506.8777 | 366.6283 | 506.8777 | 366.6283
889.512 | 140.2486 | 3.2951 | 46.3603 | 0 | 0.14279 | 316.4984 | 5.6264e-10 | 1.536e-10% | 506.5451 | 366.2965 | 506.5451 | 366.2965
889.544 | 140.2449 | 3.2942 | 46.3653 | 0 | 0.40254 | 316.4656 | 5.6366e-10 | 1.538e-10% | 506.7726 | 366.5277 | 506.7726 | 366.5277
889.576 | 140.2386 | 3.293 | 46.3702 | 0 | 1.8953 | 316.4109 | 5.6474e-10 | 1.535e-10% | 508.208 | 367.9694 | 508.208 | 367.9694
889.608 | 140.241 | 3.2917 | 46.3782 | 0 | 7.2809 | 316.3484 | 5.6582e-10 | 1.516e-10% | 513.5403 | 373.2993 | 513.5403 | 373.2993
889.64 | 140.2681 | 3.2907 | 46.3939 | 0 | 22.3101 | 316.3027 | 5.669e-10 | 1.46e-10% | 528.5654 | 388.2973 | 528.5654 | 388.2973
889.672 | 140.3324 | 3.2901 | 46.4205 | 0 | 54.6374 | 316.2984 | 5.6798e-10 | 1.35e-10% | 560.9789 | 420.6465 | 560.9789 | 420.6465
889.704 | 140.4344 | 3.2903 | 46.4579 | 0 | 107.4073 | 316.345 | 5.6906e-10 | 1.202e-10% | 613.9349 | 473.5005 | 613.9349 | 473.5005
889.736 | 140.556 | 3.2908 | 46.5008 | 0 | 170.8876 | 316.4204 | 5.7014e-10 | 1.062e-10% | 677.6556 | 537.0996 | 677.6556 | 537.0996
889.768 | 140.6632 | 3.291 | 46.5399 | 0 | 223.7746 | 316.4709 | 5.7116e-10 | 9.679e-11% | 730.7396 | 590.0764 | 730.7396 | 590.0764
889.8 | 140.7226 | 3.2901 | 46.5661 | 0 | 249.3308 | 316.4394 | 5.723e-10 | 9.296e-11% | 756.3489 | 615.6263 | 756.3489 | 615.6263
889.832 | 140.7267 | 3.2879 | 46.5773 | 0 | 250.0928 | 316.3121 | 5.7338e-10 | 9.304e-11% | 756.9969 | 616.2702 | 756.9969 | 616.2702
889.864 | 140.7098 | 3.2854 | 46.5828 | 0 | 241.3099 | 316.1488 | 5.7446e-10 | 9.459e-11% | 748.0366 | 607.3267 | 748.0366 | 607.3267
889.896 | 140.7328 | 3.2837 | 46.5988 | 0 | 231.0662 | 316.0573 | 5.7548e-10 | 9.639e-11% | 737.7389 | 597.0061 | 737.7389 | 597.0061
889.928 | 140.8363 | 3.284 | 46.6362 | 0 | 213.1168 | 316.1148 | 5.7668e-10 | 9.957e-11% | 719.9881 | 579.1518 | 719.9881 | 579.1518
889.96 | 141.0048 | 3.286 | 46.6905 | 0 | 178.8084 | 316.3023 | 5.7776e-10 | 1.06e-10% | 686.092 | 545.0872 | 686.092 | 545.0872
889.992 | 141.1779 | 3.2884 | 46.7452 | 0 | 130.1936 | 316.523 | 5.7884e-10 | 1.165e-10% | 637.9282 | 496.7503 | 637.9282 | 496.7503
890.024 | 141.297 | 3.29 | 46.7844 | 0 | 79.7963 | 316.6792 | 5.7997e-10 | 1.299e-10% | 587.8469 | 446.5499 | 587.8469 | 446.5499
890.056 | 141.3405 | 3.2903 | 46.8021 | 0 | 40.36 | 316.7313 | 5.8105e-10 | 1.427e-10% | 548.5242 | 407.1837 | 548.5242 | 407.1837
890.088 | 141.3254 | 3.2895 | 46.8032 | 0 | 16.6142 | 316.7039 | 5.8213e-10 | 1.518e-10% | 524.7362 | 383.4108 | 524.7362 | 383.4108
890.12 | 141.2873 | 3.2885 | 46.7975 | 0 | 5.5111 | 316.654 | 5.8327e-10 | 1.567e-10% | 513.5384 | 372.2511 | 513.5384 | 372.2511
890.152 | 141.2518 | 3.2877 | 46.7921 | 0 | 1.4628 | 316.6228 | 5.8435e-10 | 1.587e-10% | 509.4172 | 368.1654 | 509.4172 | 368.1654
890.184 | 141.2146 | 3.287 | 46.7861 | 0 | 0.30919 | 316.5975 | 5.8549e-10 | 1.595e-10% | 508.1945 | 366.9798 | 508.1945 | 366.9798
890.216 | 141.1503 | 3.2857 | 46.7729 | 0 | 0.051874 | 316.5251 | 5.8657e-10 | 1.6e-10% | 507.786 | 366.6357 | 507.786 | 366.6357
890.248 | 141.0515 | 3.2835 | 46.7509 | 0 | 0.073759 | 316.3842 | 5.877e-10 | 1.604e-10% | 507.5439 | 366.4924 | 507.5439 | 366.4924
890.28 | 140.9597 | 3.2813 | 46.7312 | 0 | 0.63501 | 316.2421 | 5.8884e-10 | 1.605e-10% | 507.8493 | 366.8895 | 507.8493 | 366.8895
890.312 | 140.9421 | 3.2806 | 46.7317 | 0 | 4.7438 | 316.2167 | 5.8992e-10 | 1.59e-10% | 511.9149 | 370.9728 | 511.9149 | 370.9728
890.344 | 141.0314 | 3.2822 | 46.7611 | 0 | 28.0001 | 316.3676 | 5.9106e-10 | 1.499e-10% | 535.4425 | 394.4111 | 535.4425 | 394.4111
890.376 | 141.1944 | 3.2853 | 46.8105 | 0 | 130.4356 | 316.6387 | 5.9219e-10 | 1.191e-10% | 638.3646 | 497.1702 | 638.3646 | 497.1702
890.408 | 141.3653 | 3.2886 | 46.8623 | 0 | 479.5557 | 316.9156 | 5.9327e-10 | 7.008e-11% | 987.9875 | 846.6222 | 987.9875 | 846.6222
890.44 | 141.498 | 3.2908 | 46.9041 | 0 | 1391.5629 | 317.1199 | 5.9441e-10 | 3.379e-11% | 1900.3757 | 1758.8778 | 1900.3757 | 1758.8778
890.472 | 141.585 | 3.292 | 46.9338 | 0 | 3187.2454 | 317.2413 | 5.9555e-10 | 1.675e-11% | 3696.2976 | 3554.7126 | 3696.2976 | 3554.7126
890.504 | 141.6404 | 3.2925 | 46.9551 | 0 | 5762.8633 | 317.3075 | 5.9669e-10 | 9.733e-12% | 6272.0588 | 6130.4184 | 6272.0588 | 6130.4184
890.536 | 141.6793 | 3.2927 | 46.9719 | 0 | 8228.2291 | 317.3472 | 5.9782e-10 | 6.955e-12% | 8737.5202 | 8595.8409 | 8737.5202 | 8595.8409
890.568 | 141.709 | 3.2927 | 46.986 | 0 | 9283.7072 | 317.3769 | 5.9663e-10 | 6.182e-12% | 9793.0717 | 9651.3628 | 9793.0717 | 9651.3628
890.6 | 141.7298 | 3.2927 | 46.9972 | 0 | 8290.2103 | 317.4034 | 6.001e-10 | 6.931e-12% | 8799.6335 | 8657.9037 | 8799.6335 | 8657.9037
890.632 | 141.7388 | 3.2926 | 47.0046 | 0 | 5880.2877 | 317.4289 | 6.0123e-10 | 9.623e-12% | 6389.7526 | 6248.0138 | 6389.7526 | 6248.0138
890.664 | 141.7321 | 3.2926 | 47.0068 | 0 | 3340.6543 | 317.4539 | 6.0231e-10 | 1.624e-11% | 3850.1397 | 3708.4076 | 3850.1397 | 3708.4076
890.696 | 141.7081 | 3.2925 | 47.0032 | 0 | 1550.1036 | 317.4785 | 6.0345e-10 | 3.146e-11% | 2059.5859 | 1917.8778 | 2059.5859 | 1917.8778
890.728 | 141.6676 | 3.2924 | 46.9942 | 0 | 615.7814 | 317.502 | 6.0464e-10 | 6.147e-11% | 1125.2377 | 983.5701 | 1125.2377 | 983.5701
890.76 | 141.6127 | 3.2923 | 46.9806 | 0 | 234.1182 | 317.522 | 6.0578e-10 | 1.006e-10% | 743.5259 | 601.9131 | 743.5259 | 601.9131
890.792 | 141.5433 | 3.2921 | 46.9625 | 0 | 104.3716 | 317.5312 | 6.0692e-10 | 1.285e-10% | 613.7007 | 472.1574 | 613.7007 | 472.1574
890.824 | 141.4516 | 3.2915 | 46.938 | 0 | 62.1373 | 317.5132 | 6.0811e-10 | 1.415e-10% | 571.3315 | 429.8799 | 571.3315 | 429.8799
890.856 | 141.3216 | 3.2902 | 46.9025 | 0 | 43.1672 | 317.4425 | 6.0925e-10 | 1.483e-10% | 552.124 | 410.8025 | 552.124 | 410.8025
890.888 | 141.1362 | 3.288 | 46.8512 | 0 | 31.0143 | 317.3001 | 6.1038e-10 | 1.532e-10% | 539.5898 | 398.4536 | 539.5898 | 398.4536
890.92 | 140.8972 | 3.2851 | 46.7839 | 0 | 29.4437 | 317.1043 | 6.1152e-10 | 1.542e-10% | 537.5142 | 396.617 | 537.5142 | 396.617
890.952 | 140.639 | 3.2824 | 46.7096 | 0 | 49.9274 | 316.9285 | 6.1272e-10 | 1.47e-10% | 557.487 | 416.848 | 557.487 | 416.848
890.984 | 140.4147 | 3.2813 | 46.6425 | 0 | 102.3331 | 316.8687 | 6.1385e-10 | 1.309e-10% | 609.5403 | 469.1255 | 609.5403 | 469.1255
891.016 | 140.2582 | 3.2822 | 46.5922 | 0 | 182.1203 | 316.9712 | 6.1499e-10 | 1.12e-10% | 689.2241 | 548.9659 | 689.2241 | 548.9659
891.048 | 140.1581 | 3.2847 | 46.5564 | 0 | 261.146 | 317.1931 | 6.1618e-10 | 9.809e-11% | 768.3383 | 628.1802 | 768.3383 | 628.1802
891.08 | 140.0731 | 3.2876 | 46.5249 | 0 | 301.5256 | 317.4389 | 6.1732e-10 | 9.231e-11% | 808.8501 | 668.777 | 808.8501 | 668.777
891.112 | 139.9679 | 3.2897 | 46.4885 | 0 | 290.154 | 317.6325 | 6.1851e-10 | 9.406e-11% | 797.5326 | 657.5647 | 797.5326 | 657.5647
891.144 | 139.8316 | 3.2909 | 46.4443 | 0 | 254.4986 | 317.7509 | 6.1971e-10 | 9.963e-11% | 761.8163 | 621.9847 | 761.8163 | 621.9847
891.176 | 139.6699 | 3.2912 | 46.3939 | 0 | 233.1117 | 317.8058 | 6.2084e-10 | 1.034e-10% | 740.2725 | 600.6026 | 740.2725 | 600.6026
891.208 | 139.4908 | 3.2909 | 46.3395 | 0 | 233.4296 | 317.8102 | 6.2204e-10 | 1.035e-10% | 740.361 | 600.8701 | 740.361 | 600.8701
891.24 | 139.2995 | 3.2899 | 46.2826 | 0 | 228.6199 | 317.7664 | 6.2323e-10 | 1.046e-10% | 735.2584 | 595.9589 | 735.2584 | 595.9589
891.272 | 139.1063 | 3.2885 | 46.2264 | 0 | 193.815 | 317.6805 | 6.2437e-10 | 1.113e-10% | 700.1167 | 561.0104 | 700.1167 | 561.0104
891.304 | 138.9358 | 3.2868 | 46.1782 | 0 | 133.8947 | 317.5836 | 6.2556e-10 | 1.249e-10% | 639.8791 | 500.9433 | 639.8791 | 500.9433
891.336 | 138.822 | 3.2858 | 46.1473 | 0 | 73.7513 | 317.5304 | 6.2676e-10 | 1.422e-10% | 579.5368 | 440.7148 | 579.5368 | 440.7148
891.368 | 138.7866 | 3.2858 | 46.1396 | 0 | 32.1623 | 317.5638 | 6.2795e-10 | 1.573e-10% | 537.9382 | 399.1516 | 537.9382 | 399.1516
891.4 | 138.8198 | 3.287 | 46.1519 | 0 | 11.0804 | 317.6785 | 6.2914e-10 | 1.664e-10% | 517.0175 | 378.1978 | 517.0175 | 378.1978
891.432 | 138.8877 | 3.2885 | 46.1747 | 0 | 3.0163 | 317.8264 | 6.3034e-10 | 1.702e-10% | 509.1936 | 370.306 | 509.1936 | 370.306
891.464 | 138.9599 | 3.2898 | 46.1995 | 0 | 0.66973 | 317.9573 | 6.3153e-10 | 1.716e-10% | 507.0763 | 368.1164 | 507.0763 | 368.1164
891.496 | 139.0279 | 3.2906 | 46.2242 | 0 | 0.24451 | 318.0489 | 6.3272e-10 | 1.72e-10% | 506.8361 | 367.8083 | 506.8361 | 367.8083
891.528 | 139.0996 | 3.291 | 46.2514 | 0 | 0.64313 | 318.1063 | 6.3392e-10 | 1.721e-10% | 507.3914 | 368.2918 | 507.3914 | 368.2918
891.56 | 139.1851 | 3.2911 | 46.2837 | 0 | 2.3121 | 318.1436 | 6.3511e-10 | 1.716e-10% | 509.2156 | 370.0305 | 509.2156 | 370.0305
891.592 | 139.2854 | 3.2911 | 46.3213 | 0 | 6.7042 | 318.1714 | 6.3631e-10 | 1.699e-10% | 513.7733 | 374.488 | 513.7733 | 374.488
891.624 | 139.3916 | 3.291 | 46.3611 | 0 | 15.3535 | 318.1932 | 6.375e-10 | 1.664e-10% | 522.5906 | 383.1989 | 522.5906 | 383.1989
891.656 | 139.4879 | 3.2908 | 46.3979 | 0 | 27.7606 | 318.2054 | 6.3869e-10 | 1.614e-10% | 535.1426 | 395.6548 | 535.1426 | 395.6548
891.688 | 139.5541 | 3.2903 | 46.4254 | 0 | 39.6744 | 318.1962 | 6.3989e-10 | 1.57e-10% | 547.1405 | 407.5864 | 547.1405 | 407.5864
891.72 | 139.5715 | 3.2893 | 46.438 | 0 | 45.0313 | 318.1488 | 6.4108e-10 | 1.553e-10% | 552.4789 | 412.9075 | 552.4789 | 412.9075
891.752 | 139.5316 | 3.2877 | 46.4332 | 0 | 41.3725 | 318.0529 | 6.4233e-10 | 1.57e-10% | 548.678 | 409.1463 | 548.678 | 409.1463
891.784 | 139.446 | 3.2856 | 46.4145 | 0 | 32.9754 | 317.9207 | 6.4352e-10 | 1.606e-10% | 540.0423 | 400.5963 | 540.0423 | 400.5963
891.816 | 139.3384 | 3.2835 | 46.3888 | 0 | 27.3333 | 317.7805 | 6.4477e-10 | 1.633e-10% | 534.1244 | 394.786 | 534.1244 | 394.786
891.848 | 139.2147 | 3.2812 | 46.3584 | 0 | 28.3582 | 317.632 | 6.4597e-10 | 1.633e-10% | 534.8445 | 395.6298 | 534.8445 | 395.6298
891.88 | 139.0399 | 3.278 | 46.3139 | 0 | 33.3719 | 317.4124 | 6.4722e-10 | 1.617e-10% | 539.4161 | 400.3762 | 539.4161 | 400.3762
891.912 | 138.7689 | 3.273 | 46.2431 | 0 | 37.0647 | 317.0506 | 6.4847e-10 | 1.607e-10% | 542.4003 | 403.6313 | 542.4003 | 403.6313
891.944 | 138.4227 | 3.2667 | 46.1507 | 0 | 43.5131 | 316.5963 | 6.4966e-10 | 1.586e-10% | 547.9497 | 409.5269 | 547.9497 | 409.5269
891.976 | 138.1179 | 3.2621 | 46.0674 | 0 | 95.4164 | 316.2656 | 6.5086e-10 | 1.412e-10% | 599.1295 | 461.0116 | 599.1295 | 461.0116
892.008 | 137.9839 | 3.2621 | 46.0274 | 0 | 355.4837 | 316.2899 | 6.5211e-10 | 9.044e-11% | 859.047 | 721.063 | 859.047 | 721.063
892.04 | 138.0398 | 3.2669 | 46.036 | 0 | 1268.0719 | 316.6951 | 6.5336e-10 | 3.998e-11% | 1772.1097 | 1634.0699 | 1772.1097 | 1634.0699
892.072 | 138.1697 | 3.2738 | 46.063 | 0 | 3665.9362 | 317.2611 | 6.5455e-10 | 1.623e-11% | 4170.7038 | 4032.5341 | 4170.7038 | 4032.5341
892.104 | 138.2218 | 3.2792 | 46.0684 | 0 | 8391.2374 | 317.7044 | 6.558e-10 | 7.488e-12% | 8896.5112 | 8758.2893 | 8896.5112 | 8758.2893
892.136 | 138.1175 | 3.2811 | 46.0316 | 0 | 15165.443 | 317.8793 | 6.5705e-10 | 4.23e-12% | 15670.7525 | 15532.635 | 15670.7525 | 15532.635
892.168 | 137.8796 | 3.2801 | 45.9586 | 0 | 21635.5189 | 317.831 | 6.583e-10 | 2.992e-12% | 22140.4682 | 22002.5885 | 22140.4682 | 22002.5885
892.2 | 137.5909 | 3.2782 | 45.8712 | 0 | 24369.9048 | 317.7173 | 6.5484e-10 | 2.647e-12% | 24874.3624 | 24736.7715 | 24874.3624 | 24736.7715
892.232 | 137.3345 | 3.2775 | 45.7917 | 0 | 21687.0374 | 317.692 | 6.6075e-10 | 2.996e-12% | 22191.133 | 22053.7985 | 22191.133 | 22053.7985
892.264 | 137.1504 | 3.2788 | 45.7312 | 0 | 15274.8917 | 317.8173 | 6.62e-10 | 4.232e-12% | 15778.8693 | 15641.7189 | 15778.8693 | 15641.7189
892.296 | 137.0257 | 3.2814 | 45.6869 | 0 | 8556.3608 | 318.0474 | 6.6325e-10 | 7.433e-12% | 9060.4022 | 8923.3765 | 9060.4022 | 8923.3765
892.328 | 136.9203 | 3.2841 | 45.6487 | 0 | 3862.8168 | 318.2856 | 6.6461e-10 | 1.571e-11% | 4366.9555 | 4230.0352 | 4366.9555 | 4230.0352
892.36 | 136.8036 | 3.286 | 45.6089 | 0 | 1456.5754 | 318.4621 | 6.6575e-10 | 3.65e-11% | 1960.7359 | 1823.9324 | 1960.7359 | 1823.9324
892.392 | 136.6705 | 3.287 | 45.566 | 0 | 499.7716 | 318.5687 | 6.67e-10 | 7.691e-11% | 1003.8637 | 867.1932 | 1003.8637 | 867.1932
892.424 | 136.5309 | 3.2875 | 45.5224 | 0 | 181.0601 | 318.6334 | 6.6831e-10 | 1.218e-10% | 685.0342 | 548.5033 | 685.0342 | 548.5033
892.456 | 136.3912 | 3.2877 | 45.4793 | 0 | 79.5476 | 318.6805 | 6.6956e-10 | 1.498e-10% | 583.3863 | 446.9951 | 583.3863 | 446.9951
892.488 | 136.2504 | 3.2878 | 45.4363 | 0 | 46.4606 | 318.7174 | 6.7081e-10 | 1.621e-10% | 550.1525 | 413.9021 | 550.1525 | 413.9021
892.52 | 136.1082 | 3.2878 | 45.393 | 0 | 41.0992 | 318.7477 | 6.7212e-10 | 1.645e-10% | 544.6359 | 408.5276 | 544.6359 | 408.5276
892.552 | 135.9694 | 3.2879 | 45.3507 | 0 | 52.8538 | 318.7794 | 6.7337e-10 | 1.602e-10% | 556.2412 | 420.2718 | 556.2412 | 420.2718
892.584 | 135.8372 | 3.288 | 45.3105 | 0 | 75.6969 | 318.8175 | 6.7462e-10 | 1.522e-10% | 578.95 | 443.1128 | 578.95 | 443.1128
892.616 | 135.7068 | 3.2881 | 45.2708 | 0 | 98.7021 | 318.8556 | 6.7587e-10 | 1.45e-10% | 601.8234 | 466.1166 | 601.8234 | 466.1166
892.648 | 135.5678 | 3.2881 | 45.2286 | 0 | 107.4579 | 318.8839 | 6.7712e-10 | 1.426e-10% | 610.4263 | 474.8585 | 610.4263 | 474.8585
892.68 | 135.4127 | 3.288 | 45.1814 | 0 | 94.9008 | 318.9027 | 6.7843e-10 | 1.468e-10% | 597.6855 | 462.2728 | 597.6855 | 462.2728
892.712 | 135.2419 | 3.2879 | 45.1288 | 0 | 68.9523 | 318.9227 | 6.7973e-10 | 1.558e-10% | 571.5336 | 436.2917 | 571.5336 | 436.2917
892.744 | 135.0592 | 3.2878 | 45.0722 | 0 | 46.7482 | 318.9476 | 6.8098e-10 | 1.645e-10% | 549.115 | 414.0559 | 549.115 | 414.0559
892.776 | 134.8644 | 3.2876 | 45.0121 | 0 | 42.7081 | 318.9573 | 6.8229e-10 | 1.664e-10% | 544.8295 | 409.965 | 544.8295 | 409.965
892.808 | 134.6517 | 3.2866 | 44.9479 | 0 | 62.2693 | 318.911 | 6.8354e-10 | 1.592e-10% | 564.0665 | 429.4148 | 564.0665 | 429.4148
892.84 | 134.4186 | 3.2845 | 44.88 | 0 | 101.9276 | 318.7755 | 6.8485e-10 | 1.461e-10% | 603.2862 | 468.8676 | 603.2862 | 468.8676
892.872 | 134.1843 | 3.2815 | 44.8142 | 0 | 151.119 | 318.5683 | 6.861e-10 | 1.325e-10% | 651.9672 | 517.783 | 651.9672 | 517.783
892.904 | 133.9986 | 3.2786 | 44.7642 | 0 | 197.189 | 318.3754 | 6.8746e-10 | 1.22e-10% | 697.6058 | 563.6072 | 697.6058 | 563.6072
892.936 | 133.9148 | 3.2772 | 44.7441 | 0 | 235.5707 | 318.2974 | 6.8871e-10 | 1.144e-10% | 735.8043 | 601.8895 | 735.8043 | 601.8895
892.968 | 133.9326 | 3.2774 | 44.7541 | 0 | 275.739 | 318.3376 | 6.9002e-10 | 1.075e-10% | 776.0407 | 642.1081 | 776.0407 | 642.1081
893 | 133.9641 | 3.277 | 44.7705 | 0 | 327.7894 | 318.3334 | 6.9133e-10 | 9.959e-11% | 828.1344 | 694.1703 | 828.1344 | 694.1703
893.032 | 133.863 | 3.2725 | 44.7546 | 0 | 378.2859 | 318.0129 | 6.9264e-10 | 9.306e-11% | 878.1889 | 744.326 | 878.1889 | 744.326
893.064 | 133.5149 | 3.2613 | 44.6763 | 0 | 391.624 | 317.1662 | 6.9394e-10 | 9.17e-11% | 890.2428 | 756.7278 | 890.2428 | 756.7278
893.096 | 132.9429 | 3.244 | 44.5413 | 0 | 347.1185 | 315.8437 | 6.9525e-10 | 9.782e-11% | 843.6903 | 710.7475 | 843.6903 | 710.7475
893.128 | 132.3389 | 3.2254 | 44.3996 | 0 | 266.168 | 314.4175 | 6.9656e-10 | 1.109e-10% | 760.5495 | 628.2106 | 760.5495 | 628.2106
893.16 | 131.9485 | 3.2115 | 44.3148 | 0 | 191.3543 | 313.3628 | 6.9792e-10 | 1.264e-10% | 684.1919 | 552.2434 | 684.1919 | 552.2434
893.192 | 131.8895 | 3.2054 | 44.3171 | 0 | 145.4938 | 312.9134 | 6.9917e-10 | 1.382e-10% | 637.8192 | 505.9297 | 637.8192 | 505.9297
893.224 | 132.1202 | 3.206 | 44.3957 | 0 | 120.1268 | 312.9945 | 7.0054e-10 | 1.457e-10% | 612.8432 | 480.723 | 612.8432 | 480.723
893.256 | 132.5797 | 3.2119 | 44.5351 | 0 | 97.0038 | 313.4821 | 7.0179e-10 | 1.532e-10% | 590.8124 | 458.2328 | 590.8124 | 458.2328
893.288 | 133.2652 | 3.2227 | 44.7354 | 0 | 69.5671 | 314.3556 | 7.0315e-10 | 1.628e-10% | 565.146 | 431.8808 | 565.146 | 431.8808
893.32 | 134.1376 | 3.2374 | 44.9866 | 0 | 43.8967 | 315.5327 | 7.0446e-10 | 1.728e-10% | 541.7909 | 407.6534 | 541.7909 | 407.6534
893.352 | 135.0461 | 3.2525 | 45.2489 | 0 | 27.2144 | 316.7358 | 7.0577e-10 | 1.798e-10% | 527.4977 | 392.4516 | 527.4977 | 392.4516
893.384 | 135.818 | 3.2639 | 45.4765 | 0 | 20.4573 | 317.6561 | 7.0713e-10 | 1.828e-10% | 522.6718 | 386.8538 | 522.6718 | 386.8538
893.416 | 136.3863 | 3.2703 | 45.6511 | 0 | 20.081 | 318.1869 | 7.085e-10 | 1.83e-10% | 523.5757 | 387.1894 | 523.5757 | 387.1894
893.448 | 136.7941 | 3.273 | 45.7836 | 0 | 23.1445 | 318.4267 | 7.098e-10 | 1.817e-10% | 527.4219 | 390.6279 | 527.4219 | 390.6279
893.48 | 137.0887 | 3.2734 | 45.8861 | 0 | 29.2048 | 318.4804 | 7.1111e-10 | 1.792e-10% | 533.9333 | 396.8446 | 533.9333 | 396.8446
893.512 | 137.2294 | 3.2705 | 45.9474 | 0 | 38.6675 | 318.2854 | 7.1248e-10 | 1.754e-10% | 543.4002 | 406.1708 | 543.4002 | 406.1708
893.544 | 137.1008 | 3.2619 | 45.937 | 0 | 51.376 | 317.6374 | 7.1384e-10 | 1.707e-10% | 555.313 | 418.2122 | 555.313 | 418.2122
893.576 | 136.6502 | 3.2463 | 45.8407 | 0 | 66.7835 | 316.4427 | 7.1515e-10 | 1.654e-10% | 568.9632 | 432.313 | 568.9632 | 432.313
893.608 | 136.0469 | 3.2276 | 45.7024 | 0 | 83.4759 | 315.0115 | 7.1651e-10 | 1.601e-10% | 583.4644 | 447.4175 | 583.4644 | 447.4175
893.64 | 135.6689 | 3.2147 | 45.621 | 0 | 98.3661 | 314.0335 | 7.1782e-10 | 1.556e-10% | 596.9042 | 461.2354 | 596.9042 | 461.2354
893.672 | 135.8363 | 3.2151 | 45.6799 | 0 | 108.6267 | 314.0925 | 7.1918e-10 | 1.525e-10% | 607.4505 | 471.6142 | 607.4505 | 471.6142
893.704 | 136.5282 | 3.2283 | 45.8737 | 0 | 114.7397 | 315.1497 | 7.2055e-10 | 1.504e-10% | 615.5197 | 478.9914 | 615.5197 | 478.9914
893.736 | 137.4062 | 3.2463 | 46.1143 | 0 | 120.0005 | 316.5872 | 7.2191e-10 | 1.486e-10% | 623.3545 | 485.9483 | 623.3545 | 485.9483
893.768 | 138.1212 | 3.2609 | 46.3107 | 0 | 127.2007 | 317.7657 | 7.2328e-10 | 1.463e-10% | 632.6593 | 494.5381 | 632.6593 | 494.5381
893.8 | 138.5571 | 3.2696 | 46.4332 | 0 | 135.8492 | 318.4693 | 7.2464e-10 | 1.438e-10% | 642.5784 | 504.0212 | 642.5784 | 504.0212
893.832 | 138.8028 | 3.2741 | 46.5053 | 0 | 140.4893 | 318.8565 | 7.26e-10 | 1.426e-10% | 647.928 | 509.1252 | 647.928 | 509.1252
893.864 | 138.9766 | 3.2774 | 46.5581 | 0 | 132.6293 | 319.1429 | 7.2737e-10 | 1.45e-10% | 640.5843 | 501.6077 | 640.5843 | 501.6077
893.896 | 139.1198 | 3.2805 | 46.6017 | 0 | 108.668 | 319.4063 | 7.2873e-10 | 1.525e-10% | 617.0763 | 477.9565 | 617.0763 | 477.9565
893.928 | 139.2135 | 3.2828 | 46.6307 | 0 | 75.943 | 319.6182 | 7.301e-10 | 1.639e-10% | 584.6882 | 445.4747 | 584.6882 | 445.4747
893.96 | 139.2379 | 3.2842 | 46.6393 | 0 | 47.439 | 319.7521 | 7.3146e-10 | 1.754e-10% | 556.3525 | 417.1146 | 556.3525 | 417.1146
893.992 | 139.1958 | 3.2847 | 46.6278 | 0 | 30.8942 | 319.8266 | 7.3283e-10 | 1.829e-10% | 539.8291 | 400.6333 | 539.8291 | 400.6333
894.024 | 139.0983 | 3.285 | 46.5986 | 0 | 25.3436 | 319.877 | 7.3419e-10 | 1.858e-10% | 534.2025 | 395.1042 | 534.2025 | 395.1042
894.056 | 138.9457 | 3.2851 | 46.5517 | 0 | 26.7813 | 319.9126 | 7.3555e-10 | 1.855e-10% | 535.4764 | 396.5307 | 535.4764 | 396.5307
894.088 | 138.7167 | 3.2845 | 46.4814 | 0 | 33.7994 | 319.889 | 7.3697e-10 | 1.827e-10% | 542.1709 | 403.4542 | 542.1709 | 403.4542
894.12 | 138.3591 | 3.2816 | 46.3748 | 0 | 46.5021 | 319.6906 | 7.3834e-10 | 1.775e-10% | 554.2081 | 415.849 | 554.2081 | 415.849
894.152 | 137.7909 | 3.2742 | 46.211 | 0 | 61.3945 | 319.1425 | 7.3976e-10 | 1.72e-10% | 567.8131 | 430.0222 | 567.8131 | 430.0222
894.184 | 136.9466 | 3.2606 | 45.9737 | 0 | 70.3541 | 318.1104 | 7.4112e-10 | 1.693e-10% | 574.6454 | 437.6989 | 574.6454 | 437.6989
894.216 | 135.8827 | 3.2423 | 45.6776 | 0 | 66.8719 | 316.701 | 7.4249e-10 | 1.717e-10% | 568.3755 | 432.4928 | 568.3755 | 432.4928
894.248 | 134.8451 | 3.2251 | 45.3867 | 0 | 52.6233 | 315.3813 | 7.4391e-10 | 1.786e-10% | 551.4614 | 416.6163 | 551.4614 | 416.6163
894.28 | 134.1501 | 3.2167 | 45.1835 | 0 | 36.1084 | 314.7508 | 7.4533e-10 | 1.867e-10% | 533.4095 | 399.2594 | 533.4095 | 399.2594
894.312 | 133.9177 | 3.22 | 45.0988 | 0 | 25.1769 | 315.0381 | 7.467e-10 | 1.922e-10% | 522.4514 | 388.5337 | 522.4514 | 388.5337
894.344 | 133.9291 | 3.2297 | 45.0756 | 0 | 23.6723 | 315.8324 | 7.4812e-10 | 1.929e-10% | 521.7392 | 387.8101 | 521.7392 | 387.8101
894.376 | 133.8085 | 3.2368 | 45.0162 | 0 | 41.6056 | 316.4156 | 7.4954e-10 | 1.845e-10% | 540.0827 | 406.2743 | 540.0827 | 406.2743
894.408 | 133.3619 | 3.2362 | 44.8715 | 0 | 127.7684 | 316.3964 | 7.5096e-10 | 1.525e-10% | 625.6344 | 492.2725 | 625.6344 | 492.2725
894.44 | 132.741 | 3.2311 | 44.6825 | 0 | 427.3791 | 316.0257 | 7.5232e-10 | 9.507e-11% | 924.0594 | 791.3184 | 924.0594 | 791.3184
894.472 | 132.2822 | 3.2293 | 44.5384 | 0 | 1216.8655 | 315.9133 | 7.5374e-10 | 4.769e-11% | 1712.8288 | 1580.5465 | 1712.8288 | 1580.5465
894.504 | 132.1899 | 3.2357 | 44.4924 | 0 | 2775.7839 | 316.4412 | 7.5516e-10 | 2.405e-11% | 3272.1431 | 3139.9532 | 3272.1431 | 3139.9532
894.536 | 132.37 | 3.2481 | 44.5194 | 0 | 5011.8272 | 317.4428 | 7.5659e-10 | 1.407e-11% | 5509.4075 | 5377.0375 | 5509.4075 | 5377.0375
894.568 | 132.5583 | 3.2603 | 44.5497 | 0 | 7146.0546 | 318.4237 | 7.5806e-10 | 1.009e-11% | 7644.8466 | 7512.2883 | 7644.8466 | 7512.2883
894.6 | 132.5735 | 3.2676 | 44.5363 | 0 | 8042.8355 | 319.026 | 7.567e-10 | 8.998e-12% | 8542.2389 | 8409.6654 | 8542.2389 | 8409.6654
894.632 | 132.4342 | 3.2701 | 44.4854 | 0 | 7145.1989 | 319.2571 | 7.6085e-10 | 1.013e-11% | 7644.6456 | 7512.2115 | 7644.6456 | 7512.2115
894.664 | 132.2717 | 3.2709 | 44.4325 | 0 | 5011.5226 | 319.3429 | 7.6227e-10 | 1.417e-11% | 5510.8405 | 5378.5688 | 5510.8405 | 5378.5688
894.696 | 132.1653 | 3.2716 | 44.399 | 0 | 2777.0959 | 319.4274 | 7.6369e-10 | 2.429e-11% | 3276.3592 | 3144.1938 | 3276.3592 | 3144.1938
894.728 | 132.045 | 3.2708 | 44.3657 | 0 | 1218.7455 | 319.3895 | 7.6517e-10 | 4.825e-11% | 1717.8165 | 1585.7715 | 1717.8165 | 1585.7715
894.76 | 131.7179 | 3.264 | 44.2809 | 0 | 426.8433 | 318.8843 | 7.6659e-10 | 9.664e-11% | 924.9902 | 793.2724 | 924.9902 | 793.2724
894.792 | 130.9952 | 3.2469 | 44.0942 | 0 | 122.1975 | 317.5692 | 7.6801e-10 | 1.577e-10% | 618.103 | 487.1077 | 618.103 | 487.1077
894.824 | 129.8683 | 3.2193 | 43.8035 | 0 | 30.6968 | 315.4266 | 7.6949e-10 | 1.957e-10% | 523.0144 | 393.1461 | 523.0144 | 393.1461
894.856 | 128.6365 | 3.1881 | 43.4885 | 0 | 8.3689 | 313.0059 | 7.7091e-10 | 2.095e-10% | 496.688 | 368.0515 | 496.688 | 368.0515
894.888 | 127.8315 | 3.1659 | 43.2898 | 0 | 4.5249 | 311.2916 | 7.7233e-10 | 2.132e-10% | 490.1037 | 362.2722 | 490.1037 | 362.2722
894.92 | 127.8904 | 3.1631 | 43.3224 | 0 | 6.2794 | 311.0992 | 7.7381e-10 | 2.127e-10% | 491.7544 | 363.864 | 491.7544 | 363.864
894.952 | 128.8071 | 3.1795 | 43.5842 | 0 | 10.4563 | 312.4272 | 7.7523e-10 | 2.097e-10% | 498.4542 | 369.6471 | 498.4542 | 369.6471
894.984 | 130.0932 | 3.2039 | 43.9458 | 0 | 14.74 | 314.3821 | 7.7671e-10 | 2.064e-10% | 506.365 | 376.2717 | 506.365 | 376.2717
895.016 | 131.1144 | 3.2214 | 44.2392 | 0 | 16.5584 | 315.8014 | 7.7819e-10 | 2.049e-10% | 510.935 | 379.8205 | 510.935 | 379.8205
895.048 | 131.5332 | 3.2243 | 44.375 | 0 | 14.7027 | 316.073 | 7.7961e-10 | 2.06e-10% | 509.9082 | 378.375 | 509.9082 | 378.375
895.08 | 131.5182 | 3.2166 | 44.397 | 0 | 10.306 | 315.5184 | 7.8109e-10 | 2.092e-10% | 504.9562 | 373.438 | 504.9562 | 373.438
895.112 | 131.5649 | 3.21 | 44.436 | 0 | 5.7018 | 315.0591 | 7.8256e-10 | 2.124e-10% | 499.9718 | 368.4069 | 499.9718 | 368.4069
895.144 | 132.0677 | 3.214 | 44.5959 | 0 | 2.4897 | 315.4253 | 7.8404e-10 | 2.144e-10% | 497.7926 | 365.7249 | 497.7926 | 365.7249
895.176 | 133.0097 | 3.228 | 44.8724 | 0 | 0.858 | 316.5877 | 7.8552e-10 | 2.149e-10% | 498.5559 | 365.5462 | 498.5559 | 365.5462
895.208 | 134.0365 | 3.2439 | 45.1714 | 0 | 0.23336 | 317.8989 | 7.8694e-10 | 2.147e-10% | 500.5841 | 366.5477 | 500.5841 | 366.5477
895.24 | 134.7785 | 3.2533 | 45.3946 | 0 | 0.050094 | 318.6925 | 7.8842e-10 | 2.146e-10% | 502.169 | 367.3905 | 502.169 | 367.3905
895.272 | 135.0686 | 3.2524 | 45.4972 | 0 | 0.0084866 | 318.6809 | 7.899e-10 | 2.15e-10% | 502.5075 | 367.439 | 502.5075 | 367.439
895.304 | 134.8991 | 3.2414 | 45.4768 | 0 | 0.0011347 | 317.8707 | 7.9137e-10 | 2.159e-10% | 501.4891 | 366.59 | 501.4891 | 366.59
895.336 | 134.2822 | 3.2207 | 45.3372 | 0 | 0.00011973 | 316.2971 | 7.9291e-10 | 2.173e-10% | 499.1374 | 364.8552 | 499.1374 | 364.8552
895.368 | 133.2572 | 3.1914 | 45.0888 | 0 | 0 | 314.0347 | 7.9439e-10 | 2.193e-10% | 495.5722 | 362.315 | 495.5722 | 362.315
895.4 | 132.076 | 3.1592 | 44.7981 | 0 | 0 | 311.5379 | 7.9586e-10 | 2.214e-10% | 491.5712 | 359.4952 | 491.5712 | 359.4952
895.432 | 131.2849 | 3.1365 | 44.6086 | 0 | 0 | 309.7935 | 7.9734e-10 | 2.23e-10% | 488.8236 | 357.5386 | 488.8236 | 357.5386
895.464 | 131.4171 | 3.1355 | 44.6603 | 0 | 4.8586e-05 | 309.764 | 7.9882e-10 | 2.234e-10% | 488.977 | 357.5599 | 488.977 | 357.5599
895.496 | 132.484 | 3.1563 | 44.9566 | 0 | 0.000509 | 311.4619 | 8.0036e-10 | 2.226e-10% | 492.0594 | 359.5754 | 492.0594 | 359.5754
895.528 | 133.8126 | 3.1833 | 45.3211 | 0 | 0.0039037 | 313.6537 | 8.0183e-10 | 2.214e-10% | 495.9745 | 362.1619 | 495.9745 | 362.1619
895.56 | 134.4288 | 3.194 | 45.4977 | 0 | 0.023767 | 314.5601 | 8.0331e-10 | 2.211e-10% | 497.7044 | 363.2755 | 497.7044 | 363.2755
895.592 | 133.6195 | 3.1723 | 45.2984 | 0 | 0.115 | 312.88 | 8.0485e-10 | 2.227e-10% | 495.0852 | 361.4657 | 495.0852 | 361.4657
895.624 | 131.2915 | 3.116 | 44.6977 | 0 | 0.44273 | 308.4433 | 8.0632e-10 | 2.261e-10% | 487.9913 | 356.6998 | 487.9913 | 356.6998
895.656 | 128.0737 | 3.0398 | 43.8595 | 0 | 1.3579 | 302.3948 | 8.0786e-10 | 2.304e-10% | 478.7257 | 350.652 | 478.7257 | 350.652
895.688 | 125.1729 | 2.9711 | 43.1008 | 0 | 3.3224 | 296.9343 | 8.0939e-10 | 2.337e-10% | 471.5015 | 346.3286 | 471.5015 | 346.3286
895.72 | 123.9068 | 2.9401 | 42.7707 | 0 | 6.5672 | 294.4734 | 8.1087e-10 | 2.338e-10% | 470.6582 | 346.7514 | 470.6582 | 346.7514
895.752 | 124.9931 | 2.9632 | 43.0615 | 0 | 10.9266 | 296.3401 | 8.1241e-10 | 2.3e-10% | 478.2846 | 353.2914 | 478.2846 | 353.2914
895.784 | 128.0389 | 3.0313 | 43.8721 | 0 | 18.6966 | 301.8339 | 8.1388e-10 | 2.215e-10% | 495.4728 | 367.4339 | 495.4728 | 367.4339
895.816 | 131.7612 | 3.1151 | 44.8638 | 0 | 49.3033 | 308.6141 | 8.1548e-10 | 2.009e-10% | 537.6575 | 405.8963 | 537.6575 | 405.8963
895.848 | 134.8587 | 3.1851 | 45.6907 | 0 | 187.0627 | 314.2918 | 8.1695e-10 | 1.485e-10% | 685.0889 | 550.2302 | 685.0889 | 550.2302
895.88 | 136.7394 | 3.2276 | 46.1946 | 0 | 686.165 | 317.7689 | 8.1849e-10 | 7.77e-11% | 1190.0955 | 1053.3561 | 1190.0955 | 1053.3561
895.912 | 137.5168 | 3.2451 | 46.4052 | 0 | 2082.8564 | 319.2419 | 8.2002e-10 | 3.345e-11% | 2589.2653 | 2451.7486 | 2589.2653 | 2451.7486
895.944 | 137.539 | 3.2455 | 46.415 | 0 | 5075.117 | 319.3426 | 8.2156e-10 | 1.509e-11% | 5581.6591 | 5444.1201 | 5581.6591 | 5444.1201
895.976 | 137.0509 | 3.2343 | 46.2897 | 0 | 9883.956 | 318.5176 | 8.2309e-10 | 8.029e-12% | 10389.0485 | 10251.9976 | 10389.0485 | 10251.9976
896.008 | 136.2182 | 3.2153 | 46.0735 | 0 | 15387.4289 | 317.0689 | 8.2463e-10 | 5.234e-12% | 15890.0048 | 15753.7866 | 15890.0048 | 15753.7866
896.04 | 135.3135 | 3.1946 | 45.8387 | 0 | 19161.5573 | 315.4913 | 8.2946e-10 | 4.248e-12% | 19661.3955 | 19526.0819 | 19661.3955 | 19526.0819
896.072 | 134.7536 | 3.1819 | 45.695 | 0 | 19095.1485 | 314.539 | 8.2946e-10 | 4.263e-12% | 19593.318 | 19458.5644 | 19593.318 | 19458.5644
896.104 | 134.8662 | 3.1845 | 45.7286 | 0 | 15230.2218 | 314.8056 | 8.2929e-10 | 5.318e-12% | 15728.8067 | 15593.9406 | 15728.8067 | 15593.9406
896.136 | 135.6155 | 3.2017 | 45.9296 | 0 | 9722.1106 | 316.2265 | 8.3082e-10 | 8.236e-12% | 10223.0839 | 10087.4684 | 10223.0839 | 10087.4684
896.168 | 136.6174 | 3.2248 | 46.1968 | 0 | 4969.0645 | 318.1076 | 8.3242e-10 | 1.56e-11% | 5473.2112 | 5336.5937 | 5473.2112 | 5336.5937
896.2 | 137.4463 | 3.2439 | 46.4179 | 0 | 2041.1705 | 319.6806 | 8.3395e-10 | 3.46e-11% | 2547.9591 | 2410.5128 | 2547.9591 | 2410.5128
896.232 | 137.8973 | 3.2545 | 46.5385 | 0 | 686.5084 | 320.577 | 8.3548e-10 | 7.905e-11% | 1194.7757 | 1056.8784 | 1194.7757 | 1056.8784
896.264 | 137.9796 | 3.2568 | 46.5608 | 0 | 203.4138 | 320.8173 | 8.3708e-10 | 1.458e-10% | 712.0282 | 574.0486 | 712.0282 | 574.0486
896.296 | 137.7233 | 3.2516 | 46.4923 | 0 | 64.5598 | 320.4582 | 8.3861e-10 | 1.929e-10% | 572.4853 | 434.7619 | 572.4853 | 434.7619
896.328 | 136.9764 | 3.2356 | 46.2915 | 0 | 26.4565 | 319.2222 | 8.402e-10 | 2.126e-10% | 532.1823 | 395.2058 | 532.1823 | 395.2058
896.36 | 135.3309 | 3.1995 | 45.8485 | 0 | 12.4964 | 316.3595 | 8.4179e-10 | 2.228e-10% | 513.2349 | 377.904 | 513.2349 | 377.904
896.392 | 132.3323 | 3.1331 | 45.0409 | 0 | 6.3299 | 311.035 | 8.4333e-10 | 2.307e-10% | 497.8713 | 365.539 | 497.8713 | 365.539
896.424 | 128.0101 | 3.0374 | 43.8764 | 0 | 5.6048 | 303.3136 | 8.4492e-10 | 2.374e-10% | 483.8423 | 355.8321 | 483.8423 | 355.8321
896.456 | 123.3107 | 2.9338 | 42.6098 | 0 | 9.9186 | 294.9654 | 8.4651e-10 | 2.416e-10% | 473.7383 | 350.4277 | 473.7383 | 350.4277
896.488 | 119.7587 | 2.8573 | 41.6516 | 0 | 18.4535 | 288.8317 | 8.481e-10 | 2.411e-10% | 471.5528 | 351.7941 | 471.5528 | 351.7941
896.52 | 118.4266 | 2.8322 | 41.2894 | 0 | 28.5595 | 286.8981 | 8.497e-10 | 2.363e-10% | 478.0057 | 359.5791 | 478.0057 | 359.5791
896.552 | 119.2978 | 2.8579 | 41.5162 | 0 | 35.8114 | 289.1075 | 8.5129e-10 | 2.305e-10% | 488.5908 | 369.293 | 488.5908 | 369.293
896.584 | 121.6293 | 2.9176 | 42.1292 | 0 | 37.0808 | 294.0444 | 8.5288e-10 | 2.267e-10% | 497.8013 | 376.172 | 497.8013 | 376.172
896.616 | 124.5302 | 2.9905 | 42.8882 | 0 | 33.9449 | 300.0252 | 8.5447e-10 | 2.25e-10% | 504.3789 | 379.8487 | 504.3789 | 379.8487
896.648 | 127.0176 | 3.0539 | 43.5323 | 0 | 31.8344 | 305.2068 | 8.5606e-10 | 2.231e-10% | 510.645 | 383.6274 | 510.645 | 383.6274
896.68 | 128.0157 | 3.0828 | 43.7784 | 0 | 34.6414 | 307.5801 | 8.5765e-10 | 2.204e-10% | 517.0984 | 389.0827 | 517.0984 | 389.0827
896.712 | 126.8859 | 3.0622 | 43.4598 | 0 | 40.2758 | 305.9531 | 8.5925e-10 | 2.188e-10% | 519.6368 | 392.7508 | 519.6368 | 392.7508
896.744 | 124.0756 | 3.0023 | 42.6971 | 0 | 42.4236 | 301.1602 | 8.6084e-10 | 2.211e-10% | 513.3588 | 389.2832 | 513.3588 | 389.2832
896.776 | 121.0344 | 2.9365 | 41.8767 | 0 | 36.9466 | 295.9105 | 8.6243e-10 | 2.284e-10% | 498.7048 | 377.6704 | 498.7048 | 377.6704
896.808 | 119.2809 | 2.9001 | 41.4023 | 0 | 25.7557 | 293.0416 | 8.6408e-10 | 2.38e-10% | 482.3806 | 363.0997 | 482.3806 | 363.0997
896.84 | 119.4835 | 2.9083 | 41.4509 | 0 | 14.2444 | 293.796 | 8.6567e-10 | 2.456e-10% | 471.8832 | 352.3997 | 471.8832 | 352.3997
896.872 | 121.3762 | 2.9552 | 41.9505 | 0 | 6.3191 | 297.6621 | 8.6732e-10 | 2.486e-10% | 470.2631 | 348.8869 | 470.2631 | 348.8869
896.904 | 124.2676 | 3.0246 | 42.7158 | 0 | 2.6516 | 303.3318 | 8.6891e-10 | 2.47e-10% | 475.9914 | 351.7238 | 475.9914 | 351.7238
896.936 | 127.4167 | 3.0993 | 43.55 | 0 | 2.4699 | 309.4112 | 8.7056e-10 | 2.428e-10% | 485.9471 | 358.5303 | 485.9471 | 358.5303
896.968 | 130.1676 | 3.1641 | 44.2798 | 0 | 5.6383 | 314.6714 | 8.7215e-10 | 2.372e-10% | 497.9212 | 367.7536 | 497.9212 | 367.7536
897 | 132.1075 | 3.2091 | 44.7972 | 0 | 12.8175 | 318.3398 | 8.738e-10 | 2.305e-10% | 511.2712 | 379.1637 | 511.2712 | 379.1637
897.032 | 133.1874 | 3.2331 | 45.0896 | 0 | 23.7912 | 320.3233 | 8.7545e-10 | 2.231e-10% | 525.6247 | 392.4372 | 525.6247 | 392.4372
897.064 | 133.6306 | 3.2413 | 45.2164 | 0 | 36.0037 | 321.0371 | 8.7704e-10 | 2.163e-10% | 539.1291 | 405.4984 | 539.1291 | 405.4984
897.096 | 133.7335 | 3.2405 | 45.2558 | 0 | 45.8525 | 321.0357 | 8.7869e-10 | 2.115e-10% | 549.1179 | 415.3844 | 549.1179 | 415.3844
897.128 | 133.7362 | 3.2365 | 45.2714 | 0 | 52.1627 | 320.7751 | 8.8033e-10 | 2.089e-10% | 555.1819 | 421.4457 | 555.1819 | 421.4457
897.16 | 133.7537 | 3.2321 | 45.2934 | 0 | 57.7219 | 320.4847 | 8.8198e-10 | 2.067e-10% | 560.4859 | 426.7322 | 560.4859 | 426.7322
897.192 | 133.6806 | 3.2253 | 45.2927 | 0 | 67.5926 | 319.9873 | 8.8357e-10 | 2.026e-10% | 569.7784 | 436.0978 | 569.7784 | 436.0978
897.224 | 133.0963 | 3.2065 | 45.1559 | 0 | 88.6618 | 318.5174 | 8.8528e-10 | 1.943e-10% | 588.638 | 455.5417 | 588.638 | 455.5417
897.256 | 131.3188 | 3.1604 | 44.6992 | 0 | 131.8976 | 314.8145 | 8.8687e-10 | 1.793e-10% | 625.8906 | 494.5718 | 625.8906 | 494.5718
897.288 | 127.7772 | 3.074 | 43.7675 | 0 | 208.3052 | 307.8165 | 8.8858e-10 | 1.578e-10% | 690.7405 | 562.9632 | 690.7405 | 562.9632
897.32 | 122.6876 | 2.9525 | 42.4155 | 0 | 311.2799 | 297.9282 | 8.9022e-10 | 1.36e-10% | 777.2637 | 654.5761 | 777.2637 | 654.5761
897.352 | 117.5258 | 2.8299 | 41.0371 | 0 | 401.86 | 287.924 | 8.9187e-10 | 1.216e-10% | 851.1768 | 733.651 | 851.1768 | 733.651
897.384 | 114.5192 | 2.7576 | 40.2322 | 0 | 427.0277 | 282.0163 | 8.9358e-10 | 1.188e-10% | 866.553 | 752.0338 | 866.553 | 752.0338
897.416 | 115.1345 | 2.7694 | 40.4002 | 0 | 365.5231 | 283.011 | 8.9523e-10 | 1.294e-10% | 806.8382 | 691.7037 | 806.8382 | 691.7037
897.448 | 118.8624 | 2.8538 | 41.4092 | 0 | 249.9185 | 289.9892 | 8.9688e-10 | 1.535e-10% | 703.033 | 584.1706 | 703.033 | 584.1706
897.48 | 123.6432 | 2.9634 | 42.7051 | 0 | 136.8325 | 299.0764 | 8.9858e-10 | 1.866e-10% | 605.2207 | 481.5775 | 605.2207 | 481.5775
897.512 | 127.492 | 3.0526 | 43.75 | 0 | 62.5168 | 306.505 | 9.0023e-10 | 2.165e-10% | 543.3163 | 415.8243 | 543.3163 | 415.8243
897.544 | 129.5573 | 3.1018 | 44.3111 | 0 | 29.7107 | 310.637 | 9.0193e-10 | 2.326e-10% | 517.3178 | 387.7606 | 517.3178 | 387.7606
897.576 | 129.8553 | 3.111 | 44.3931 | 0 | 23.3058 | 311.4853 | 9.0358e-10 | 2.364e-10% | 512.1505 | 382.2953 | 512.1505 | 382.2953
897.608 | 128.6544 | 3.0863 | 44.0713 | 0 | 27.1812 | 309.5503 | 9.0529e-10 | 2.358e-10% | 512.5435 | 383.889 | 512.5435 | 383.889
897.64 | 126.4718 | 3.0391 | 43.4867 | 0 | 31.047 | 305.7941 | 9.0699e-10 | 2.366e-10% | 509.8387 | 383.3669 | 509.8387 | 383.3669
897.672 | 124.3256 | 2.9928 | 42.9112 | 0 | 31.9039 | 302.1058 | 9.0864e-10 | 2.392e-10% | 504.2393 | 379.9137 | 504.2393 | 379.9137
897.704 | 123.419 | 2.9749 | 42.6644 | 0 | 32.5838 | 300.7171 | 9.1035e-10 | 2.402e-10% | 502.3593 | 378.9403 | 502.3593 | 378.9403
897.736 | 124.3156 | 2.9984 | 42.8958 | 0 | 36.528 | 302.6695 | 9.1205e-10 | 2.368e-10% | 509.4074 | 385.0917 | 509.4074 | 385.0917
897.768 | 126.4823 | 3.0508 | 43.4648 | 0 | 42.4025 | 306.9625 | 9.1376e-10 | 2.308e-10% | 522.3629 | 395.8806 | 522.3629 | 395.8806
897.8 | 128.7504 | 3.1051 | 44.0621 | 0 | 44.7026 | 311.4101 | 9.1541e-10 | 2.27e-10% | 532.0303 | 403.2799 | 532.0303 | 403.2799
897.832 | 130.259 | 3.1413 | 44.4603 | 0 | 40.1156 | 314.3999 | 9.1717e-10 | 2.281e-10% | 532.3761 | 402.1171 | 532.3761 | 402.1171
897.864 | 130.9829 | 3.1588 | 44.6529 | 0 | 32.1066 | 315.8789 | 9.1887e-10 | 2.322e-10% | 526.78 | 395.7971 | 526.78 | 395.7971
897.896 | 131.4534 | 3.1699 | 44.7807 | 0 | 28.6267 | 316.8343 | 9.2058e-10 | 2.34e-10% | 524.8651 | 393.4116 | 524.8651 | 393.4116
897.928 | 132.1112 | 3.1847 | 44.9606 | 0 | 36.1871 | 318.0836 | 9.2228e-10 | 2.292e-10% | 534.5273 | 402.4161 | 534.5273 | 402.4161
897.96 | 132.9703 | 3.2036 | 45.1961 | 0 | 55.9102 | 319.6492 | 9.2405e-10 | 2.18e-10% | 556.9293 | 423.959 | 556.9293 | 423.959
897.992 | 133.7864 | 3.2206 | 45.4225 | 0 | 82.9514 | 321.0727 | 9.2575e-10 | 2.045e-10% | 586.4536 | 452.6672 | 586.4536 | 452.6672
898.024 | 134.3698 | 3.2315 | 45.5892 | 0 | 108.4982 | 322.002 | 9.2746e-10 | 1.935e-10% | 613.6908 | 479.321 | 613.6908 | 479.321
898.056 | 134.685 | 3.2354 | 45.6863 | 0 | 124.6282 | 322.377 | 9.2916e-10 | 1.874e-10% | 630.612 | 495.9269 | 630.612 | 495.9269
898.088 | 134.7213 | 3.2324 | 45.7098 | 0 | 129.9784 | 322.1852 | 9.3087e-10 | 1.858e-10% | 635.8272 | 501.1058 | 635.8272 | 501.1058
898.12 | 134.2906 | 3.2183 | 45.6073 | 0 | 129.722 | 321.0775 | 9.3263e-10 | 1.867e-10% | 633.9157 | 499.6251 | 633.9157 | 499.6251
898.152 | 132.8802 | 3.1815 | 45.2372 | 0 | 128.6267 | 318.0843 | 9.3439e-10 | 1.887e-10% | 628.01 | 495.1298 | 628.01 | 495.1298
898.184 | 129.7579 | 3.1054 | 44.3974 | 0 | 128.1134 | 311.8117 | 9.361e-10 | 1.92e-10% | 617.1858 | 487.4279 | 617.1858 | 487.4279
898.216 | 124.5915 | 2.9827 | 42.9936 | 0 | 133.9509 | 301.6241 | 9.3786e-10 | 1.948e-10% | 606.1428 | 481.5513 | 606.1428 | 481.5513
898.248 | 118.3715 | 2.8363 | 41.2952 | 0 | 160.3287 | 289.4248 | 9.3962e-10 | 1.903e-10% | 612.2565 | 493.885 | 612.2565 | 493.885
898.28 | 113.5681 | 2.723 | 39.9809 | 0 | 214.8797 | 279.9753 | 9.4138e-10 | 1.751e-10% | 651.1269 | 537.5588 | 651.1269 | 537.5588
898.312 | 112.665 | 2.6999 | 39.7374 | 0 | 279.5401 | 278.0829 | 9.4315e-10 | 1.572e-10% | 712.7253 | 600.0603 | 712.7253 | 600.0603
898.344 | 116.1335 | 2.7778 | 40.6986 | 0 | 318.964 | 284.6793 | 9.4496e-10 | 1.46e-10% | 763.2532 | 647.1197 | 763.2532 | 647.1197
898.376 | 122.0593 | 2.9129 | 42.3376 | 0 | 314.5892 | 296.073 | 9.4667e-10 | 1.443e-10% | 777.9721 | 655.9128 | 777.9721 | 655.9128
898.408 | 127.8289 | 3.0449 | 43.9322 | 0 | 280.8911 | 307.2028 | 9.4838e-10 | 1.493e-10% | 762.8999 | 635.071 | 762.8999 | 635.071
898.44 | 131.9175 | 3.1389 | 45.0604 | 0 | 241.654 | 315.1113 | 9.5014e-10 | 1.571e-10% | 736.8821 | 604.9646 | 736.8821 | 604.9646
898.472 | 134.2106 | 3.1919 | 45.6918 | 0 | 202.3553 | 319.5756 | 9.5201e-10 | 1.668e-10% | 705.0252 | 570.8146 | 705.0252 | 570.8146
898.504 | 135.2742 | 3.2169 | 45.9841 | 0 | 155.6239 | 321.6903 | 9.5372e-10 | 1.811e-10% | 661.7893 | 526.5152 | 661.7893 | 526.5152
898.536 | 135.6786 | 3.2267 | 46.0958 | 0 | 102.5235 | 322.5521 | 9.5548e-10 | 2.014e-10% | 610.0766 | 474.3981 | 610.0766 | 474.3981
898.568 | 135.7749 | 3.2294 | 46.1235 | 0 | 55.5118 | 322.8294 | 9.5724e-10 | 2.238e-10% | 563.4688 | 427.694 | 563.4688 | 427.694
898.6 | 135.7346 | 3.2288 | 46.1142 | 0 | 25.1929 | 322.8457 | 9.5901e-10 | 2.413e-10% | 533.1161 | 397.3816 | 533.1161 | 397.3816
898.632 | 135.6337 | 3.2269 | 46.0886 | 0 | 13.9253 | 322.7461 | 9.6082e-10 | 2.489e-10% | 521.6205 | 385.9868 | 521.6205 | 385.9868
898.664 | 135.4957 | 3.2241 | 46.0527 | 0 | 22.3128 | 322.5797 | 9.6259e-10 | 2.442e-10% | 529.665 | 394.1693 | 529.665 | 394.1693
898.696 | 135.2728 | 3.2194 | 45.9938 | 0 | 56.5683 | 322.2629 | 9.6441e-10 | 2.253e-10% | 563.3174 | 428.0445 | 563.3174 | 428.0445
898.728 | 134.7704 | 3.2086 | 45.8593 | 0 | 124.6014 | 321.4294 | 9.6617e-10 | 1.951e-10% | 629.8691 | 495.0987 | 629.8691 | 495.0987
898.76 | 133.5601 | 3.1815 | 45.5339 | 0 | 219.6432 | 319.2628 | 9.6799e-10 | 1.647e-10% | 721.1814 | 587.6214 | 721.1814 | 587.6214
898.792 | 131.0296 | 3.1241 | 44.8524 | 0 | 308.0195 | 314.5908 | 9.6975e-10 | 1.446e-10% | 801.6164 | 670.5868 | 801.6164 | 670.5868
898.824 | 126.7273 | 3.0259 | 43.6916 | 0 | 345.8768 | 306.5367 | 9.718e-10 | 1.39e-10% | 825.8583 | 699.131 | 825.8583 | 699.131
898.856 | 120.8486 | 2.8914 | 42.0999 | 0 | 323.1445 | 295.4378 | 9.7339e-10 | 1.467e-10% | 784.4222 | 663.5736 | 784.4222 | 663.5736
898.888 | 114.3195 | 2.7417 | 40.32 | 0 | 300.4786 | 283.0006 | 9.7521e-10 | 1.556e-10% | 740.8603 | 626.5408 | 740.8603 | 626.5408
898.92 | 108.2786 | 2.6028 | 38.6524 | 0 | 419.9533 | 271.3436 | 9.7702e-10 | 1.334e-10% | 840.8306 | 732.552 | 840.8306 | 732.552
898.952 | 103.6681 | 2.4964 | 37.3555 | 0 | 890.1695 | 262.2851 | 9.7884e-10 | 8.21e-11% | 1295.9746 | 1192.3065 | 1295.9746 | 1192.3065
898.984 | 101.404 | 2.4439 | 36.6977 | 0 | 1892.8259 | 257.7113 | 9.8066e-10 | 4.479e-11% | 2291.0827 | 2189.6787 | 2291.0827 | 2189.6787
899.016 | 102.2722 | 2.4635 | 36.9201 | 0 | 3352.6163 | 259.3111 | 9.8248e-10 | 2.691e-11% | 3753.5831 | 3651.311 | 3753.5831 | 3651.311
899.048 | 106.01 | 2.5494 | 37.9643 | 0 | 4746.4375 | 266.6679 | 9.843e-10 | 1.948e-11% | 5159.6292 | 5053.6192 | 5159.6292 | 5053.6192
899.08 | 110.9193 | 2.6624 | 39.3557 | 0 | 5324.3491 | 276.4428 | 9.8589e-10 | 1.747e-11% | 5753.7293 | 5642.81 | 5753.7293 | 5642.81
899.112 | 115.1038 | 2.7587 | 40.5518 | 0 | 4721.3805 | 284.8304 | 9.8794e-10 | 1.956e-11% | 5164.6252 | 5049.5214 | 5164.6252 | 5049.5214
899.144 | 117.9166 | 2.8232 | 41.3573 | 0 | 3306.8583 | 290.4689 | 9.8981e-10 | 2.718e-11% | 3759.4243 | 3641.5077 | 3759.4243 | 3641.5077
899.176 | 119.7355 | 2.8647 | 41.869 | 0 | 1828.7837 | 294.0583 | 9.9163e-10 | 4.575e-11% | 2287.3112 | 2167.5757 | 2287.3112 | 2167.5757
899.208 | 120.592 | 2.8842 | 42.099 | 0 | 798.79 | 295.6978 | 9.9345e-10 | 8.719e-11% | 1260.063 | 1139.471 | 1260.063 | 1139.471
899.24 | 119.6513 | 2.8626 | 41.8255 | 0 | 277.2571 | 293.8339 | 9.9533e-10 | 1.616e-10% | 735.4303 | 615.779 | 735.4303 | 615.779
899.272 | 116.1551 | 2.7826 | 40.8462 | 0 | 83.0929 | 287.0362 | 9.9715e-10 | 2.41e-10% | 529.9129 | 413.7578 | 529.9129 | 413.7578
899.304 | 110.5149 | 2.6534 | 39.2754 | 0 | 42.5749 | 276.0945 | 9.9902e-10 | 2.77e-10% | 471.113 | 360.5982 | 471.113 | 360.5982
899.336 | 104.2929 | 2.5109 | 37.542 | 0 | 73.861 | 264.0114 | 1.0009e-09 | 2.648e-10% | 482.2183 | 377.9254 | 482.2183 | 377.9254
899.368 | 99.4225 | 2.3995 | 36.18 | 0 | 158.8212 | 254.5376 | 1.0027e-09 | 2.219e-10% | 551.3608 | 451.9383 | 551.3608 | 451.9383
899.4 | 97.6405 | 2.3591 | 35.6742 | 0 | 290.3651 | 251.0893 | 1.0046e-09 | 1.734e-10% | 677.1281 | 579.4876 | 677.1281 | 579.4876
899.432 | 100.0316 | 2.4148 | 36.3306 | 0 | 434.4431 | 255.8258 | 1.0065e-09 | 1.381e-10% | 829.0459 | 729.0143 | 829.0459 | 729.0143
899.464 | 106.2621 | 2.559 | 38.0577 | 0 | 528.772 | 268.1055 | 1.0084e-09 | 1.204e-10% | 943.7562 | 837.4941 | 943.7562 | 837.4941
899.496 | 114.3458 | 2.7459 | 40.3 | 0 | 523.0461 | 284.0183 | 1.0102e-09 | 1.188e-10% | 964.4561 | 850.1103 | 964.4561 | 850.1103
899.528 | 121.7978 | 2.9183 | 42.3633 | 0 | 421.5613 | 298.6776 | 1.0121e-09 | 1.322e-10% | 887.3184 | 765.5206 | 887.3184 | 765.5206
899.56 | 127.1752 | 3.0431 | 43.8459 | 0 | 278.5273 | 309.264 | 1.014e-09 | 1.598e-10% | 761.8556 | 634.6804 | 761.8556 | 634.6804
899.592 | 130.4483 | 3.12 | 44.7411 | 0 | 152.2873 | 315.7557 | 1.0158e-09 | 1.969e-10% | 646.3523 | 515.9041 | 646.3523 | 515.9041
899.624 | 132.2546 | 3.164 | 45.2277 | 0 | 69.7102 | 319.4546 | 1.0177e-09 | 2.326e-10% | 569.8111 | 437.5565 | 569.8111 | 437.5565
899.656 | 133.1655 | 3.1886 | 45.4653 | 0 | 27.0052 | 321.531 | 1.0196e-09 | 2.567e-10% | 530.3556 | 397.1901 | 530.3556 | 397.1901
899.688 | 133.5066 | 3.2017 | 45.5439 | 0 | 8.9033 | 322.6534 | 1.0215e-09 | 2.686e-10% | 513.8089 | 380.3023 | 513.8089 | 380.3023
899.72 | 133.4727 | 3.2077 | 45.5168 | 0 | 2.4915 | 323.2001 | 1.0234e-09 | 2.733e-10% | 507.8887 | 374.4161 | 507.8887 | 374.4161
899.752 | 133.2201 | 3.21 | 45.4269 | 0 | 0.58631 | 323.4408 | 1.0253e-09 | 2.751e-10% | 505.8841 | 372.664 | 505.8841 | 372.664
899.784 | 132.8755 | 3.2109 | 45.31 | 0 | 0.11905 | 323.5704 | 1.0272e-09 | 2.76e-10% | 505.0859 | 372.2104 | 505.0859 | 372.2104
899.816 | 132.5162 | 3.2116 | 45.1886 | 0 | 0.047627 | 323.6893 | 1.0291e-09 | 2.765e-10% | 504.6535 | 372.1372 | 504.6535 | 372.1372
899.848 | 132.1641 | 3.2123 | 45.0697 | 0 | 0.14041 | 323.8067 | 1.031e-09 | 2.77e-10% | 504.3933 | 372.2292 | 504.3933 | 372.2292
899.88 | 131.8077 | 3.2126 | 44.9506 | 0 | 0.50842 | 323.8867 | 1.0329e-09 | 2.772e-10% | 504.3661 | 372.5583 | 504.3661 | 372.5583
899.912 | 131.4361 | 3.2122 | 44.8282 | 0 | 1.4745 | 323.9069 | 1.0348e-09 | 2.771e-10% | 504.8578 | 373.4217 | 504.8578 | 373.4217
899.944 | 131.0556 | 3.2111 | 44.7043 | 0 | 3.3764 | 323.8795 | 1.0368e-09 | 2.763e-10% | 506.227 | 375.1714 | 506.227 | 375.1714
899.976 | 130.6805 | 3.2097 | 44.5831 | 0 | 6.1019 | 323.8216 | 1.0387e-09 | 2.75e-10% | 508.3969 | 377.7164 | 508.3969 | 377.7164
900.008 | 130.3081 | 3.2076 | 44.465 | 0 | 8.7031 | 323.7019 | 1.0406e-09 | 2.738e-10% | 510.3857 | 380.0776 | 510.3857 | 380.0776
900.04 | 129.8904 | 3.2032 | 44.3377 | 0 | 9.8364 | 323.3897 | 1.0425e-09 | 2.738e-10% | 510.6574 | 380.767 | 510.6574 | 380.767
900.072 | 129.2825 | 3.1927 | 44.1622 | 0 | 9.1197 | 322.5625 | 1.0444e-09 | 2.756e-10% | 508.3197 | 379.0372 | 508.3197 | 379.0372
900.104 | 128.128 | 3.1675 | 43.8395 | 0 | 9.2972 | 320.4858 | 1.0464e-09 | 2.777e-10% | 504.918 | 376.79 | 504.918 | 376.79
900.136 | 125.7366 | 3.1113 | 43.1761 | 0 | 22.8288 | 315.768 | 1.0484e-09 | 2.724e-10% | 510.6207 | 384.8841 | 510.6207 | 384.8841
900.168 | 121.2491 | 3.004 | 41.9307 | 0 | 95.5907 | 306.6898 | 1.0503e-09 | 2.349e-10% | 568.4643 | 447.2152 | 568.4643 | 447.2152
900.2 | 114.4137 | 2.8402 | 40.0331 | 0 | 362.8486 | 292.7746 | 1.0522e-09 | 1.506e-10% | 812.9103 | 698.4966 | 812.9103 | 698.4966
900.232 | 106.6092 | 2.6529 | 37.8712 | 0 | 1111.6006 | 276.861 | 1.0542e-09 | 7.377e-11% | 1535.5949 | 1428.9857 | 1535.5949 | 1428.9857
900.264 | 100.8433 | 2.5134 | 36.2869 | 0 | 2720.0172 | 265.0788 | 1.0562e-09 | 3.493e-11% | 3124.7397 | 3023.8964 | 3124.7397 | 3023.8964
900.296 | 99.9768 | 2.4898 | 36.0753 | 0 | 5317.077 | 263.2045 | 1.0581e-09 | 1.883e-11% | 5718.8234 | 5618.8466 | 5718.8234 | 5618.8466
900.328 | 104.5107 | 2.5935 | 37.3662 | 0 | 8311.59 | 272.17 | 1.0601e-09 | 1.229e-11% | 8728.2303 | 8623.7196 | 8728.2303 | 8623.7196
900.36 | 112.2011 | 2.771 | 39.5258 | 0 | 10398.4793 | 287.3537 | 1.0623e-09 | 9.902e-12% | 10840.331 | 10728.1298 | 10840.331 | 10728.1298
900.392 | 119.84 | 2.9463 | 41.6612 | 0 | 10417.5162 | 302.2665 | 1.0623e-09 | 9.869e-12% | 10884.2302 | 10764.3902 | 10884.2302 | 10764.3902
900.424 | 125.2438 | 3.0678 | 43.1729 | 0 | 8358.9466 | 312.5765 | 1.0659e-09 | 1.223e-11% | 8843.0075 | 8717.7637 | 8843.0075 | 8717.7637
900.456 | 127.7375 | 3.1201 | 43.8815 | 0 | 5371.1609 | 317.0264 | 1.0679e-09 | 1.862e-11% | 5862.9265 | 5735.189 | 5862.9265 | 5735.189
900.488 | 127.3923 | 3.1055 | 43.8114 | 0 | 2762.627 | 315.8434 | 1.0699e-09 | 3.423e-11% | 3252.7796 | 3125.3873 | 3252.7796 | 3125.3873
900.52 | 124.3969 | 3.029 | 43.0147 | 0 | 1136.6558 | 309.4521 | 1.0719e-09 | 7.184e-11% | 1616.5486 | 1492.1517 | 1616.5486 | 1492.1517
900.552 | 119.3677 | 2.9055 | 41.6585 | 0 | 373.8127 | 299.0877 | 1.0739e-09 | 1.497e-10% | 836.832 | 717.4643 | 836.832 | 717.4643
900.584 | 114.0345 | 2.7755 | 40.2153 | 0 | 98.1881 | 288.1684 | 1.0759e-09 | 2.506e-10% | 543.3819 | 429.3474 | 543.3819 | 429.3474
900.616 | 110.9682 | 2.6994 | 39.3897 | 0 | 20.5846 | 281.78 | 1.0779e-09 | 3.129e-10% | 455.4219 | 344.4537 | 455.4219 | 344.4537
900.648 | 111.9522 | 2.7191 | 39.6708 | 0 | 3.4425 | 283.4728 | 1.0799e-09 | 3.279e-10% | 441.2575 | 329.3052 | 441.2575 | 329.3052
900.68 | 116.5029 | 2.8238 | 40.9247 | 0 | 0.45912 | 292.3411 | 1.0818e-09 | 3.215e-10% | 453.0516 | 336.5488 | 453.0516 | 336.5488
900.712 | 122.2704 | 2.9593 | 42.5052 | 0 | 0.045512 | 303.7995 | 1.0838e-09 | 3.103e-10% | 471.5799 | 349.3094 | 471.5799 | 349.3094
900.744 | 126.9014 | 3.0708 | 43.7662 | 0 | 0.00063197 | 313.2377 | 1.0858e-09 | 3.016e-10% | 486.9769 | 360.0754 | 486.9769 | 360.0754
900.776 | 129.3674 | 3.1342 | 44.4277 | 0 | 1.8171e-15 | 318.6258 | 1.0879e-09 | 2.971e-10% | 495.5551 | 366.1877 | 495.5551 | 366.1877
900.808 | 129.7866 | 3.1517 | 44.5252 | 0 | 1.5209e-12 | 320.1627 | 1.0899e-09 | 2.963e-10% | 497.6263 | 367.8396 | 497.6263 | 367.8396
900.84 | 128.5467 | 3.1316 | 44.169 | 0 | 0 | 318.5637 | 1.0919e-09 | 2.984e-10% | 494.411 | 365.8643 | 494.411 | 365.8643
900.872 | 125.859 | 3.0781 | 43.4197 | 0 | 1.5888e-12 | 314.1969 | 1.0939e-09 | 3.033e-10% | 486.5537 | 360.6947 | 486.5537 | 360.6947
900.904 | 122.0183 | 2.9978 | 42.3576 | 0 | 7.28e-13 | 307.6013 | 1.0959e-09 | 3.105e-10% | 474.9751 | 352.9568 | 474.9751 | 352.9568
900.936 | 117.8627 | 2.9105 | 41.2073 | 0 | 1.8808e-12 | 300.3995 | 1.0979e-09 | 3.187e-10% | 462.3799 | 344.5173 | 462.3799 | 344.5173
900.968 | 114.7569 | 2.8483 | 40.3359 | 0 | 0 | 295.2754 | 1.1e-09 | 3.25e-10% | 453.2166 | 338.4597 | 453.2166 | 338.4597
901 | 113.8687 | 2.8392 | 40.0591 | 0 | 3.0142e-12 | 294.5468 | 1.102e-09 | 3.266e-10% | 451.3138 | 337.4451 | 451.3138 | 337.4451
901.032 | 115.2815 | 2.8852 | 40.4013 | 0 | 0 | 298.3934 | 1.1041e-09 | 3.231e-10% | 456.9614 | 341.6799 | 456.9614 | 341.6799
901.064 | 117.8702 | 2.9593 | 41.0611 | 0 | 5.055e-13 | 304.5895 | 1.1061e-09 | 3.173e-10% | 466.4801 | 348.6099 | 466.4801 | 348.6099
901.096 | 120.2026 | 3.0273 | 41.6531 | 0 | 5.2298e-13 | 310.2836 | 1.1082e-09 | 3.122e-10% | 475.1666 | 354.964 | 475.1666 | 354.964
901.128 | 121.5952 | 3.0728 | 41.9933 | 0 | 6.6548e-13 | 314.1042 | 1.1102e-09 | 3.091e-10% | 480.7655 | 359.1703 | 480.7655 | 359.1703
901.16 | 122.2924 | 3.1015 | 42.1469 | 0 | 0 | 316.523 | 1.1123e-09 | 3.074e-10% | 484.0637 | 361.7714 | 484.0637 | 361.7714
901.192 | 122.7906 | 3.1252 | 42.2473 | 0 | 8.0161e-14 | 318.5158 | 1.1143e-09 | 3.062e-10% | 486.6788 | 363.8883 | 486.6788 | 363.8883
901.224 | 123.1995 | 3.1463 | 42.3243 | 0 | 3.9492e-15 | 320.2849 | 1.1163e-09 | 3.052e-10% | 488.955 | 365.7554 | 488.955 | 365.7554
901.256 | 123.1756 | 3.1561 | 42.2854 | 0 | 1.7156e-13 | 321.1155 | 1.1185e-09 | 3.051e-10% | 489.7326 | 366.557 | 489.7326 | 366.557
901.288 | 122.1713 | 3.1409 | 41.9828 | 0 | 0 | 319.857 | 1.1205e-09 | 3.07e-10% | 487.1519 | 364.9806 | 487.1519 | 364.9806
901.32 | 119.6827 | 3.0877 | 41.2792 | 0 | 5.3157e-13 | 315.4227 | 1.1225e-09 | 3.12e-10% | 479.4723 | 359.7896 | 479.4723 | 359.7896
901.352 | 115.6358 | 2.9943 | 40.1536 | 0 | 0 | 307.6129 | 1.1246e-09 | 3.206e-10% | 466.3966 | 350.7609 | 466.3966 | 350.7609
901.384 | 110.9305 | 2.8832 | 38.8507 | 0 | 7.2598e-13 | 298.288 | 1.1268e-09 | 3.314e-10% | 450.9524 | 340.0219 | 450.9524 | 340.0219
901.416 | 107.4523 | 2.8012 | 37.8854 | 0 | 0 | 291.4156 | 1.1288e-09 | 3.399e-10% | 439.5545 | 332.1022 | 439.5545 | 332.1022
901.448 | 106.9484 | 2.7925 | 37.7362 | 0 | 4.329e-13 | 290.7065 | 1.1309e-09 | 3.414e-10% | 438.1836 | 331.2352 | 438.1836 | 331.2352
901.48 | 109.5854 | 2.8614 | 38.45 | 0 | 1.2637e-13 | 296.5479 | 1.133e-09 | 3.353e-10% | 447.4448 | 337.8594 | 447.4448 | 337.8594
901.512 | 113.802 | 2.969 | 39.6004 | 0 | 2.0973e-13 | 305.6591 | 1.135e-09 | 3.259e-10% | 462.0305 | 348.2285 | 462.0305 | 348.2285
901.544 | 117.6705 | 3.0669 | 40.6599 | 0 | 5.6465e-14 | 313.9524 | 1.1372e-09 | 3.179e-10% | 475.3496 | 357.6791 | 475.3496 | 357.6791
901.576 | 120.2284 | 3.1306 | 41.3647 | 0 | 0 | 319.3669 | 1.1393e-09 | 3.131e-10% | 484.0905 | 363.8621 | 484.0905 | 363.8621
901.608 | 121.6018 | 3.1632 | 41.7488 | 0 | 1.1925e-12 | 322.1543 | 1.1414e-09 | 3.109e-10% | 488.6681 | 367.0663 | 488.6681 | 367.0663
901.64 | 122.3102 | 3.1779 | 41.9541 | 0 | 1.694e-13 | 323.4217 | 1.1435e-09 | 3.103e-10% | 490.8638 | 368.5536 | 490.8638 | 368.5536
901.672 | 122.6897 | 3.1832 | 42.0717 | 0 | 7.8312e-13 | 323.9052 | 1.1456e-09 | 3.103e-10% | 491.8499 | 369.1602 | 491.8499 | 369.1602
901.704 | 122.7375 | 3.1796 | 42.0995 | 0 | 9.7739e-13 | 323.6243 | 1.1477e-09 | 3.111e-10% | 491.6409 | 368.9034 | 491.6409 | 368.9034
901.736 | 122.1074 | 3.1584 | 41.9387 | 0 | 1.4963e-12 | 321.8525 | 1.1498e-09 | 3.133e-10% | 489.057 | 366.9496 | 489.057 | 366.9496
901.768 | 120.0654 | 3.1018 | 41.3788 | 0 | 1.6307e-12 | 316.9987 | 1.1519e-09 | 3.187e-10% | 481.5447 | 361.4793 | 481.5447 | 361.4793
901.8 | 115.65 | 2.9857 | 40.1402 | 0 | 1.1133e-12 | 306.9375 | 1.1541e-09 | 3.297e-10% | 465.7134 | 350.0634 | 465.7134 | 350.0634
901.832 | 108.4711 | 2.8005 | 38.102 | 0 | 9.4395e-13 | 290.7466 | 1.1562e-09 | 3.486e-10% | 440.1202 | 331.6491 | 440.1202 | 331.6491
901.864 | 99.9108 | 2.5802 | 35.6534 | 0 | 0 | 271.3801 | 1.1584e-09 | 3.741e-10% | 409.5245 | 309.6137 | 409.5245 | 309.6137
901.896 | 93.3301 | 2.4085 | 33.7642 | 0 | 6.2213e-13 | 256.2065 | 1.1605e-09 | 3.969e-10% | 385.7093 | 292.3792 | 385.7093 | 292.3792
901.928 | 92.1274 | 2.37 | 33.4274 | 0 | 0 | 252.7837 | 1.1626e-09 | 4.029e-10% | 380.7084 | 288.581 | 380.7084 | 288.581
901.96 | 96.9857 | 2.4821 | 34.852 | 0 | 1.1612e-13 | 262.7292 | 1.1648e-09 | 3.882e-10% | 397.049 | 300.0633 | 397.049 | 300.0633
901.992 | 105.2907 | 2.6802 | 37.2815 | 0 | 2.4536e-14 | 280.3295 | 1.1669e-09 | 3.643e-10% | 425.5819 | 320.2912 | 425.5819 | 320.2912
902.024 | 113.4348 | 2.8747 | 39.6619 | 0 | 0.00089358 | 297.5929 | 1.1691e-09 | 3.437e-10% | 453.5651 | 340.1303 | 453.5651 | 340.1303
902.056 | 119.3646 | 3.0143 | 41.3915 | 0 | 0.0094709 | 309.9312 | 1.1712e-09 | 3.305e-10% | 473.7111 | 354.3465 | 473.7111 | 354.3465
902.088 | 123.0154 | 3.0971 | 42.4524 | 0 | 0.072834 | 317.1849 | 1.1734e-09 | 3.234e-10% | 485.8227 | 362.8073 | 485.8227 | 362.8073
902.12 | 125.1667 | 3.1426 | 43.0762 | 0 | 0.44488 | 321.1152 | 1.1756e-09 | 3.196e-10% | 492.9455 | 367.7788 | 492.9455 | 367.7788
902.152 | 126.465 | 3.1672 | 43.4555 | 0 | 2.1608 | 323.2179 | 1.1777e-09 | 3.166e-10% | 498.4665 | 372.0015 | 498.4665 | 372.0015
902.184 | 127.2396 | 3.1795 | 43.688 | 0 | 8.356 | 324.2752 | 1.1799e-09 | 3.109e-10% | 506.7382 | 379.4986 | 506.7382 | 379.4986
902.216 | 127.674 | 3.1842 | 43.8254 | 0 | 25.7591 | 324.7062 | 1.1821e-09 | 2.974e-10% | 525.149 | 397.475 | 525.149 | 397.475
902.248 | 127.9119 | 3.1849 | 43.9076 | 0 | 63.38 | 324.8022 | 1.1843e-09 | 2.721e-10% | 563.1865 | 435.2746 | 563.1865 | 435.2746
902.28 | 128.0382 | 3.1832 | 43.9583 | 0 | 124.6042 | 324.7068 | 1.1864e-09 | 2.39e-10% | 624.4907 | 496.4525 | 624.4907 | 496.4525
902.312 | 127.9987 | 3.1776 | 43.9632 | 0 | 195.9071 | 324.2745 | 1.1887e-09 | 2.095e-10% | 695.3211 | 567.3224 | 695.3211 | 567.3224
902.344 | 127.499 | 3.1608 | 43.8414 | 0 | 246.4607 | 322.8856 | 1.1908e-09 | 1.932e-10% | 743.8474 | 616.3484 | 743.8474 | 616.3484
902.376 | 125.9707 | 3.1192 | 43.4349 | 0 | 248.1481 | 319.3858 | 1.193e-09 | 1.943e-10% | 740.0588 | 614.0881 | 740.0588 | 614.0881
902.408 | 122.8264 | 3.0393 | 42.5798 | 0 | 199.921 | 312.6034 | 1.1952e-09 | 2.141e-10% | 680.9699 | 558.1435 | 680.9699 | 558.1435
902.44 | 118.1513 | 2.9234 | 41.2991 | 0 | 128.8101 | 302.7456 | 1.1974e-09 | 2.517e-10% | 593.9295 | 475.7782 | 593.9295 | 475.7782
902.472 | 113.3548 | 2.8053 | 39.9854 | 0 | 66.3149 | 292.7029 | 1.1996e-09 | 2.986e-10% | 515.1632 | 401.8085 | 515.1632 | 401.8085
902.504 | 110.7468 | 2.7396 | 39.2812 | 0 | 27.2503 | 287.1633 | 1.2018e-09 | 3.372e-10% | 467.1812 | 356.4344 | 467.1812 | 356.4344
902.536 | 111.863 | 2.7624 | 39.6114 | 0 | 8.9269 | 289.1975 | 1.2041e-09 | 3.536e-10% | 452.3613 | 340.4983 | 452.3613 | 340.4983
902.568 | 116.1103 | 2.8591 | 40.8082 | 0 | 2.329 | 297.536 | 1.2063e-09 | 3.511e-10% | 459.6425 | 343.5322 | 459.6425 | 343.5322
902.6 | 121.2753 | 2.977 | 42.2559 | 0 | 0.48759 | 307.6534 | 1.2085e-09 | 3.42e-10% | 474.6493 | 353.3739 | 474.6493 | 353.3739
902.632 | 125.2249 | 3.0656 | 43.3648 | 0 | 0.10716 | 315.2452 | 1.2107e-09 | 3.347e-10% | 487.0077 | 361.7828 | 487.0077 | 361.7828
902.664 | 126.8996 | 3.1001 | 43.844 | 0 | 0.13899 | 318.2205 | 1.2129e-09 | 3.32e-10% | 492.2031 | 365.3036 | 492.2031 | 365.3036
902.696 | 126.0138 | 3.0743 | 43.6138 | 0 | 0.47409 | 316.0511 | 1.2152e-09 | 3.346e-10% | 489.2271 | 363.2133 | 489.2271 | 363.2133
902.728 | 122.5251 | 2.9877 | 42.6592 | 0 | 1.3748 | 308.6702 | 1.2174e-09 | 3.423e-10% | 478.217 | 355.6919 | 478.217 | 355.6919
902.76 | 116.902 | 2.8515 | 41.1077 | 0 | 3.1644 | 297.0122 | 1.2197e-09 | 3.544e-10% | 461.0378 | 344.1358 | 461.0378 | 344.1358
902.792 | 110.8653 | 2.7059 | 39.4388 | 0 | 5.8155 | 284.5283 | 1.2219e-09 | 3.675e-10% | 443.3539 | 332.4885 | 443.3539 | 332.4885
902.824 | 107.2097 | 2.6161 | 38.4341 | 0 | 8.7474 | 276.839 | 1.2242e-09 | 3.748e-10% | 433.8464 | 326.6367 | 433.8464 | 326.6367
902.856 | 108.0683 | 2.6319 | 38.6896 | 0 | 11.5324 | 278.2367 | 1.2264e-09 | 3.704e-10% | 439.159 | 331.0907 | 439.159 | 331.0907
902.888 | 113.1379 | 2.7463 | 40.1189 | 0 | 15.2681 | 288.1085 | 1.2287e-09 | 3.549e-10% | 459.3796 | 346.2417 | 459.3796 | 346.2417
902.92 | 119.9282 | 2.9012 | 42.0243 | 0 | 22.8381 | 301.4495 | 1.2309e-09 | 3.334e-10% | 489.1413 | 369.2131 | 489.1413 | 369.2131
902.952 | 125.7909 | 3.035 | 43.6671 | 0 | 36.9621 | 312.9538 | 1.2332e-09 | 3.109e-10% | 522.4089 | 396.618 | 522.4089 | 396.618
902.984 | 129.5213 | 3.1196 | 44.7133 | 0 | 58.057 | 320.223 | 1.2355e-09 | 2.899e-10% | 555.6342 | 426.1129 | 555.6342 | 426.1129
903.016 | 131.3111 | 3.1593 | 45.2189 | 0 | 84.4927 | 323.6526 | 1.2377e-09 | 2.711e-10% | 587.8345 | 456.5235 | 587.8345 | 456.5235
903.048 | 131.8262 | 3.1696 | 45.3714 | 0 | 113.3275 | 324.5774 | 1.24e-09 | 2.549e-10% | 618.2721 | 486.4459 | 618.2721 | 486.4459
903.08 | 131.5759 | 3.162 | 45.314 | 0 | 138.2892 | 324.0111 | 1.2423e-09 | 2.432e-10% | 642.3523 | 510.7764 | 642.3523 | 510.7764
903.112 | 130.877 | 3.1441 | 45.1349 | 0 | 149.2524 | 322.5764 | 1.2446e-09 | 2.393e-10% | 650.9848 | 520.1078 | 650.9848 | 520.1078
903.144 | 130.0622 | 3.1235 | 44.9242 | 0 | 139.6238 | 320.9191 | 1.2469e-09 | 2.452e-10% | 638.6528 | 508.5906 | 638.6528 | 508.5906
903.176 | 129.5181 | 3.1092 | 44.7857 | 0 | 114.9395 | 319.7866 | 1.2492e-09 | 2.588e-10% | 612.1391 | 482.621 | 612.1391 | 482.621
903.208 | 129.4362 | 3.1059 | 44.7705 | 0 | 89.2538 | 319.5511 | 1.2515e-09 | 2.74e-10% | 586.1174 | 456.6812 | 586.1174 | 456.6812
903.24 | 129.5523 | 3.1074 | 44.8074 | 0 | 71.9931 | 319.7082 | 1.2538e-09 | 2.852e-10% | 569.1684 | 439.6161 | 569.1684 | 439.6161
903.272 | 129.2394 | 3.0992 | 44.7278 | 0 | 62.2268 | 319.0546 | 1.2561e-09 | 2.927e-10% | 558.3478 | 429.1084 | 558.3478 | 429.1084
903.304 | 127.9998 | 3.0699 | 44.3978 | 0 | 56.101 | 316.634 | 1.2584e-09 | 2.995e-10% | 548.2025 | 420.2027 | 548.2025 | 420.2027
903.336 | 126.0194 | 3.0237 | 43.8673 | 0 | 54.5855 | 312.802 | 1.2607e-09 | 3.043e-10% | 540.298 | 414.2786 | 540.298 | 414.2786
903.368 | 124.2735 | 2.9831 | 43.3993 | 0 | 60.3565 | 309.431 | 1.2631e-09 | 3.035e-10% | 540.4434 | 416.1699 | 540.4434 | 416.1699
903.4 | 123.8983 | 2.974 | 43.3012 | 0 | 69.7648 | 308.7034 | 1.2653e-09 | 2.979e-10% | 548.6418 | 424.7434 | 548.6418 | 424.7434
903.432 | 125.2673 | 3.005 | 43.675 | 0 | 72.9552 | 311.3346 | 1.2677e-09 | 2.942e-10% | 556.2371 | 430.9698 | 556.2371 | 430.9698
903.464 | 127.7066 | 3.0606 | 44.3393 | 0 | 63.3002 | 316.0233 | 1.27e-09 | 2.976e-10% | 554.4301 | 426.7235 | 554.4301 | 426.7235
903.496 | 130.1353 | 3.1159 | 45.0021 | 0 | 44.0572 | 320.685 | 1.2724e-09 | 3.082e-10% | 542.9955 | 412.8602 | 542.9955 | 412.8602
903.528 | 131.8651 | 3.155 | 45.4766 | 0 | 24.3236 | 323.9935 | 1.2747e-09 | 3.211e-10% | 528.8139 | 396.9488 | 528.8139 | 396.9488
903.56 | 132.8082 | 3.176 | 45.7385 | 0 | 10.6149 | 325.7811 | 1.277e-09 | 3.314e-10% | 518.1187 | 385.3105 | 518.1187 | 385.3105
903.592 | 133.1808 | 3.1837 | 45.8457 | 0 | 3.6577 | 326.4667 | 1.2794e-09 | 3.374e-10% | 512.3346 | 379.1538 | 512.3346 | 379.1538
903.624 | 133.197 | 3.1831 | 45.8561 | 0 | 0.99482 | 326.4622 | 1.2818e-09 | 3.404e-10% | 509.6932 | 376.4962 | 509.6932 | 376.4962
903.656 | 132.9895 | 3.1772 | 45.8057 | 0 | 0.21356 | 326.0211 | 1.2841e-09 | 3.422e-10% | 508.207 | 375.2175 | 508.207 | 375.2175
903.688 | 132.6835 | 3.1689 | 45.7288 | 0 | 0.036182 | 325.3804 | 1.2865e-09 | 3.437e-10% | 506.9978 | 374.3143 | 506.9978 | 374.3143
903.72 | 132.4515 | 3.1622 | 45.6725 | 0 | 0.024839 | 324.8711 | 1.2888e-09 | 3.449e-10% | 506.1822 | 373.7307 | 506.1822 | 373.7307
903.752 | 132.4542 | 3.1609 | 45.6806 | 0 | 0.1904 | 324.804 | 1.2912e-09 | 3.454e-10% | 506.2901 | 373.8359 | 506.2901 | 373.8359
903.784 | 132.7231 | 3.1657 | 45.7613 | 0 | 1.4209 | 325.2469 | 1.2936e-09 | 3.444e-10% | 508.3179 | 375.5948 | 508.3179 | 375.5948
903.816 | 133.1358 | 3.1741 | 45.8809 | 0 | 8.3921 | 325.9742 | 1.2959e-09 | 3.38e-10% | 516.5571 | 383.4213 | 516.5571 | 383.4213
903.848 | 133.5224 | 3.182 | 45.9928 | 0 | 39.1248 | 326.6683 | 1.2983e-09 | 3.129e-10% | 548.4902 | 414.9678 | 548.4902 | 414.9678
903.88 | 133.7856 | 3.1873 | 46.0703 | 0 | 143.9866 | 327.1456 | 1.3007e-09 | 2.499e-10% | 654.1754 | 520.3898 | 654.1754 | 520.3898
903.912 | 133.9247 | 3.1899 | 46.1133 | 0 | 418.3199 | 327.4016 | 1.3031e-09 | 1.639e-10% | 928.9493 | 795.0247 | 928.9493 | 795.0247
903.944 | 133.9852 | 3.1907 | 46.1345 | 0 | 959.4937 | 327.5157 | 1.3055e-09 | 9.769e-11% | 1470.3198 | 1336.3346 | 1470.3198 | 1336.3346
903.976 | 134.0088 | 3.1908 | 46.1455 | 0 | 1737.6513 | 327.5588 | 1.3079e-09 | 6.185e-11% | 2248.5551 | 2114.5463 | 2248.5551 | 2114.5463
904.008 | 134.015 | 3.1903 | 46.152 | 0 | 2484.9631 | 327.562 | 1.3103e-09 | 4.578e-11% | 2995.8823 | 2861.8673 | 2995.8823 | 2861.8673
904.04 | 134.002 | 3.1892 | 46.1534 | 0 | 2806.5753 | 327.5192 | 1.3133e-09 | 4.125e-11% | 3317.4391 | 3183.4371 | 3317.4391 | 3183.4371
904.072 | 133.9463 | 3.1871 | 46.1435 | 0 | 2503.8671 | 327.3858 | 1.3151e-09 | 4.565e-11% | 3014.5297 | 2880.5835 | 3014.5297 | 2880.5835
904.104 | 133.7944 | 3.1827 | 46.1077 | 0 | 1764.9055 | 327.0618 | 1.3175e-09 | 6.153e-11% | 2275.0521 | 2141.2577 | 2275.0521 | 2141.2577
904.136 | 133.464 | 3.1741 | 46.024 | 0 | 983.1703 | 326.3918 | 1.32e-09 | 9.714e-11% | 1492.2241 | 1358.7601 | 1492.2241 | 1358.7601
904.168 | 132.8931 | 3.1598 | 45.8756 | 0 | 432.9955 | 325.2584 | 1.3223e-09 | 1.638e-10% | 940.1825 | 807.2893 | 940.1825 | 807.2893
904.2 | 132.1437 | 3.1415 | 45.6796 | 0 | 150.8238 | 323.7805 | 1.3248e-09 | 2.531e-10% | 655.569 | 523.4253 | 655.569 | 523.4253
904.232 | 131.4531 | 3.1244 | 45.4997 | 0 | 41.5731 | 322.4114 | 1.3272e-09 | 3.217e-10% | 544.0617 | 412.6087 | 544.0617 | 412.6087
904.264 | 131.1004 | 3.1151 | 45.4109 | 0 | 9.0737 | 321.6847 | 1.3297e-09 | 3.506e-10% | 510.3847 | 379.2844 | 510.3847 | 379.2844
904.296 | 131.1617 | 3.1154 | 45.4334 | 0 | 1.5702 | 321.7481 | 1.3321e-09 | 3.582e-10% | 503.0288 | 371.8671 | 503.0288 | 371.8671
904.328 | 131.4115 | 3.12 | 45.5062 | 0 | 0.22372 | 322.1759 | 1.3346e-09 | 3.597e-10% | 502.4374 | 371.0259 | 502.4374 | 371.0259
904.36 | 131.4494 | 3.12 | 45.5215 | 0 | 0.086767 | 322.2102 | 1.337e-09 | 3.604e-10% | 502.3878 | 370.9384 | 502.3878 | 370.9384
904.392 | 130.8827 | 3.1063 | 45.3736 | 0 | 0.37414 | 321.1064 | 1.3395e-09 | 3.621e-10% | 500.843 | 369.9603 | 500.843 | 369.9603
904.424 | 129.4974 | 3.0741 | 45.0047 | 0 | 1.7412 | 318.4571 | 1.3419e-09 | 3.644e-10% | 497.7744 | 368.277 | 497.7744 | 368.277
904.456 | 127.4961 | 3.028 | 44.4695 | 0 | 6.4012 | 314.6465 | 1.3444e-09 | 3.648e-10% | 496.0413 | 368.5452 | 496.0413 | 368.5452
904.488 | 125.6398 | 2.9855 | 43.9732 | 0 | 18.5728 | 311.1235 | 1.3468e-09 | 3.576e-10% | 502.2947 | 376.6549 | 502.2947 | 376.6549
904.52 | 124.9268 | 2.9691 | 43.785 | 0 | 42.5295 | 309.7899 | 1.3493e-09 | 3.381e-10% | 524.0003 | 399.0735 | 524.0003 | 399.0735
904.552 | 125.8711 | 2.9906 | 44.0437 | 0 | 76.8599 | 311.6253 | 1.3518e-09 | 3.104e-10% | 561.3906 | 435.5195 | 561.3906 | 435.5195
904.584 | 128.065 | 3.0407 | 44.6393 | 0 | 109.6239 | 315.8528 | 1.3543e-09 | 2.862e-10% | 601.2218 | 473.1567 | 601.2218 | 473.1567
904.616 | 130.5249 | 3.0971 | 45.3063 | 0 | 123.3977 | 320.5963 | 1.3567e-09 | 2.755e-10% | 622.9223 | 492.3974 | 622.9223 | 492.3974
904.648 | 132.437 | 3.141 | 45.8253 | 0 | 109.6239 | 324.3042 | 1.3592e-09 | 2.815e-10% | 615.3314 | 482.8944 | 615.3314 | 482.8944
904.68 | 133.5578 | 3.1669 | 46.1305 | 0 | 76.8599 | 326.5118 | 1.3617e-09 | 3.008e-10% | 586.2268 | 452.6691 | 586.2268 | 452.6691
904.712 | 134.0674 | 3.179 | 46.2703 | 0 | 42.5295 | 327.5611 | 1.3642e-09 | 3.252e-10% | 553.6073 | 419.54 | 553.6073 | 419.54
904.744 | 134.2403 | 3.1835 | 46.3188 | 0 | 18.5728 | 327.9742 | 1.3667e-09 | 3.451e-10% | 530.2896 | 396.0493 | 530.2896 | 396.0493
904.776 | 134.2592 | 3.1845 | 46.3252 | 0 | 6.4012 | 328.0989 | 1.3692e-09 | 3.566e-10% | 518.2689 | 384.0098 | 518.2689 | 384.0098
904.808 | 134.1898 | 3.1835 | 46.3073 | 0 | 1.7412 | 328.0627 | 1.3717e-09 | 3.617e-10% | 513.4845 | 379.2946 | 513.4845 | 379.2946
904.84 | 134.0099 | 3.1802 | 46.2587 | 0 | 0.39389 | 327.8263 | 1.3742e-09 | 3.639e-10% | 511.6689 | 377.6591 | 511.6689 | 377.6591
904.872 | 133.6416 | 3.1726 | 46.1584 | 0 | 0.25396 | 327.2457 | 1.3768e-09 | 3.654e-10% | 510.4723 | 376.8307 | 510.4723 | 376.8307
904.904 | 133.0208 | 3.1595 | 45.9889 | 0 | 1.4531 | 326.2004 | 1.3793e-09 | 3.661e-10% | 509.8228 | 376.802 | 509.8228 | 376.802
904.936 | 132.2076 | 3.1422 | 45.7667 | 0 | 8.5955 | 324.8043 | 1.3819e-09 | 3.615e-10% | 514.5163 | 382.3087 | 514.5163 | 382.3087
904.968 | 131.4381 | 3.1259 | 45.5559 | 0 | 40.5427 | 323.5036 | 1.3844e-09 | 3.354e-10% | 544.1662 | 412.7281 | 544.1662 | 412.7281
905 | 130.9974 | 3.1172 | 45.4338 | 0 | 152.0391 | 322.8355 | 1.3869e-09 | 2.65e-10% | 654.423 | 523.4256 | 654.423 | 523.4256
905.032 | 130.999 | 3.1187 | 45.4312 | 0 | 455.053 | 323.0102 | 1.3894e-09 | 1.681e-10% | 957.612 | 826.6131 | 957.612 | 826.6131
905.064 | 131.3246 | 3.1274 | 45.5165 | 0 | 1093.171 | 323.7989 | 1.392e-09 | 9.498e-11% | 1596.9385 | 1465.6139 | 1596.9385 | 1465.6139
905.096 | 131.78 | 3.1391 | 45.6377 | 0 | 2123.9991 | 324.8313 | 1.3945e-09 | 5.584e-11% | 2629.3873 | 2497.6073 | 2629.3873 | 2497.6073
905.128 | 132.2394 | 3.1509 | 45.7608 | 0 | 3369.2951 | 325.8684 | 1.3971e-09 | 3.731e-11% | 3876.3145 | 3744.0752 | 3876.3145 | 3744.0752
905.16 | 132.632 | 3.161 | 45.8667 | 0 | 4407.1441 | 326.7728 | 1.3988e-09 | 2.925e-11% | 4915.5766 | 4782.9447 | 4915.5766 | 4782.9447
905.192 | 132.8787 | 3.1677 | 45.9337 | 0 | 4792.6806 | 327.3871 | 1.4022e-09 | 2.713e-11% | 5302.0478 | 5169.169 | 5302.0478 | 5169.169
905.224 | 132.8915 | 3.1687 | 45.9376 | 0 | 4350.4256 | 327.5346 | 1.4043e-09 | 2.971e-11% | 4859.9579 | 4727.0664 | 4859.9579 | 4727.0664
905.256 | 132.6209 | 3.1629 | 45.865 | 0 | 3291.4703 | 327.114 | 1.4074e-09 | 3.837e-11% | 3800.233 | 3667.6121 | 3800.233 | 3667.6121
905.288 | 132.1143 | 3.1513 | 45.729 | 0 | 2064.1371 | 326.2132 | 1.4099e-09 | 5.78e-11% | 2571.3448 | 2439.2305 | 2571.3448 | 2439.2305
905.32 | 131.5404 | 3.1378 | 45.5753 | 0 | 1066.6992 | 325.1578 | 1.4126e-09 | 9.806e-11% | 1572.1106 | 1440.5702 | 1572.1106 | 1440.5702
905.352 | 131.0826 | 3.1268 | 45.4532 | 0 | 455.2095 | 324.3038 | 1.4151e-09 | 1.709e-10% | 959.1759 | 828.0933 | 959.1759 | 828.0933
905.384 | 130.6879 | 3.1172 | 45.3471 | 0 | 166.9615 | 323.5484 | 1.4177e-09 | 2.63e-10% | 669.6622 | 538.9742 | 669.6622 | 538.9742
905.416 | 129.9136 | 3.0989 | 45.1356 | 0 | 63.7682 | 322.028 | 1.4203e-09 | 3.272e-10% | 563.9442 | 434.0306 | 563.9442 | 434.0306
905.448 | 128.1936 | 3.0587 | 44.6636 | 0 | 37.6139 | 318.6364 | 1.4229e-09 | 3.522e-10% | 532.1662 | 403.9726 | 532.1662 | 403.9726
905.48 | 125.5025 | 2.9961 | 43.9251 | 0 | 33.0398 | 313.3262 | 1.4255e-09 | 3.625e-10% | 518.7896 | 393.2872 | 518.7896 | 393.2872
905.512 | 122.8143 | 2.9334 | 43.1889 | 0 | 30.2764 | 308.0136 | 1.4281e-09 | 3.715e-10% | 507.2265 | 384.4122 | 507.2265 | 384.4122
905.544 | 121.6309 | 2.905 | 42.8688 | 0 | 26.9751 | 305.6533 | 1.4307e-09 | 3.781e-10% | 500.0331 | 378.4022 | 500.0331 | 378.4022
905.576 | 122.7548 | 2.9296 | 43.1852 | 0 | 25.7382 | 307.8262 | 1.4334e-09 | 3.775e-10% | 502.4341 | 379.6793 | 502.4341 | 379.6793
905.608 | 125.5739 | 2.9931 | 43.9685 | 0 | 26.7583 | 313.3304 | 1.436e-09 | 3.71e-10% | 512.6243 | 387.0504 | 512.6243 | 387.0504
905.64 | 128.6747 | 3.0632 | 44.8285 | 0 | 26.9433 | 319.3902 | 1.4386e-09 | 3.649e-10% | 522.8998 | 394.2251 | 522.8998 | 394.2251
905.672 | 131.005 | 3.1158 | 45.4753 | 0 | 24.0457 | 323.9423 | 1.4412e-09 | 3.634e-10% | 527.584 | 396.579 | 527.584 | 396.579
905.704 | 132.3519 | 3.1459 | 45.8508 | 0 | 19.9828 | 326.575 | 1.4439e-09 | 3.65e-10% | 527.9066 | 395.5546 | 527.9066 | 395.5546
905.736 | 133.0045 | 3.1604 | 46.0347 | 0 | 19.7466 | 327.863 | 1.4465e-09 | 3.645e-10% | 529.8091 | 396.8047 | 529.8091 | 396.8047
905.768 | 133.2842 | 3.1666 | 46.1151 | 0 | 27.8306 | 328.4493 | 1.4492e-09 | 3.573e-10% | 538.8459 | 405.5617 | 538.8459 | 405.5617
905.8 | 133.3657 | 3.1688 | 46.1391 | 0 | 45.681 | 328.6977 | 1.4518e-09 | 3.427e-10% | 557.0524 | 423.6866 | 557.0524 | 423.6866
905.832 | 133.3108 | 3.1688 | 46.1224 | 0 | 70.9649 | 328.759 | 1.4545e-09 | 3.239e-10% | 582.3259 | 449.015 | 582.3259 | 449.015
905.864 | 133.1361 | 3.1673 | 46.0683 | 0 | 97.6911 | 328.6996 | 1.4571e-09 | 3.064e-10% | 608.7624 | 475.6263 | 608.7624 | 475.6263
905.896 | 132.853 | 3.1649 | 45.9792 | 0 | 117.2542 | 328.5696 | 1.4597e-09 | 2.949e-10% | 627.8209 | 494.9679 | 627.8209 | 494.9679
905.928 | 132.4851 | 3.1625 | 45.8611 | 0 | 121.5208 | 328.4269 | 1.4625e-09 | 2.931e-10% | 631.4563 | 498.9713 | 631.4563 | 498.9713
905.96 | 132.0653 | 3.1605 | 45.7235 | 0 | 107.5021 | 328.3284 | 1.4651e-09 | 3.023e-10% | 616.7798 | 484.7145 | 616.7798 | 484.7145
905.992 | 131.6202 | 3.1594 | 45.5746 | 0 | 80.2085 | 328.302 | 1.4678e-09 | 3.21e-10% | 588.8648 | 457.2446 | 588.8648 | 457.2446
906.024 | 131.1604 | 3.159 | 45.4186 | 0 | 50.2644 | 328.3348 | 1.4705e-09 | 3.442e-10% | 558.3373 | 427.1768 | 558.3373 | 427.1768
906.056 | 130.6797 | 3.1588 | 45.2551 | 0 | 27.5036 | 328.3792 | 1.4732e-09 | 3.644e-10% | 534.9764 | 404.2967 | 534.9764 | 404.2967
906.088 | 130.1376 | 3.1574 | 45.0742 | 0 | 15.9737 | 328.3207 | 1.4759e-09 | 3.76e-10% | 522.6636 | 392.526 | 522.6636 | 392.526
906.12 | 129.4061 | 3.1513 | 44.842 | 0 | 13.7218 | 327.87 | 1.4786e-09 | 3.795e-10% | 518.9912 | 389.5851 | 518.9912 | 389.5851
906.152 | 128.2272 | 3.1342 | 44.489 | 0 | 15.7415 | 326.4778 | 1.4813e-09 | 3.8e-10% | 518.0697 | 389.8425 | 518.0697 | 389.8425
906.184 | 126.3081 | 3.0987 | 43.9367 | 0 | 17.316 | 323.5283 | 1.484e-09 | 3.826e-10% | 514.1878 | 387.8797 | 514.1878 | 387.8797
906.216 | 123.6406 | 3.0444 | 43.1837 | 0 | 16.4571 | 318.9842 | 1.4867e-09 | 3.895e-10% | 505.31 | 381.6694 | 505.31 | 381.6694
906.248 | 120.832 | 2.9856 | 42.3967 | 0 | 14.2912 | 314.0563 | 1.4894e-09 | 3.985e-10% | 494.5618 | 373.7298 | 494.5618 | 373.7298
906.28 | 118.9449 | 2.9472 | 41.8652 | 0 | 12.9132 | 310.8778 | 1.4921e-09 | 4.048e-10% | 487.5484 | 368.6034 | 487.5484 | 368.6034
906.312 | 118.704 | 2.9466 | 41.7863 | 0 | 12.7807 | 310.9032 | 1.4949e-09 | 4.058e-10% | 487.1208 | 368.4168 | 487.1208 | 368.4168
906.344 | 119.8061 | 2.9764 | 42.0768 | 0 | 12.4454 | 313.5185 | 1.4976e-09 | 4.036e-10% | 490.8231 | 371.017 | 490.8231 | 371.017
906.376 | 121.1492 | 3.0105 | 42.437 | 0 | 10.5403 | 316.5036 | 1.5003e-09 | 4.028e-10% | 493.6406 | 372.4914 | 493.6406 | 372.4914
906.408 | 121.7371 | 3.0255 | 42.5965 | 0 | 7.3699 | 317.855 | 1.5031e-09 | 4.053e-10% | 492.5839 | 370.8468 | 492.5839 | 370.8468
906.44 | 121.3237 | 3.0154 | 42.4887 | 0 | 4.6095 | 317.0786 | 1.5058e-09 | 4.101e-10% | 488.5159 | 367.1922 | 488.5159 | 367.1922
906.472 | 120.3715 | 2.9913 | 42.2391 | 0 | 4.5756 | 315.1048 | 1.5086e-09 | 4.134e-10% | 485.2823 | 364.9108 | 485.2823 | 364.9108
906.504 | 119.5779 | 2.9697 | 42.0366 | 0 | 11.0085 | 313.3364 | 1.5113e-09 | 4.092e-10% | 488.9291 | 369.3512 | 488.9291 | 369.3512
906.536 | 119.3401 | 2.96 | 41.9884 | 0 | 30.3675 | 312.5764 | 1.5141e-09 | 3.903e-10% | 507.2325 | 387.8923 | 507.2325 | 387.8923
906.568 | 119.5412 | 2.9596 | 42.0628 | 0 | 69.2553 | 312.5937 | 1.5169e-09 | 3.553e-10% | 546.4126 | 426.8714 | 546.4126 | 426.8714
906.6 | 119.9013 | 2.9617 | 42.184 | 0 | 125.4362 | 312.8286 | 1.5196e-09 | 3.143e-10% | 603.3118 | 483.4105 | 603.3118 | 483.4105
906.632 | 120.4966 | 2.9682 | 42.3725 | 0 | 180.4578 | 313.4347 | 1.5224e-09 | 2.823e-10% | 659.7299 | 539.2332 | 659.7299 | 539.2332
906.664 | 121.7048 | 2.9881 | 42.73 | 0 | 208.8589 | 315.1758 | 1.5252e-09 | 2.677e-10% | 691.4575 | 569.7527 | 691.4575 | 569.7527
906.696 | 123.6276 | 3.0239 | 43.2834 | 0 | 202.1654 | 318.271 | 1.528e-09 | 2.696e-10% | 690.3713 | 566.7437 | 690.3713 | 566.7437
906.728 | 125.83 | 3.0657 | 43.9143 | 0 | 179.8 | 321.8692 | 1.5307e-09 | 2.79e-10% | 674.4792 | 548.6493 | 674.4792 | 548.6493
906.76 | 127.7363 | 3.1 | 44.4664 | 0 | 168.2676 | 324.8395 | 1.5335e-09 | 2.836e-10% | 668.4098 | 540.6735 | 668.4098 | 540.6735
906.792 | 129.1041 | 3.1215 | 44.8736 | 0 | 171.5813 | 326.7183 | 1.5364e-09 | 2.812e-10% | 675.3988 | 546.2947 | 675.3988 | 546.2947
906.824 | 130.0443 | 3.1329 | 45.1652 | 0 | 169.5773 | 327.752 | 1.5391e-09 | 2.821e-10% | 675.6717 | 545.6273 | 675.6717 | 545.6273
906.856 | 130.7415 | 3.1391 | 45.3898 | 0 | 144.3695 | 328.3376 | 1.5419e-09 | 2.958e-10% | 651.9776 | 521.2361 | 651.9776 | 521.2361
906.888 | 131.265 | 3.142 | 45.5649 | 0 | 100.6393 | 328.6444 | 1.5448e-09 | 3.232e-10% | 609.2557 | 477.9907 | 609.2557 | 477.9907
906.92 | 131.5712 | 3.1409 | 45.6768 | 0 | 59.1595 | 328.6154 | 1.5476e-09 | 3.545e-10% | 568.1638 | 436.5926 | 568.1638 | 436.5926
906.952 | 131.5509 | 3.1337 | 45.6942 | 0 | 39.4257 | 328.0577 | 1.5504e-09 | 3.724e-10% | 547.8622 | 416.3113 | 547.8622 | 416.3113
906.984 | 130.983 | 3.1153 | 45.5545 | 0 | 53.1093 | 326.5434 | 1.5532e-09 | 3.626e-10% | 559.3056 | 428.3226 | 559.3056 | 428.3226
907.016 | 129.41 | 3.0755 | 45.1294 | 0 | 104.9622 | 323.1566 | 1.5561e-09 | 3.267e-10% | 605.7337 | 476.3237 | 605.7337 | 476.3237
907.048 | 126.1927 | 2.9996 | 44.2391 | 0 | 186.1925 | 316.5997 | 1.5589e-09 | 2.834e-10% | 676.2237 | 550.0309 | 676.2237 | 550.0309
907.08 | 121.0805 | 2.8817 | 42.8119 | 0 | 265.4278 | 306.3395 | 1.5618e-09 | 2.529e-10% | 738.5413 | 617.4609 | 738.5413 | 617.4609
907.112 | 115.0968 | 2.7449 | 41.1337 | 0 | 300.8885 | 294.395 | 1.5646e-09 | 2.448e-10% | 754.259 | 639.1621 | 754.259 | 639.1621
907.144 | 110.6551 | 2.6441 | 39.8825 | 0 | 275.3522 | 285.588 | 1.5675e-09 | 2.597e-10% | 714.1218 | 603.4667 | 714.1218 | 603.4667
907.176 | 110.0851 | 2.6324 | 39.7155 | 0 | 216.4343 | 284.5944 | 1.5703e-09 | 2.89e-10% | 653.4617 | 543.3766 | 653.4617 | 543.3766
907.208 | 113.6571 | 2.7157 | 40.7128 | 0 | 173.2972 | 291.9589 | 1.5732e-09 | 3.093e-10% | 622.3417 | 508.6846 | 622.3417 | 508.6846
907.24 | 119.2352 | 2.845 | 42.2756 | 0 | 172.4302 | 303.378 | 1.576e-09 | 3.025e-10% | 640.164 | 520.9289 | 640.164 | 520.9289
907.272 | 123.8869 | 2.9531 | 43.5793 | 0 | 197.4226 | 312.9343 | 1.5789e-09 | 2.835e-10% | 680.7762 | 556.8893 | 680.7762 | 556.8893
907.304 | 125.5745 | 2.9932 | 44.0498 | 0 | 209.0325 | 316.507 | 1.5818e-09 | 2.763e-10% | 698.1569 | 572.5825 | 698.1569 | 572.5825
907.336 | 123.6313 | 2.9498 | 43.4992 | 0 | 182.8673 | 312.7368 | 1.5847e-09 | 2.923e-10% | 665.6845 | 542.0531 | 665.6845 | 542.0531
907.368 | 118.6849 | 2.8373 | 42.1044 | 0 | 127.7327 | 302.8819 | 1.5876e-09 | 3.338e-10% | 594.2411 | 475.5563 | 594.2411 | 475.5563
907.4 | 112.7491 | 2.7019 | 40.4338 | 0 | 70.6159 | 291.0223 | 1.5905e-09 | 3.929e-10% | 517.5229 | 404.7738 | 517.5229 | 404.7738
907.432 | 108.7533 | 2.6109 | 39.3134 | 0 | 30.8368 | 283.1041 | 1.5934e-09 | 4.477e-10% | 464.6185 | 355.8651 | 464.6185 | 355.8651
907.464 | 108.8307 | 2.6135 | 39.3432 | 0 | 10.6589 | 283.454 | 1.5963e-09 | 4.75e-10% | 444.9004 | 336.0697 | 444.9004 | 336.0697
907.496 | 112.6655 | 2.7025 | 40.4313 | 0 | 3.0471 | 291.4231 | 1.5992e-09 | 4.737e-10% | 450.2696 | 337.604 | 450.2696 | 337.604
907.528 | 117.7851 | 2.8212 | 41.8785 | 0 | 1.1999 | 301.9996 | 1.6021e-09 | 4.605e-10% | 465.6843 | 347.8992 | 465.6843 | 347.8992
907.56 | 121.5084 | 2.9083 | 42.9301 | 0 | 1.7952 | 309.7789 | 1.605e-09 | 4.491e-10% | 478.9207 | 357.4124 | 478.9207 | 357.4124
907.592 | 122.5716 | 2.9351 | 43.2318 | 0 | 3.9103 | 312.2445 | 1.6079e-09 | 4.438e-10% | 484.8933 | 362.3217 | 484.8933 | 362.3217
907.624 | 121.4481 | 2.9127 | 42.9164 | 0 | 7.1102 | 310.3805 | 1.6109e-09 | 4.434e-10% | 484.7679 | 363.3198 | 484.7679 | 363.3198
907.656 | 119.7792 | 2.879 | 42.4413 | 0 | 10.3038 | 307.4983 | 1.6138e-09 | 4.444e-10% | 482.9015 | 363.1223 | 482.9015 | 363.1223
907.688 | 119.3227 | 2.8743 | 42.2961 | 0 | 12.0329 | 307.1219 | 1.6167e-09 | 4.438e-10% | 483.6478 | 364.3252 | 483.6478 | 364.3252
907.72 | 120.7943 | 2.9149 | 42.6816 | 0 | 11.9128 | 310.6773 | 1.6197e-09 | 4.399e-10% | 488.9809 | 368.1866 | 488.9809 | 368.1866
907.752 | 123.4935 | 2.9843 | 43.4062 | 0 | 11.5683 | 316.747 | 1.6227e-09 | 4.33e-10% | 498.1993 | 374.7058 | 498.1993 | 374.7058
907.784 | 126.1111 | 3.0522 | 44.1087 | 0 | 13.5321 | 322.6893 | 1.6256e-09 | 4.24e-10% | 509.4934 | 383.3823 | 509.4934 | 383.3823
907.816 | 127.8108 | 3.099 | 44.5578 | 0 | 18.6675 | 326.806 | 1.6286e-09 | 4.143e-10% | 520.9411 | 393.1303 | 520.9411 | 393.1303
907.848 | 128.546 | 3.1234 | 44.741 | 0 | 24.574 | 328.9807 | 1.6315e-09 | 4.064e-10% | 529.9651 | 401.4191 | 529.9651 | 401.4191
907.88 | 128.6739 | 3.1334 | 44.7574 | 0 | 27.0845 | 329.9068 | 1.6345e-09 | 4.037e-10% | 533.556 | 404.8821 | 533.556 | 404.8821
907.912 | 128.5279 | 3.1364 | 44.6998 | 0 | 23.9338 | 330.2308 | 1.6374e-09 | 4.073e-10% | 530.5288 | 402.0008 | 530.5288 | 402.0008
907.944 | 128.2652 | 3.1358 | 44.6125 | 0 | 16.7702 | 330.2456 | 1.6404e-09 | 4.156e-10% | 523.0294 | 394.7642 | 523.0294 | 394.7642
907.976 | 127.8761 | 3.1311 | 44.4939 | 0 | 9.3515 | 329.9109 | 1.6434e-09 | 4.248e-10% | 514.7635 | 386.8874 | 514.7635 | 386.8874
908.008 | 127.1971 | 3.1183 | 44.3 | 0 | 4.4336 | 328.8827 | 1.6464e-09 | 4.324e-10% | 507.9317 | 380.7346 | 507.9317 | 380.7346
908.04 | 125.9141 | 3.09 | 43.9449 | 0 | 2.8153 | 326.5226 | 1.6494e-09 | 4.382e-10% | 502.2869 | 376.3727 | 502.2869 | 376.3727
908.072 | 123.6424 | 3.0373 | 43.3216 | 0 | 4.5018 | 322.055 | 1.6524e-09 | 4.431e-10% | 496.5581 | 372.9157 | 496.5581 | 372.9157
908.104 | 120.1486 | 2.9549 | 42.3624 | 0 | 9.5291 | 315.0025 | 1.6554e-09 | 4.476e-10% | 489.9976 | 369.849 | 489.9976 | 369.849
908.136 | 115.6613 | 2.8485 | 41.1248 | 0 | 17.1346 | 305.8136 | 1.6584e-09 | 4.52e-10% | 482.5828 | 366.9215 | 482.5828 | 366.9215
908.168 | 111.0806 | 2.7393 | 39.8542 | 0 | 24.6394 | 296.3172 | 1.6614e-09 | 4.57e-10% | 474.6307 | 363.5502 | 474.6307 | 363.5502
908.2 | 107.764 | 2.6593 | 38.9299 | 0 | 28.5368 | 289.3241 | 1.6645e-09 | 4.631e-10% | 467.214 | 359.45 | 467.214 | 359.45
908.232 | 106.6862 | 2.6314 | 38.631 | 0 | 27.6834 | 286.8987 | 1.6675e-09 | 4.686e-10% | 462.5307 | 355.8445 | 462.5307 | 355.8445
908.264 | 107.5168 | 2.648 | 38.8728 | 0 | 24.7575 | 288.4079 | 1.6705e-09 | 4.71e-10% | 462.2031 | 354.6863 | 462.2031 | 354.6863
908.296 | 108.8045 | 2.6748 | 39.2515 | 0 | 23.4109 | 290.8488 | 1.6736e-09 | 4.699e-10% | 464.9905 | 356.186 | 464.9905 | 356.186
908.328 | 109.4858 | 2.6866 | 39.4646 | 0 | 24.2927 | 291.9691 | 1.6766e-09 | 4.678e-10% | 467.8988 | 358.413 | 467.8988 | 358.413
908.36 | 110.08 | 2.6953 | 39.6506 | 0 | 25.015 | 292.7854 | 1.6796e-09 | 4.664e-10% | 470.2262 | 360.1462 | 470.2262 | 360.1462
908.392 | 112.0128 | 2.7344 | 40.2047 | 0 | 23.9613 | 296.2299 | 1.6827e-09 | 4.634e-10% | 475.1431 | 363.1303 | 475.1431 | 363.1303
908.424 | 115.8618 | 2.8177 | 41.2904 | 0 | 22.7679 | 303.537 | 1.6857e-09 | 4.551e-10% | 486.2749 | 370.4131 | 486.2749 | 370.4131
908.456 | 120.6637 | 2.9232 | 42.6422 | 0 | 24.3178 | 312.788 | 1.6888e-09 | 4.413e-10% | 503.335 | 382.6712 | 503.335 | 382.6712
908.488 | 124.8904 | 3.0155 | 43.8355 | 0 | 29.1926 | 320.8998 | 1.6919e-09 | 4.262e-10% | 521.8337 | 396.9434 | 521.8337 | 396.9434
908.52 | 127.6861 | 3.0752 | 44.6302 | 0 | 35.1319 | 326.1703 | 1.695e-09 | 4.144e-10% | 536.6937 | 409.0076 | 536.6937 | 409.0076
908.552 | 129.1205 | 3.1047 | 45.0426 | 0 | 39.346 | 328.8081 | 1.6981e-09 | 4.079e-10% | 545.4219 | 416.3014 | 545.4219 | 416.3014
908.584 | 129.6713 | 3.1161 | 45.2022 | 0 | 40.0548 | 329.8656 | 1.7012e-09 | 4.067e-10% | 547.91 | 418.2388 | 547.91 | 418.2388
908.616 | 129.7293 | 3.1192 | 45.2155 | 0 | 36.3454 | 330.2005 | 1.7043e-09 | 4.108e-10% | 544.6099 | 414.8806 | 544.6099 | 414.8806
908.648 | 129.4502 | 3.1178 | 45.1251 | 0 | 28.4903 | 330.1466 | 1.7073e-09 | 4.196e-10% | 536.33 | 406.8797 | 536.33 | 406.8797
908.68 | 128.822 | 3.1112 | 44.929 | 0 | 18.6682 | 329.6467 | 1.7105e-09 | 4.316e-10% | 525.1771 | 396.3551 | 525.1771 | 396.3551
908.712 | 127.7658 | 3.0967 | 44.6076 | 0 | 9.9745 | 328.4716 | 1.7135e-09 | 4.438e-10% | 513.9163 | 386.1505 | 513.9163 | 386.1505
908.744 | 126.1595 | 3.0706 | 44.1289 | 0 | 4.2796 | 326.2822 | 1.7167e-09 | 4.544e-10% | 503.9208 | 377.7614 | 503.9208 | 377.7614
908.776 | 123.7295 | 3.0255 | 43.4167 | 0 | 1.4621 | 322.4112 | 1.7198e-09 | 4.644e-10% | 494.0449 | 370.3155 | 494.0449 | 370.3155
908.808 | 119.9393 | 2.9479 | 42.3189 | 0 | 0.39597 | 315.6355 | 1.7229e-09 | 4.769e-10% | 481.2376 | 361.2983 | 481.2376 | 361.2983
908.84 | 114.2711 | 2.8249 | 40.6878 | 0 | 0.08482 | 304.7843 | 1.7261e-09 | 4.954e-10% | 462.6529 | 348.3818 | 462.6529 | 348.3818
908.872 | 107.0943 | 2.6651 | 38.626 | 0 | 0.014341 | 290.6026 | 1.7292e-09 | 5.21e-10% | 439.0023 | 331.9079 | 439.0023 | 331.9079
908.904 | 100.3756 | 2.5153 | 36.6895 | 0 | 0.0019175 | 277.282 | 1.7323e-09 | 5.474e-10% | 416.8643 | 316.4887 | 416.8643 | 316.4887
908.936 | 96.9824 | 2.4445 | 35.6925 | 0 | 0.00020235 | 270.9725 | 1.7355e-09 | 5.614e-10% | 406.0921 | 309.1097 | 406.0921 | 309.1097
908.968 | 98.6253 | 2.4934 | 36.1242 | 0 | 0.00021321 | 275.3483 | 1.7386e-09 | 5.538e-10% | 412.5914 | 313.9661 | 412.5914 | 313.9661
909 | 104.3778 | 2.6395 | 37.7261 | 0 | 0.0020204 | 288.4042 | 1.7418e-09 | 5.298e-10% | 433.1496 | 328.7719 | 433.1496 | 328.7719
909.032 | 111.4056 | 2.8144 | 39.6969 | 0 | 0.015159 | 304.028 | 1.7449e-09 | 5.035e-10% | 457.96 | 346.5545 | 457.96 | 346.5545
909.064 | 117.0727 | 2.9545 | 41.29 | 0 | 0.089693 | 316.5605 | 1.7481e-09 | 4.844e-10% | 477.9674 | 360.8947 | 477.9674 | 360.8947
909.096 | 120.2801 | 3.0338 | 42.1945 | 0 | 0.41934 | 323.6846 | 1.7513e-09 | 4.742e-10% | 489.6122 | 369.3322 | 489.6122 | 369.3322
909.128 | 121.2481 | 3.0578 | 42.4738 | 0 | 1.5513 | 325.9302 | 1.7545e-09 | 4.704e-10% | 494.2612 | 373.0131 | 494.2612 | 373.0131
909.16 | 120.7041 | 3.0445 | 42.3337 | 0 | 4.5538 | 324.8926 | 1.7577e-09 | 4.689e-10% | 495.5288 | 374.8247 | 495.5288 | 374.8247
909.192 | 119.4546 | 3.0134 | 42 | 0 | 10.6622 | 322.2967 | 1.7608e-09 | 4.659e-10% | 497.4269 | 377.9723 | 497.4269 | 377.9723
909.224 | 118.3183 | 2.9843 | 41.6982 | 0 | 20.2232 | 319.8635 | 1.764e-09 | 4.585e-10% | 503.0876 | 384.7693 | 503.0876 | 384.7693
909.256 | 117.9693 | 2.9734 | 41.6128 | 0 | 32.5589 | 318.9999 | 1.7672e-09 | 4.461e-10% | 514.1144 | 396.1451 | 514.1144 | 396.1451
909.288 | 118.6277 | 2.9862 | 41.8041 | 0 | 50.366 | 320.1629 | 1.7704e-09 | 4.263e-10% | 533.9469 | 415.3192 | 533.9469 | 415.3192
909.32 | 119.918 | 3.0135 | 42.17 | 0 | 90.4956 | 322.5656 | 1.7736e-09 | 3.87e-10% | 578.1627 | 458.2447 | 578.1627 | 458.2447
909.352 | 121.0844 | 3.0369 | 42.5052 | 0 | 194.2905 | 324.631 | 1.7769e-09 | 3.148e-10% | 685.5479 | 564.4635 | 685.5479 | 564.4635
909.384 | 121.4213 | 3.0393 | 42.6177 | 0 | 417.6579 | 324.8909 | 1.7801e-09 | 2.258e-10% | 909.6271 | 788.2058 | 909.6271 | 788.2058
909.416 | 120.6687 | 3.0146 | 42.4366 | 0 | 781.6229 | 322.8095 | 1.7833e-09 | 1.551e-10% | 1270.5522 | 1149.8835 | 1270.5522 | 1149.8835
909.448 | 119.1936 | 2.9716 | 42.0615 | 0 | 1206.9455 | 319.1541 | 1.7866e-09 | 1.137e-10% | 1690.3262 | 1571.1326 | 1690.3262 | 1571.1326
909.48 | 117.778 | 2.9292 | 41.7048 | 0 | 1515.948 | 315.5562 | 1.7899e-09 | 9.54e-11% | 1993.9162 | 1876.1382 | 1993.9162 | 1876.1382
909.512 | 117.0133 | 2.9021 | 41.5266 | 0 | 1550.1712 | 313.2675 | 1.7926e-09 | 9.396e-11% | 2024.8807 | 1907.8674 | 2024.8807 | 1907.8674
909.544 | 116.835 | 2.8891 | 41.5075 | 0 | 1304.648 | 312.2021 | 1.7963e-09 | 1.081e-10% | 1778.0818 | 1661.2468 | 1778.0818 | 1661.2468
909.576 | 116.8093 | 2.8807 | 41.5272 | 0 | 924.2934 | 311.5192 | 1.7995e-09 | 1.406e-10% | 1397.0298 | 1280.2204 | 1397.0298 | 1280.2204
909.608 | 116.8337 | 2.8747 | 41.5563 | 0 | 570.6927 | 311.0497 | 1.8028e-09 | 1.947e-10% | 1043.0071 | 926.1734 | 1043.0071 | 926.1734
909.64 | 117.2289 | 2.879 | 41.6821 | 0 | 318.4104 | 311.4797 | 1.8061e-09 | 2.678e-10% | 791.6801 | 674.4512 | 791.6801 | 674.4512
909.672 | 118.1081 | 2.8963 | 41.9361 | 0 | 162.9799 | 313.0545 | 1.8094e-09 | 3.474e-10% | 638.9749 | 520.8668 | 638.9749 | 520.8668
909.704 | 119.0748 | 2.9173 | 42.2103 | 0 | 75.7879 | 314.9587 | 1.8126e-09 | 4.159e-10% | 554.949 | 435.8742 | 554.949 | 435.8742
909.736 | 119.7604 | 2.9331 | 42.4038 | 0 | 33.2164 | 316.4154 | 1.8159e-09 | 4.598e-10% | 514.7291 | 394.9687 | 514.7291 | 394.9687
909.768 | 120.3538 | 2.9478 | 42.5682 | 0 | 18.4973 | 317.7698 | 1.8192e-09 | 4.765e-10% | 502.137 | 381.7832 | 502.137 | 381.7832
909.8 | 121.3248 | 2.972 | 42.8326 | 0 | 18.7627 | 319.9311 | 1.8225e-09 | 4.74e-10% | 505.8233 | 384.4985 | 505.8233 | 384.4985
909.832 | 122.785 | 3.0077 | 43.2296 | 0 | 24.2267 | 323.0766 | 1.8258e-09 | 4.639e-10% | 516.3257 | 393.5407 | 516.3257 | 393.5407
909.864 | 124.3471 | 3.0452 | 43.6557 | 0 | 28.6143 | 326.3758 | 1.8291e-09 | 4.554e-10% | 526.0381 | 401.691 | 526.0381 | 401.691
909.896 | 125.5251 | 3.0727 | 43.9796 | 0 | 30.3434 | 328.8131 | 1.8325e-09 | 4.511e-10% | 531.734 | 406.2089 | 531.734 | 406.2089
909.928 | 126.0739 | 3.0844 | 44.135 | 0 | 31.9957 | 329.8827 | 1.8358e-09 | 4.487e-10% | 535.1717 | 409.0978 | 535.1717 | 409.0978
909.96 | 125.969 | 3.0796 | 44.1149 | 0 | 36.2413 | 329.5409 | 1.8391e-09 | 4.453e-10% | 538.9457 | 412.9767 | 538.9457 | 412.9767
909.992 | 125.2557 | 3.0597 | 43.931 | 0 | 41.8904 | 327.8922 | 1.8424e-09 | 4.421e-10% | 542.029 | 416.7734 | 542.029 | 416.7734
910.024 | 124.024 | 3.027 | 43.607 | 0 | 45.2639 | 325.1289 | 1.8458e-09 | 4.426e-10% | 541.0509 | 417.0269 | 541.0509 | 417.0269
910.056 | 122.4159 | 2.985 | 43.1789 | 0 | 45.2976 | 321.537 | 1.8491e-09 | 4.477e-10% | 535.4145 | 412.9986 | 535.4145 | 412.9986
910.088 | 120.4383 | 2.934 | 42.6436 | 0 | 45.0694 | 317.1102 | 1.8525e-09 | 4.543e-10% | 528.1955 | 407.7572 | 528.1955 | 407.7572
910.12 | 117.7433 | 2.8661 | 41.9007 | 0 | 47.1343 | 311.1185 | 1.8558e-09 | 4.605e-10% | 520.7629 | 403.0196 | 520.7629 | 403.0196
910.152 | 113.9247 | 2.772 | 40.8398 | 0 | 49.1439 | 302.7514 | 1.8591e-09 | 4.701e-10% | 509.4319 | 395.5072 | 509.4319 | 395.5072
910.184 | 109.3469 | 2.6604 | 39.5713 | 0 | 46.1193 | 292.8375 | 1.8625e-09 | 4.886e-10% | 490.5354 | 381.1885 | 490.5354 | 381.1885
910.216 | 105.5017 | 2.566 | 38.5196 | 0 | 36.4186 | 284.5378 | 1.8659e-09 | 5.154e-10% | 467.5438 | 362.0421 | 467.5438 | 362.0421
910.248 | 104.1479 | 2.5301 | 38.1745 | 0 | 23.9839 | 281.5048 | 1.8693e-09 | 5.4e-10% | 450.3412 | 346.1933 | 450.3412 | 346.1933
910.28 | 106.0291 | 2.5699 | 38.7323 | 0 | 16.134 | 285.2205 | 1.8727e-09 | 5.465e-10% | 448.6858 | 342.6567 | 448.6858 | 342.6567
910.312 | 110.4635 | 2.6696 | 39.9911 | 0 | 24.4403 | 294.2099 | 1.8761e-09 | 5.192e-10% | 471.7743 | 361.3108 | 471.7743 | 361.3108
910.344 | 115.9375 | 2.7941 | 41.5254 | 0 | 74.708 | 305.3303 | 1.8795e-09 | 4.429e-10% | 540.2953 | 424.3578 | 540.2953 | 424.3578
910.376 | 120.9674 | 2.909 | 42.9266 | 0 | 219.1043 | 315.5494 | 1.8829e-09 | 3.244e-10% | 701.4566 | 580.4892 | 701.4566 | 580.4892
910.408 | 124.6914 | 2.9941 | 43.9615 | 0 | 525.4019 | 323.1176 | 1.8863e-09 | 2.106e-10% | 1020.1665 | 895.4751 | 1020.1665 | 895.4751
910.44 | 126.998 | 3.0466 | 44.6035 | 0 | 1020.9856 | 327.8009 | 1.8897e-09 | 1.353e-10% | 1523.4345 | 1396.4366 | 1523.4345 | 1396.4366
910.472 | 128.2397 | 3.0743 | 44.9519 | 0 | 1620.8231 | 330.301 | 1.8931e-09 | 9.47e-11% | 2127.39 | 1999.1503 | 2127.39 | 1999.1503
910.504 | 128.8452 | 3.0869 | 45.1255 | 0 | 2123.2443 | 331.4806 | 1.8963e-09 | 7.576e-11% | 2631.7825 | 2502.9374 | 2631.7825 | 2502.9374
910.536 | 129.1098 | 3.0914 | 45.2056 | 0 | 2314.8477 | 331.9473 | 1.9e-09 | 7.05e-11% | 2824.2019 | 2695.092 | 2824.2019 | 2695.092
910.568 | 129.1664 | 3.091 | 45.2278 | 0 | 2109.6834 | 331.9905 | 1.9036e-09 | 7.645e-11% | 2619.1592 | 2489.9928 | 2619.1592 | 2489.9928
910.6 | 128.9874 | 3.0854 | 45.1833 | 0 | 1605.6747 | 331.5731 | 1.9069e-09 | 9.604e-11% | 2114.5041 | 1985.5166 | 2114.5041 | 1985.5166
910.632 | 128.3431 | 3.0695 | 45.0065 | 0 | 1015.1649 | 330.2304 | 1.9103e-09 | 1.371e-10% | 1521.8144 | 1393.4713 | 1521.8144 | 1393.4713
910.664 | 126.7933 | 3.033 | 44.5727 | 0 | 529.5091 | 327.0443 | 1.9137e-09 | 2.117e-10% | 1030.9524 | 904.1591 | 1030.9524 | 904.1591
910.696 | 123.93 | 2.9664 | 43.7663 | 0 | 226.6106 | 321.1482 | 1.9172e-09 | 3.225e-10% | 718.4214 | 594.4914 | 718.4214 | 594.4914
910.728 | 119.9419 | 2.8739 | 42.6411 | 0 | 79.397 | 312.9166 | 1.9207e-09 | 4.387e-10% | 557.7706 | 437.8287 | 557.7706 | 437.8287
910.76 | 115.9998 | 2.7825 | 41.5304 | 0 | 22.8152 | 304.7855 | 1.9241e-09 | 5.174e-10% | 487.9133 | 371.9135 | 487.9133 | 371.9135
910.792 | 113.6719 | 2.7283 | 40.8815 | 0 | 5.4052 | 300.047 | 1.9276e-09 | 5.522e-10% | 462.7339 | 349.062 | 462.7339 | 349.062
910.824 | 113.5706 | 2.7259 | 40.8697 | 0 | 1.0636 | 300.0181 | 1.9311e-09 | 5.603e-10% | 458.2478 | 344.6773 | 458.2478 | 344.6773
910.856 | 114.7066 | 2.7528 | 41.2139 | 0 | 0.17835 | 302.6696 | 1.9346e-09 | 5.578e-10% | 461.5212 | 346.8146 | 461.5212 | 346.8146
910.888 | 115.4362 | 2.7713 | 41.4439 | 0 | 0.051369 | 304.5816 | 1.9381e-09 | 5.556e-10% | 464.2843 | 348.8481 | 464.2843 | 348.8481
910.92 | 114.9418 | 2.7626 | 41.3227 | 0 | 0.12995 | 304.0248 | 1.9416e-09 | 5.575e-10% | 463.1819 | 348.2401 | 463.1819 | 348.2401
910.952 | 113.6808 | 2.7371 | 40.9752 | 0 | 0.47078 | 301.9042 | 1.9451e-09 | 5.62e-10% | 459.7681 | 346.0873 | 459.7681 | 346.0873
910.984 | 112.6455 | 2.7173 | 40.6795 | 0 | 1.3659 | 300.2361 | 1.9486e-09 | 5.648e-10% | 457.6444 | 344.9989 | 457.6444 | 344.9989
911.016 | 112.5137 | 2.7186 | 40.6277 | 0 | 3.1322 | 300.4013 | 1.9522e-09 | 5.628e-10% | 459.3935 | 346.8798 | 459.3935 | 346.8798
911.048 | 113.4932 | 2.7455 | 40.8805 | 0 | 5.6862 | 302.827 | 1.9557e-09 | 5.554e-10% | 465.6324 | 352.1392 | 465.6324 | 352.1392
911.08 | 115.5564 | 2.7975 | 41.4322 | 0 | 8.23 | 307.4657 | 1.9592e-09 | 5.443e-10% | 475.4818 | 359.9254 | 475.4818 | 359.9254
911.112 | 118.4306 | 2.8684 | 42.209 | 0 | 9.7046 | 313.7681 | 1.9628e-09 | 5.326e-10% | 486.9807 | 368.5501 | 486.9807 | 368.5501
911.144 | 121.4766 | 2.9432 | 43.0353 | 0 | 9.8996 | 320.4231 | 1.9663e-09 | 5.225e-10% | 497.7777 | 376.3012 | 497.7777 | 376.3012
911.176 | 123.9426 | 3.0042 | 43.7039 | 0 | 9.8678 | 325.8777 | 1.9699e-09 | 5.151e-10% | 506.3962 | 382.4536 | 506.3962 | 382.4536
911.208 | 125.4341 | 3.0422 | 44.106 | 0 | 10.7499 | 329.302 | 1.9734e-09 | 5.097e-10% | 512.6342 | 387.2001 | 512.6342 | 387.2001
911.24 | 126.0624 | 3.0595 | 44.2723 | 0 | 12.2391 | 330.9022 | 1.977e-09 | 5.063e-10% | 516.5354 | 390.473 | 516.5354 | 390.473
911.272 | 126.2071 | 3.0647 | 44.3078 | 0 | 12.7108 | 331.4405 | 1.9805e-09 | 5.059e-10% | 517.7309 | 391.5238 | 517.7309 | 391.5238
911.304 | 126.2185 | 3.0659 | 44.3095 | 0 | 11.002 | 331.6305 | 1.9842e-09 | 5.088e-10% | 516.2264 | 390.0079 | 516.2264 | 390.0079
911.336 | 126.2686 | 3.0674 | 44.3243 | 0 | 7.6515 | 331.8359 | 1.9878e-09 | 5.138e-10% | 513.1476 | 386.879 | 513.1476 | 386.879
911.368 | 126.3555 | 3.0693 | 44.3506 | 0 | 4.2233 | 332.0771 | 1.9913e-09 | 5.19e-10% | 510.0758 | 383.7203 | 510.0758 | 383.7203
911.4 | 126.3923 | 3.0699 | 44.3631 | 0 | 1.8429 | 332.2099 | 1.9949e-09 | 5.229e-10% | 507.8781 | 381.4858 | 507.8781 | 381.4858
911.432 | 126.3034 | 3.0678 | 44.3397 | 0 | 0.63502 | 332.1105 | 1.9985e-09 | 5.257e-10% | 506.4565 | 380.1531 | 506.4565 | 380.1531
911.464 | 126.0778 | 3.0631 | 44.2768 | 0 | 0.17271 | 331.7754 | 2.0021e-09 | 5.279e-10% | 505.3657 | 379.2879 | 505.3657 | 379.2879
911.496 | 125.7824 | 3.0572 | 44.193 | 0 | 0.037077 | 331.3426 | 2.0057e-09 | 5.297e-10% | 504.4122 | 378.6298 | 504.4122 | 378.6298
911.528 | 125.5367 | 3.0528 | 44.1219 | 0 | 0.0062816 | 331.0436 | 2.0094e-09 | 5.313e-10% | 503.7613 | 378.2246 | 503.7613 | 378.2246
911.56 | 125.4359 | 3.0521 | 44.0906 | 0 | 0.00083992 | 331.0557 | 2.013e-09 | 5.323e-10% | 503.6351 | 378.1992 | 503.6351 | 378.1992
911.592 | 125.4682 | 3.0545 | 44.0961 | 0 | 8.8635e-05 | 331.3445 | 2.0166e-09 | 5.328e-10% | 503.9634 | 378.4952 | 503.9634 | 378.4952
911.624 | 125.5128 | 3.0573 | 44.1047 | 0 | 3.6284e-13 | 331.6673 | 2.0203e-09 | 5.333e-10% | 504.3421 | 378.8293 | 504.3421 | 378.8293
911.656 | 125.4186 | 3.0571 | 44.0739 | 0 | 0 | 331.7273 | 2.0239e-09 | 5.342e-10% | 504.2769 | 378.8583 | 504.2769 | 378.8583
911.688 | 125.0675 | 3.0512 | 43.9712 | 0 | 0 | 331.2882 | 2.0275e-09 | 5.359e-10% | 503.3781 | 378.3106 | 503.3781 | 378.3106
911.72 | 124.4 | 3.038 | 43.7809 | 0 | 0 | 330.2115 | 2.0312e-09 | 5.387e-10% | 501.4304 | 377.0304 | 501.4304 | 377.0304
911.752 | 123.4717 | 3.0185 | 43.5198 | 0 | 6.5521e-14 | 328.577 | 2.0349e-09 | 5.425e-10% | 498.5871 | 375.1153 | 498.5871 | 375.1153
911.784 | 122.505 | 2.9974 | 43.2503 | 0 | 0 | 326.8055 | 2.0386e-09 | 5.465e-10% | 495.5582 | 373.0531 | 495.5582 | 373.0531
911.816 | 121.7606 | 2.9805 | 43.0446 | 0 | 0 | 325.4115 | 2.0423e-09 | 5.498e-10% | 493.1973 | 371.4366 | 493.1973 | 371.4366
911.848 | 121.258 | 2.9685 | 42.9083 | 0 | 0 | 324.4309 | 2.0459e-09 | 5.525e-10% | 491.5657 | 370.3077 | 491.5657 | 370.3077
911.88 | 120.677 | 2.9538 | 42.7528 | 0 | 0 | 323.2162 | 2.0496e-09 | 5.556e-10% | 489.5998 | 368.9228 | 489.5998 | 368.9228
911.912 | 119.5951 | 2.9269 | 42.4602 | 0 | 0 | 320.9168 | 2.0533e-09 | 5.605e-10% | 485.8991 | 366.304 | 485.8991 | 366.304
911.944 | 117.7475 | 2.8821 | 41.9542 | 0 | 0 | 317.0034 | 2.057e-09 | 5.685e-10% | 479.5872 | 361.8397 | 479.5872 | 361.8397
911.976 | 115.0386 | 2.8174 | 41.2029 | 0 | 0 | 311.2713 | 2.0607e-09 | 5.8e-10% | 470.3302 | 355.2916 | 470.3302 | 355.2916
912.008 | 111.4705 | 2.7329 | 40.1994 | 0 | 0 | 303.6745 | 2.0644e-09 | 5.956e-10% | 458.0774 | 346.6068 | 458.0774 | 346.6068
912.04 | 107.2346 | 2.6326 | 38.9902 | 0 | 0 | 294.5346 | 2.0682e-09 | 6.152e-10% | 443.392 | 336.1574 | 443.392 | 336.1574
912.072 | 102.9816 | 2.5313 | 37.7589 | 0 | 0 | 285.1852 | 2.0719e-09 | 6.366e-10% | 428.457 | 325.4754 | 428.457 | 325.4754
912.104 | 100.0338 | 2.4598 | 36.8923 | 0 | 6.2987e-14 | 278.5021 | 2.0756e-09 | 6.53e-10% | 417.888 | 317.8542 | 417.888 | 317.8542
912.136 | 99.9966 | 2.4559 | 36.8655 | 0 | 0 | 278.0528 | 2.0794e-09 | 6.552e-10% | 417.3708 | 317.3742 | 417.3708 | 317.3742
912.168 | 103.579 | 2.5365 | 37.8901 | 0 | 0 | 285.4427 | 2.0831e-09 | 6.393e-10% | 429.4483 | 325.8693 | 429.4483 | 325.8693
912.2 | 109.6947 | 2.676 | 39.6518 | 0 | 0 | 298.3064 | 2.0869e-09 | 6.126e-10% | 450.3289 | 340.6342 | 450.3289 | 340.6342
912.232 | 116.1028 | 2.8216 | 41.5008 | 0 | 0 | 311.7364 | 2.0906e-09 | 5.872e-10% | 472.1616 | 356.0588 | 472.1616 | 356.0588
912.264 | 121.0296 | 2.9313 | 42.926 | 0 | 0 | 321.8596 | 2.0944e-09 | 5.696e-10% | 488.7465 | 367.7169 | 488.7465 | 367.7169
912.296 | 124.0589 | 2.9954 | 43.8098 | 0 | 0 | 327.7793 | 2.0982e-09 | 5.601e-10% | 498.6434 | 374.5845 | 498.6434 | 374.5845
912.328 | 125.7358 | 3.0267 | 44.3099 | 0 | 0 | 330.6935 | 2.102e-09 | 5.56e-10% | 503.7659 | 378.0301 | 503.7659 | 378.0301
912.36 | 126.7471 | 3.0417 | 44.6229 | 0 | 0 | 332.1096 | 2.1058e-09 | 5.545e-10% | 506.5213 | 379.7742 | 506.5213 | 379.7742
912.392 | 127.4947 | 3.05 | 44.8627 | 0 | 0 | 332.9214 | 2.1096e-09 | 5.539e-10% | 508.3287 | 380.8341 | 508.3287 | 380.8341
912.424 | 128.1089 | 3.055 | 45.0654 | 0 | 0 | 333.4421 | 2.1134e-09 | 5.539e-10% | 509.6714 | 381.5625 | 509.6714 | 381.5625
912.456 | 128.5994 | 3.0573 | 45.2328 | 0 | 0 | 333.7252 | 2.1172e-09 | 5.542e-10% | 510.6147 | 382.0153 | 510.6147 | 382.0153
912.488 | 128.9385 | 3.0566 | 45.3564 | 0 | 0 | 333.7418 | 2.121e-09 | 5.55e-10% | 511.0933 | 382.1548 | 511.0933 | 382.1548
912.52 | 129.0642 | 3.0516 | 45.4187 | 0 | 0 | 333.383 | 2.1248e-09 | 5.564e-10% | 510.9176 | 381.8534 | 510.9176 | 381.8534
912.552 | 128.8747 | 3.0401 | 45.3917 | 0 | 0 | 332.4496 | 2.1287e-09 | 5.589e-10% | 509.7561 | 380.8814 | 509.7561 | 380.8814
912.584 | 128.2895 | 3.0203 | 45.2535 | 0 | 0 | 330.7828 | 2.1324e-09 | 5.626e-10% | 507.3461 | 379.0566 | 507.3461 | 379.0566
912.616 | 127.3811 | 2.9938 | 45.0239 | 0 | 0 | 328.5354 | 2.1363e-09 | 5.673e-10% | 503.9343 | 376.5531 | 503.9343 | 376.5531
912.648 | 126.4552 | 2.9679 | 44.7866 | 0 | 0 | 326.3346 | 2.1402e-09 | 5.721e-10% | 500.5443 | 374.0891 | 500.5443 | 374.0891
912.68 | 125.9377 | 2.9524 | 44.6582 | 0 | 1.0545e-13 | 325.0461 | 2.144e-09 | 5.753e-10% | 498.5943 | 372.6567 | 498.5943 | 372.6567
912.712 | 126.1045 | 2.9535 | 44.7144 | 0 | 4.9809e-13 | 325.2244 | 2.1479e-09 | 5.76e-10% | 498.9967 | 372.8922 | 498.9967 | 372.8922
912.744 | 126.8891 | 2.9696 | 44.9373 | 0 | 0 | 326.7256 | 2.1518e-09 | 5.744e-10% | 501.5216 | 374.6325 | 501.5216 | 374.6325
912.776 | 127.9385 | 2.9925 | 45.2306 | 0 | 1.3336e-13 | 328.824 | 2.1556e-09 | 5.717e-10% | 504.9856 | 377.0471 | 504.9856 | 377.0471
912.808 | 128.8443 | 3.0127 | 45.4826 | 0 | 0 | 330.6791 | 2.1595e-09 | 5.695e-10% | 508.0187 | 379.1744 | 508.0187 | 379.1744
912.84 | 129.3449 | 3.024 | 45.6219 | 0 | 0 | 331.7471 | 2.1633e-09 | 5.687e-10% | 509.7379 | 380.393 | 509.7379 | 380.393
912.872 | 129.3614 | 3.0243 | 45.6274 | 0 | 3.4955e-14 | 331.8553 | 2.1672e-09 | 5.696e-10% | 509.8685 | 380.507 | 509.8685 | 380.507
912.904 | 128.8815 | 3.0135 | 45.496 | 0 | 0 | 330.9711 | 2.1712e-09 | 5.721e-10% | 508.3621 | 379.4806 | 508.3621 | 379.4806
912.936 | 127.8443 | 2.99 | 45.2114 | 0 | 0 | 328.9701 | 2.1751e-09 | 5.767e-10% | 505.0159 | 377.1716 | 505.0159 | 377.1716
912.968 | 126.1874 | 2.9527 | 44.7568 | 0 | 0 | 325.727 | 2.179e-09 | 5.835e-10% | 499.6239 | 373.4365 | 499.6239 | 373.4365
913 | 124.0338 | 2.9042 | 44.166 | 0 | 0 | 321.4881 | 2.1829e-09 | 5.923e-10% | 492.5921 | 368.5583 | 492.5921 | 368.5583
913.032 | 121.794 | 2.8537 | 43.5515 | 0 | 0 | 317.0745 | 2.1868e-09 | 6.016e-10% | 485.2737 | 363.4797 | 485.2737 | 363.4797
913.064 | 119.9987 | 2.8133 | 43.059 | 0 | 0 | 313.5479 | 2.1907e-09 | 6.095e-10% | 479.4188 | 359.4201 | 479.4188 | 359.4201
913.096 | 118.924 | 2.789 | 42.7638 | 0 | 0 | 311.4564 | 2.1947e-09 | 6.148e-10% | 475.9332 | 357.0092 | 475.9332 | 357.0092
913.128 | 118.2645 | 2.7741 | 42.5803 | 0 | 0 | 310.1747 | 2.1986e-09 | 6.184e-10% | 473.7937 | 355.5292 | 473.7937 | 355.5292
913.16 | 117.1778 | 2.7495 | 42.2735 | 0 | 0 | 307.9877 | 2.2026e-09 | 6.24e-10% | 470.1886 | 353.0107 | 470.1886 | 353.0107
913.192 | 114.8426 | 2.6969 | 41.6122 | 0 | 0 | 303.2086 | 2.2066e-09 | 6.35e-10% | 462.3602 | 347.5176 | 462.3602 | 347.5176
913.224 | 111.215 | 2.615 | 40.58 | 0 | 0 | 295.7171 | 2.2105e-09 | 6.522e-10% | 450.1271 | 338.9122 | 450.1271 | 338.9122
913.256 | 107.4066 | 2.5288 | 39.4868 | 0 | 0 | 287.7703 | 2.2145e-09 | 6.715e-10% | 437.1925 | 329.7859 | 437.1925 | 329.7859
913.288 | 105.2941 | 2.4805 | 38.8659 | 0 | 0 | 283.2577 | 2.2185e-09 | 6.834e-10% | 429.8982 | 324.6041 | 429.8982 | 324.6041
913.32 | 106.3627 | 2.5038 | 39.149 | 0 | 0.00069772 | 285.3264 | 2.2225e-09 | 6.797e-10% | 433.3426 | 326.9798 | 433.3426 | 326.9798
913.352 | 110.4759 | 2.5956 | 40.3078 | 0 | 0.0066118 | 293.7757 | 2.2265e-09 | 6.613e-10% | 447.1617 | 336.6857 | 447.1617 | 336.6857
913.384 | 115.7931 | 2.7147 | 41.8222 | 0 | 0.049448 | 304.8221 | 2.2305e-09 | 6.384e-10% | 465.2016 | 349.4085 | 465.2016 | 349.4085
913.416 | 120.1698 | 2.8129 | 43.0782 | 0 | 0.29186 | 313.9954 | 2.2345e-09 | 6.204e-10% | 480.3482 | 360.1784 | 480.3482 | 360.1784
913.448 | 122.6959 | 2.8697 | 43.8096 | 0 | 1.3596 | 319.3596 | 2.2385e-09 | 6.093e-10% | 490.0943 | 367.3984 | 490.0943 | 367.3984
913.48 | 123.8957 | 2.8966 | 44.1592 | 0 | 4.9983 | 321.9548 | 2.2425e-09 | 5.996e-10% | 497.9046 | 374.0089 | 497.9046 | 374.0089
913.512 | 124.6881 | 2.9145 | 44.3856 | 0 | 14.5024 | 323.6623 | 2.2466e-09 | 5.828e-10% | 510.1529 | 385.4648 | 510.1529 | 385.4648
913.544 | 125.3585 | 2.9296 | 44.5732 | 0 | 33.2089 | 325.0909 | 2.2506e-09 | 5.546e-10% | 531.161 | 405.8025 | 531.161 | 405.8025
913.576 | 125.4531 | 2.9318 | 44.6001 | 0 | 60.016 | 325.3494 | 2.2546e-09 | 5.208e-10% | 558.3505 | 432.8974 | 558.3505 | 432.8974
913.608 | 124.4544 | 2.9094 | 44.3257 | 0 | 85.6041 | 323.4088 | 2.2587e-09 | 4.951e-10% | 580.7023 | 456.2479 | 580.7023 | 456.2479
913.64 | 122.4494 | 2.8643 | 43.7745 | 0 | 96.3917 | 319.4505 | 2.2628e-09 | 4.893e-10% | 584.9303 | 462.4809 | 584.9303 | 462.4809
913.672 | 120.1397 | 2.8125 | 43.1392 | 0 | 85.8197 | 314.8847 | 2.2669e-09 | 5.075e-10% | 566.7957 | 446.6561 | 566.7957 | 446.6561
913.704 | 118.1724 | 2.7683 | 42.5958 | 0 | 61.0433 | 310.9991 | 2.2709e-09 | 5.44e-10% | 535.579 | 417.4065 | 535.579 | 417.4065
913.736 | 116.407 | 2.7289 | 42.1002 | 0 | 36.9873 | 307.4755 | 2.275e-09 | 5.844e-10% | 505.6989 | 389.2919 | 505.6989 | 389.2919
913.768 | 113.8657 | 2.6721 | 41.3755 | 0 | 25.4654 | 302.293 | 2.2791e-09 | 6.13e-10% | 485.6717 | 371.806 | 485.6717 | 371.806
913.8 | 109.5908 | 2.5765 | 40.1524 | 0 | 30.1022 | 293.482 | 2.2832e-09 | 6.233e-10% | 475.9039 | 366.313 | 475.9039 | 366.313
913.832 | 103.8025 | 2.4469 | 38.4954 | 0 | 46.7276 | 281.5136 | 2.2873e-09 | 6.195e-10% | 472.986 | 369.1835 | 472.986 | 369.1835
913.864 | 98.3155 | 2.3244 | 36.9227 | 0 | 64.9995 | 270.1769 | 2.2914e-09 | 6.12e-10% | 472.7389 | 374.4234 | 472.7389 | 374.4234
913.896 | 95.6518 | 2.2654 | 36.1546 | 0 | 72.8874 | 264.7433 | 2.2955e-09 | 6.104e-10% | 471.7024 | 376.0507 | 471.7024 | 376.0507
913.928 | 97.4235 | 2.3065 | 36.6507 | 0 | 64.7146 | 268.5785 | 2.2996e-09 | 6.178e-10% | 469.6737 | 372.2502 | 469.6737 | 372.2502
913.96 | 103.2539 | 2.4391 | 38.3007 | 0 | 45.3719 | 280.8769 | 2.3038e-09 | 6.277e-10% | 470.2424 | 366.9886 | 470.2424 | 366.9886
913.992 | 111.054 | 2.6161 | 40.5068 | 0 | 25.1275 | 297.2594 | 2.3079e-09 | 6.314e-10% | 476.5639 | 365.5098 | 476.5639 | 365.5098
914.024 | 118.3533 | 2.782 | 42.5669 | 0 | 11.1023 | 312.5779 | 2.312e-09 | 6.265e-10% | 487.3824 | 369.0291 | 487.3824 | 369.0291
914.056 | 123.6035 | 2.9017 | 44.0446 | 0 | 4.4276 | 323.6314 | 2.3162e-09 | 6.176e-10% | 498.6088 | 375.0053 | 498.6088 | 375.0053
914.088 | 126.5685 | 2.9699 | 44.8763 | 0 | 3.4145 | 329.9497 | 2.3203e-09 | 6.087e-10% | 507.7789 | 381.2104 | 507.7789 | 381.2104
914.12 | 127.8242 | 2.9996 | 45.2266 | 0 | 7.1456 | 332.7356 | 2.3244e-09 | 5.989e-10% | 515.9316 | 388.1074 | 515.9316 | 388.1074
914.152 | 128.063 | 3.0061 | 45.2917 | 0 | 15.8948 | 333.4217 | 2.3286e-09 | 5.857e-10% | 525.6772 | 397.6142 | 525.6772 | 397.6142
914.184 | 127.7465 | 3 | 45.2017 | 0 | 28.6627 | 332.9594 | 2.3329e-09 | 5.692e-10% | 537.5703 | 409.8238 | 537.5703 | 409.8238
914.216 | 127.127 | 2.9868 | 45.0276 | 0 | 40.8745 | 331.8678 | 2.337e-09 | 5.554e-10% | 547.8836 | 420.7566 | 547.8836 | 420.7566
914.248 | 126.3946 | 2.971 | 44.8226 | 0 | 46.0096 | 330.5395 | 2.3413e-09 | 5.517e-10% | 550.7372 | 424.3426 | 550.7372 | 424.3426
914.28 | 125.766 | 2.9575 | 44.6466 | 0 | 40.8739 | 329.4228 | 2.3454e-09 | 5.612e-10% | 543.6669 | 417.9009 | 543.6669 | 417.9009
914.312 | 125.4514 | 2.9514 | 44.5576 | 0 | 28.6577 | 328.9537 | 2.3496e-09 | 5.8e-10% | 530.5718 | 405.1204 | 530.5718 | 405.1204
914.344 | 125.5404 | 2.9546 | 44.58 | 0 | 15.8575 | 329.3231 | 2.3538e-09 | 5.994e-10% | 518.2556 | 392.7152 | 518.2556 | 392.7152
914.376 | 125.9186 | 2.9648 | 44.6817 | 0 | 6.9259 | 330.3043 | 2.3581e-09 | 6.127e-10% | 510.7952 | 384.8766 | 510.7952 | 384.8766
914.408 | 126.3087 | 2.9754 | 44.7857 | 0 | 2.3934 | 331.3357 | 2.3623e-09 | 6.192e-10% | 507.7989 | 381.4903 | 507.7989 | 381.4903
914.44 | 126.4247 | 2.9802 | 44.8126 | 0 | 0.68846 | 331.8352 | 2.3666e-09 | 6.223e-10% | 506.7411 | 380.3164 | 506.7411 | 380.3164
914.472 | 126.1276 | 2.9758 | 44.7235 | 0 | 0.32224 | 331.5202 | 2.3708e-09 | 6.246e-10% | 505.6693 | 379.5417 | 505.6693 | 379.5417
914.504 | 125.4654 | 2.9634 | 44.5319 | 0 | 0.69594 | 330.4914 | 2.375e-09 | 6.272e-10% | 504.148 | 378.6826 | 504.148 | 378.6826
914.536 | 124.5837 | 2.9463 | 44.2783 | 0 | 1.9539 | 329.0486 | 2.3793e-09 | 6.291e-10% | 502.8109 | 378.2272 | 502.8109 | 378.2272
914.568 | 123.6175 | 2.9278 | 44.0005 | 0 | 4.4673 | 327.4668 | 2.3836e-09 | 6.291e-10% | 502.4799 | 378.8624 | 502.4799 | 378.8624
914.6 | 122.6847 | 2.9104 | 43.7313 | 0 | 8.0728 | 325.9828 | 2.3878e-09 | 6.272e-10% | 503.3819 | 380.6972 | 503.3819 | 380.6972
914.632 | 121.9606 | 2.898 | 43.5191 | 0 | 11.5141 | 324.9486 | 2.3921e-09 | 6.248e-10% | 504.8404 | 382.8798 | 504.8404 | 382.8798
914.664 | 121.6785 | 2.8959 | 43.4286 | 0 | 12.9611 | 324.834 | 2.3964e-09 | 6.239e-10% | 505.7981 | 384.1196 | 505.7981 | 384.1196
914.696 | 121.9679 | 2.9068 | 43.4956 | 0 | 11.5177 | 325.894 | 2.4007e-09 | 6.255e-10% | 505.7821 | 383.8142 | 505.7821 | 383.8142
914.728 | 122.6811 | 2.9273 | 43.6799 | 0 | 8.0999 | 327.8106 | 2.405e-09 | 6.287e-10% | 505.1988 | 382.5177 | 505.1988 | 382.5177
914.76 | 123.4494 | 2.9487 | 43.8802 | 0 | 4.6272 | 329.8105 | 2.4093e-09 | 6.319e-10% | 504.7159 | 381.2666 | 504.7159 | 381.2666
914.792 | 123.959 | 2.9637 | 44.0102 | 0 | 2.6972 | 331.2362 | 2.4136e-09 | 6.337e-10% | 504.8663 | 380.9073 | 504.8663 | 380.9073
914.824 | 124.1577 | 2.971 | 44.0561 | 0 | 3.4165 | 331.974 | 2.4179e-09 | 6.323e-10% | 506.5754 | 382.4176 | 506.5754 | 382.4176
914.856 | 124.2007 | 2.9742 | 44.0612 | 0 | 8.145 | 332.3396 | 2.4223e-09 | 6.251e-10% | 511.7208 | 387.5201 | 511.7208 | 387.5201
914.888 | 124.2533 | 2.977 | 44.0718 | 0 | 18.2715 | 332.668 | 2.4266e-09 | 6.097e-10% | 522.2416 | 397.9883 | 522.2416 | 397.9883
914.92 | 124.371 | 2.9805 | 44.1034 | 0 | 32.9562 | 333.0637 | 2.431e-09 | 5.885e-10% | 537.4749 | 413.1039 | 537.4749 | 413.1039
914.952 | 124.5123 | 2.9838 | 44.1449 | 0 | 46.9963 | 333.4297 | 2.4353e-09 | 5.696e-10% | 552.067 | 427.5547 | 552.067 | 427.5547
914.984 | 124.6017 | 2.9848 | 44.1753 | 0 | 52.9003 | 333.6001 | 2.4397e-09 | 5.626e-10% | 558.2622 | 433.6605 | 558.2622 | 433.6605
915.016 | 124.5836 | 2.9824 | 44.179 | 0 | 46.9954 | 333.4551 | 2.444e-09 | 5.716e-10% | 552.1955 | 427.6119 | 552.1955 | 427.6119
915.048 | 124.4576 | 2.9766 | 44.1557 | 0 | 32.9496 | 332.9974 | 2.4484e-09 | 5.927e-10% | 537.5369 | 413.0793 | 537.5369 | 413.0793
915.08 | 124.2676 | 2.9684 | 44.1177 | 0 | 18.2335 | 332.3294 | 2.4529e-09 | 6.168e-10% | 521.9166 | 397.6489 | 521.9166 | 397.6489
915.112 | 124.0163 | 2.9582 | 44.0654 | 0 | 7.9772 | 331.4729 | 2.4572e-09 | 6.358e-10% | 510.49 | 386.4737 | 510.49 | 386.4737
915.144 | 123.5793 | 2.9434 | 43.9643 | 0 | 2.8677 | 330.1882 | 2.4616e-09 | 6.479e-10% | 503.5428 | 379.9635 | 503.5428 | 379.9635
915.176 | 122.7826 | 2.9199 | 43.7657 | 0 | 1.542 | 328.1307 | 2.466e-09 | 6.552e-10% | 499.1409 | 376.3583 | 499.1409 | 376.3583
915.208 | 121.6598 | 2.8889 | 43.4778 | 0 | 4.2783 | 325.382 | 2.4704e-09 | 6.57e-10% | 497.6868 | 376.027 | 497.6868 | 376.027
915.24 | 120.5905 | 2.8589 | 43.2046 | 0 | 17.1969 | 322.7378 | 2.4748e-09 | 6.412e-10% | 506.5887 | 385.9982 | 506.5887 | 385.9982
915.272 | 120.0283 | 2.8406 | 43.0704 | 0 | 57.7975 | 321.1482 | 2.4793e-09 | 5.836e-10% | 544.8851 | 424.8568 | 544.8851 | 424.8568
915.304 | 120.0154 | 2.8352 | 43.0864 | 0 | 157.3927 | 320.7169 | 2.4837e-09 | 4.74e-10% | 644.0465 | 524.0312 | 644.0465 | 524.0312
915.336 | 120.0026 | 2.8303 | 43.1003 | 0 | 347.451 | 320.3281 | 2.4882e-09 | 3.486e-10% | 833.7123 | 713.7097 | 833.7123 | 713.7097
915.368 | 119.169 | 2.8076 | 42.8837 | 0 | 622.8661 | 318.2988 | 2.4926e-09 | 2.526e-10% | 1106.0253 | 986.8563 | 1106.0253 | 986.8563
915.4 | 116.9344 | 2.754 | 42.2738 | 0 | 908.8207 | 313.4273 | 2.497e-09 | 1.97e-10% | 1384.2102 | 1267.2758 | 1384.2102 | 1267.2758
915.432 | 113.304 | 2.6697 | 41.2687 | 0 | 1083.796 | 305.7037 | 2.5016e-09 | 1.745e-10% | 1546.7421 | 1433.4381 | 1546.7421 | 1433.4381
915.464 | 108.9668 | 2.57 | 40.0576 | 0 | 1065.743 | 296.5279 | 2.5061e-09 | 1.784e-10% | 1513.8653 | 1404.8985 | 1513.8653 | 1404.8985
915.496 | 105.2126 | 2.484 | 39.001 | 0 | 880.173 | 288.5665 | 2.5105e-09 | 2.074e-10% | 1315.437 | 1210.2245 | 1315.437 | 1210.2245
915.528 | 103.5723 | 2.446 | 38.5328 | 0 | 631.2115 | 285.0229 | 2.515e-09 | 2.627e-10% | 1060.7854 | 957.2132 | 1060.7854 | 957.2132
915.56 | 105.0429 | 2.4784 | 38.9396 | 0 | 413.0266 | 288.0064 | 2.5195e-09 | 3.394e-10% | 847.4939 | 742.4509 | 847.4939 | 742.4509
915.592 | 109.2504 | 2.5727 | 40.1193 | 0 | 262.5214 | 296.7525 | 2.524e-09 | 4.193e-10% | 711.2162 | 601.9658 | 711.2162 | 601.9658
915.624 | 114.334 | 2.687 | 41.5459 | 0 | 177.4513 | 307.3585 | 2.5285e-09 | 4.779e-10% | 643.3767 | 529.0427 | 643.3767 | 529.0427
915.656 | 117.7957 | 2.7649 | 42.5084 | 0 | 143.5594 | 314.553 | 2.5331e-09 | 5.032e-10% | 621.1814 | 503.3857 | 621.1814 | 503.3857
915.688 | 117.6539 | 2.7617 | 42.4383 | 0 | 138.8281 | 314.1147 | 2.5376e-09 | 5.094e-10% | 615.7966 | 498.1427 | 615.7966 | 498.1427
915.72 | 113.324 | 2.6638 | 41.163 | 0 | 135.8708 | 304.7513 | 2.542e-09 | 5.247e-10% | 597.7729 | 484.4489 | 597.7729 | 484.4489
915.752 | 106.19 | 2.5024 | 39.0793 | 0 | 117.8307 | 289.3859 | 2.5467e-09 | 5.674e-10% | 554.9884 | 448.7983 | 554.9884 | 448.7983
915.784 | 99.4685 | 2.3502 | 37.1224 | 0 | 91.0183 | 274.9363 | 2.5512e-09 | 6.293e-10% | 504.8957 | 405.4272 | 504.8957 | 405.4272
915.816 | 96.6262 | 2.2857 | 36.3065 | 0 | 77.8986 | 268.9115 | 2.5558e-09 | 6.631e-10% | 482.0285 | 385.4023 | 482.0285 | 385.4023
915.848 | 99.0556 | 2.3405 | 37.0376 | 0 | 97.4873 | 274.3198 | 2.5603e-09 | 6.227e-10% | 510.2408 | 411.1852 | 510.2408 | 411.1852
915.88 | 105.24 | 2.48 | 38.8641 | 0 | 148.3458 | 287.8176 | 2.5649e-09 | 5.372e-10% | 582.7476 | 477.5075 | 582.7476 | 477.5075
915.912 | 112.3174 | 2.6395 | 40.9387 | 0 | 204.0255 | 303.1317 | 2.5695e-09 | 4.666e-10% | 663.0529 | 550.7355 | 663.0529 | 550.7355
915.944 | 118.2167 | 2.7721 | 42.6529 | 0 | 228.1131 | 315.7585 | 2.5741e-09 | 4.368e-10% | 707.5134 | 589.2967 | 707.5134 | 589.2967
915.976 | 122.3462 | 2.8644 | 43.8398 | 0 | 202.8206 | 324.4683 | 2.5787e-09 | 4.493e-10% | 696.3393 | 573.9932 | 696.3393 | 573.9932
916.008 | 124.9572 | 2.9223 | 44.583 | 0 | 144.2109 | 329.8851 | 2.5833e-09 | 4.953e-10% | 646.5585 | 521.6013 | 646.5585 | 521.6013
916.04 | 126.4487 | 2.9548 | 45.0059 | 0 | 87.2474 | 332.9324 | 2.588e-09 | 5.528e-10% | 594.5891 | 468.1404 | 594.5891 | 468.1404
916.072 | 127.1326 | 2.9693 | 45.2016 | 0 | 59.7318 | 334.3098 | 2.5925e-09 | 5.863e-10% | 569.345 | 442.2124 | 569.345 | 442.2124
916.104 | 127.1921 | 2.9698 | 45.2229 | 0 | 71.0338 | 334.4224 | 2.5972e-09 | 5.725e-10% | 580.8409 | 453.6488 | 580.8409 | 453.6488
916.136 | 126.643 | 2.9571 | 45.0743 | 0 | 116.0282 | 333.3187 | 2.6018e-09 | 5.231e-10% | 624.0212 | 497.3782 | 624.0212 | 497.3782
916.168 | 125.4043 | 2.9292 | 44.7327 | 0 | 184.7703 | 330.843 | 2.6065e-09 | 4.627e-10% | 688.6796 | 563.2753 | 688.6796 | 563.2753
916.2 | 123.5396 | 2.8879 | 44.2155 | 0 | 277.0216 | 327.1317 | 2.6112e-09 | 4.009e-10% | 774.7963 | 651.2567 | 774.7963 | 651.2567
916.232 | 121.4637 | 2.8423 | 43.6379 | 0 | 410.8817 | 323.0357 | 2.6158e-09 | 3.352e-10% | 901.8612 | 780.3976 | 901.8612 | 780.3976
916.264 | 119.8378 | 2.8073 | 43.1839 | 0 | 602.0042 | 319.9083 | 2.6205e-09 | 2.707e-10% | 1087.7415 | 967.9037 | 1087.7415 | 967.9037
916.296 | 119.2072 | 2.7951 | 43.0049 | 0 | 825.7431 | 318.8607 | 2.6251e-09 | 2.205e-10% | 1309.6109 | 1190.4038 | 1309.6109 | 1190.4038
916.328 | 119.7145 | 2.8087 | 43.1407 | 0 | 1017.3721 | 320.176 | 2.6303e-09 | 1.901e-10% | 1503.212 | 1383.4975 | 1503.212 | 1383.4975
916.36 | 121.0655 | 2.8416 | 43.5095 | 0 | 1118.7241 | 323.2395 | 2.6345e-09 | 1.77e-10% | 1609.3802 | 1488.3147 | 1609.3802 | 1488.3147
916.392 | 122.6709 | 2.8803 | 43.9477 | 0 | 1106.1187 | 326.8325 | 2.6392e-09 | 1.784e-10% | 1602.4502 | 1479.7793 | 1602.4502 | 1479.7793
916.424 | 123.9188 | 2.9109 | 44.2862 | 0 | 977.5044 | 329.6921 | 2.6439e-09 | 1.952e-10% | 1478.3124 | 1354.3936 | 1478.3124 | 1354.3936
916.456 | 124.4989 | 2.9265 | 44.4392 | 0 | 752.0872 | 331.1784 | 2.6487e-09 | 2.343e-10% | 1255.1303 | 1130.6314 | 1255.1303 | 1130.6314
916.488 | 124.5232 | 2.9296 | 44.4384 | 0 | 487.294 | 331.5206 | 2.6534e-09 | 3.063e-10% | 990.7059 | 866.1826 | 990.7059 | 866.1826
916.52 | 124.2979 | 2.9269 | 44.3689 | 0 | 258.7626 | 331.3438 | 2.6582e-09 | 4.17e-10% | 761.7001 | 637.4023 | 761.7001 | 637.4023
916.552 | 124.0021 | 2.9225 | 44.2805 | 0 | 110.6684 | 331.0067 | 2.6629e-09 | 5.447e-10% | 612.8802 | 488.8782 | 612.8802 | 488.8782
916.584 | 123.6434 | 2.9164 | 44.1757 | 0 | 37.7469 | 330.5137 | 2.6677e-09 | 6.423e-10% | 538.9961 | 415.3526 | 538.9961 | 415.3526
916.616 | 123.2768 | 2.9097 | 44.0698 | 0 | 10.2145 | 329.9722 | 2.6724e-09 | 6.902e-10% | 510.4431 | 387.1662 | 510.4431 | 387.1662
916.648 | 123.122 | 2.9076 | 44.024 | 0 | 2.1872 | 329.8382 | 2.6772e-09 | 7.065e-10% | 502.079 | 378.957 | 502.079 | 378.957
916.68 | 123.3926 | 2.9148 | 44.0978 | 0 | 0.36965 | 330.5587 | 2.6819e-09 | 7.096e-10% | 501.3336 | 377.941 | 501.3336 | 377.941
916.712 | 124.0692 | 2.9311 | 44.286 | 0 | 0.049426 | 332.0965 | 2.6868e-09 | 7.082e-10% | 503.4323 | 379.3631 | 503.4323 | 379.3631
916.744 | 124.9026 | 2.9507 | 44.5194 | 0 | 0.0052158 | 333.9331 | 2.6915e-09 | 7.057e-10% | 506.3109 | 381.4083 | 506.3109 | 381.4083
916.776 | 125.609 | 2.967 | 44.7187 | 0 | 0 | 335.477 | 2.6963e-09 | 7.037e-10% | 508.7718 | 383.1628 | 508.7718 | 383.1628
916.808 | 126.0227 | 2.9763 | 44.8375 | 0 | 0 | 336.3829 | 2.7012e-09 | 7.031e-10% | 510.2195 | 384.1968 | 510.2195 | 384.1968
916.84 | 126.0819 | 2.9772 | 44.8579 | 0 | 5.9921e-13 | 336.526 | 2.706e-09 | 7.04e-10% | 510.4431 | 384.3611 | 510.4431 | 384.3611
916.872 | 125.7234 | 2.9684 | 44.762 | 0 | 0 | 335.7819 | 2.7108e-09 | 7.068e-10% | 509.2357 | 383.5123 | 509.2357 | 383.5123
916.904 | 124.8246 | 2.9472 | 44.5153 | 0 | 0 | 333.9043 | 2.7156e-09 | 7.121e-10% | 506.1914 | 381.3668 | 506.1914 | 381.3668
916.936 | 123.2874 | 2.9115 | 44.0908 | 0 | 4.2054e-13 | 330.6987 | 2.7205e-09 | 7.203e-10% | 500.9884 | 377.701 | 500.9884 | 377.701
916.968 | 121.2472 | 2.8645 | 43.5262 | 0 | 6.94e-14 | 326.457 | 2.7253e-09 | 7.309e-10% | 494.0949 | 372.8477 | 494.0949 | 372.8477
917 | 119.212 | 2.818 | 42.963 | 0 | 6.9969e-13 | 322.2493 | 2.7302e-09 | 7.418e-10% | 487.2424 | 368.0303 | 487.2424 | 368.0303
917.032 | 117.8737 | 2.7876 | 42.5932 | 0 | 6.7185e-13 | 319.5288 | 2.735e-09 | 7.495e-10% | 482.7834 | 364.9097 | 482.7834 | 364.9097
917.064 | 117.6306 | 2.7826 | 42.5269 | 0 | 9.7249e-13 | 319.1371 | 2.7399e-09 | 7.518e-10% | 482.0772 | 364.4466 | 482.0772 | 364.4466
917.096 | 118.3033 | 2.7989 | 42.7131 | 0 | 1.2419e-12 | 320.71 | 2.7448e-09 | 7.495e-10% | 484.5253 | 366.222 | 484.5253 | 366.222
917.128 | 119.3853 | 2.8253 | 43.0104 | 0 | 5.9261e-13 | 323.1992 | 2.7497e-09 | 7.451e-10% | 488.4201 | 369.0348 | 488.4201 | 369.0348
917.16 | 120.5038 | 2.8532 | 43.315 | 0 | 4.8659e-13 | 325.8291 | 2.7546e-09 | 7.405e-10% | 492.501 | 371.9973 | 492.501 | 371.9973
917.192 | 121.5483 | 2.8802 | 43.5964 | 0 | 2.1981e-13 | 328.3619 | 2.7595e-09 | 7.362e-10% | 496.3869 | 374.8386 | 496.3869 | 374.8386
917.224 | 122.4576 | 2.9046 | 43.8384 | 0 | 9.0076e-14 | 330.6535 | 2.7644e-09 | 7.325e-10% | 499.8542 | 377.3965 | 499.8542 | 377.3965
917.256 | 123.0767 | 2.9226 | 43.9984 | 0 | 0 | 332.3585 | 2.7694e-09 | 7.302e-10% | 502.3562 | 379.2795 | 502.3562 | 379.2795
917.288 | 123.2613 | 2.9306 | 44.0371 | 0 | 0 | 333.1557 | 2.7743e-09 | 7.298e-10% | 503.3846 | 380.1234 | 503.3846 | 380.1234
917.32 | 123.0108 | 2.9285 | 43.9552 | 0 | 0 | 333.0291 | 2.7792e-09 | 7.315e-10% | 502.9236 | 379.9128 | 502.9236 | 379.9128
917.352 | 122.4213 | 2.9184 | 43.7803 | 0 | 0 | 332.1693 | 2.7842e-09 | 7.349e-10% | 501.2892 | 378.8679 | 501.2892 | 378.8679
917.384 | 121.5433 | 2.9014 | 43.5268 | 0 | 7.1846e-05 | 330.6736 | 2.7891e-09 | 7.396e-10% | 498.6452 | 377.1019 | 498.6452 | 377.1019
917.416 | 120.3457 | 2.8766 | 43.1865 | 0 | 0.00068083 | 328.4662 | 2.7941e-09 | 7.46e-10% | 494.8757 | 374.53 | 494.8757 | 374.53
917.448 | 118.831 | 2.8442 | 42.7598 | 0 | 0.0050918 | 325.5395 | 2.7991e-09 | 7.542e-10% | 489.9795 | 371.1485 | 489.9795 | 371.1485
917.48 | 117.1342 | 2.807 | 42.2824 | 0 | 0.030054 | 322.1533 | 2.8041e-09 | 7.635e-10% | 484.4069 | 367.2727 | 484.4069 | 367.2727
917.512 | 115.3531 | 2.7671 | 41.777 | 0 | 0.1401 | 318.4692 | 2.8091e-09 | 7.735e-10% | 478.5065 | 363.1534 | 478.5065 | 363.1534
917.544 | 113.1843 | 2.7174 | 41.151 | 0 | 0.51569 | 313.7797 | 2.8141e-09 | 7.857e-10% | 471.3481 | 358.1638 | 471.3481 | 358.1638
917.576 | 109.9714 | 2.6429 | 40.2147 | 0 | 1.5008 | 306.6431 | 2.8191e-09 | 8.032e-10% | 460.9729 | 351.0015 | 460.9729 | 351.0015
917.608 | 105.5484 | 2.5398 | 38.9253 | 0 | 3.4636 | 296.7431 | 2.8241e-09 | 8.266e-10% | 447.2203 | 341.6719 | 447.2203 | 341.6719
917.64 | 101.0285 | 2.434 | 37.6135 | 0 | 6.3851 | 286.6107 | 2.8292e-09 | 8.495e-10% | 434.0718 | 333.0433 | 434.0718 | 333.0433
917.672 | 98.2614 | 2.3683 | 36.8227 | 0 | 9.5686 | 280.3929 | 2.8342e-09 | 8.61e-10% | 427.4138 | 329.1525 | 427.4138 | 329.1525
917.704 | 98.3206 | 2.3674 | 36.865 | 0 | 12.1104 | 280.47 | 2.8392e-09 | 8.557e-10% | 430.1335 | 331.8128 | 430.1335 | 331.8128
917.736 | 100.8285 | 2.4226 | 37.6226 | 0 | 13.826 | 285.9437 | 2.8443e-09 | 8.37e-10% | 440.6435 | 339.815 | 440.6435 | 339.815
917.768 | 104.6506 | 2.5076 | 38.7549 | 0 | 15.2371 | 294.2211 | 2.8493e-09 | 8.124e-10% | 455.3714 | 350.7208 | 455.3714 | 350.7208
917.8 | 108.6277 | 2.5957 | 39.9213 | 0 | 16.3377 | 302.7206 | 2.8544e-09 | 7.894e-10% | 470.203 | 361.5753 | 470.203 | 361.5753
917.832 | 111.6734 | 2.6622 | 40.8136 | 0 | 16.0345 | 309.1171 | 2.8595e-09 | 7.757e-10% | 480.3008 | 368.6275 | 480.3008 | 368.6275
917.864 | 113.0455 | 2.6903 | 41.2262 | 0 | 13.4328 | 311.8673 | 2.8646e-09 | 7.759e-10% | 482.2621 | 369.2166 | 482.2621 | 369.2166
917.896 | 113.0169 | 2.6863 | 41.2393 | 0 | 9.1972 | 311.5863 | 2.8697e-09 | 7.868e-10% | 477.726 | 364.7091 | 477.726 | 364.7091
917.928 | 112.8977 | 2.6802 | 41.2233 | 0 | 5.0417 | 311.0812 | 2.8748e-09 | 7.985e-10% | 472.9241 | 360.0264 | 472.9241 | 360.0264
917.96 | 113.9288 | 2.7002 | 41.5282 | 0 | 2.1937 | 313.0055 | 2.8799e-09 | 8.013e-10% | 473.3564 | 359.4276 | 473.3564 | 359.4276
917.992 | 116.1607 | 2.7476 | 42.1692 | 0 | 0.755 | 317.4854 | 2.885e-09 | 7.944e-10% | 479.3178 | 363.1571 | 479.3178 | 363.1571
918.024 | 118.5944 | 2.7997 | 42.8663 | 0 | 0.20525 | 322.4197 | 2.8901e-09 | 7.847e-10% | 486.8853 | 368.2909 | 486.8853 | 368.2909
918.056 | 120.3211 | 2.8361 | 43.3642 | 0 | 0.044046 | 325.8934 | 2.8953e-09 | 7.78e-10% | 492.4589 | 372.1377 | 492.4589 | 372.1377
918.088 | 121.2914 | 2.8558 | 43.6478 | 0 | 0.0074624 | 327.8023 | 2.9004e-09 | 7.749e-10% | 495.6047 | 374.3133 | 495.6047 | 374.3133
918.12 | 122.0297 | 2.8706 | 43.8632 | 0 | 0.00099781 | 329.2523 | 2.9056e-09 | 7.728e-10% | 498.0168 | 375.9871 | 498.0168 | 375.9871
918.152 | 122.9175 | 2.8894 | 44.1174 | 0 | 0.0001053 | 331.0483 | 2.9108e-09 | 7.699e-10% | 500.9728 | 378.0552 | 500.9728 | 378.0552
918.184 | 123.8933 | 2.9107 | 44.3944 | 0 | 3.2266e-13 | 333.0601 | 2.916e-09 | 7.666e-10% | 504.2584 | 380.3651 | 504.2584 | 380.3651
918.216 | 124.6545 | 2.9273 | 44.6109 | 0 | 1.4842e-12 | 334.6457 | 2.9212e-09 | 7.643e-10% | 506.8384 | 382.1839 | 506.8384 | 382.1839
918.248 | 124.9362 | 2.9331 | 44.6938 | 0 | 2.5813e-13 | 335.2377 | 2.9264e-09 | 7.643e-10% | 507.8007 | 382.8645 | 507.8007 | 382.8645
918.28 | 124.6398 | 2.9257 | 44.6158 | 0 | 5.2701e-13 | 334.6186 | 2.9315e-09 | 7.671e-10% | 506.7999 | 382.1601 | 506.7999 | 382.1601
918.312 | 123.898 | 2.9081 | 44.414 | 0 | 0 | 333.0585 | 2.9368e-09 | 7.721e-10% | 504.2785 | 380.3806 | 504.2785 | 380.3806
918.344 | 123.0947 | 2.889 | 44.1954 | 0 | 9.5722e-13 | 331.3573 | 2.942e-09 | 7.774e-10% | 501.5363 | 378.4417 | 501.5363 | 378.4417
918.376 | 122.7008 | 2.879 | 44.091 | 0 | 0 | 330.4994 | 2.9472e-09 | 7.808e-10% | 500.1702 | 377.4694 | 500.1702 | 377.4694
918.408 | 122.9482 | 2.8834 | 44.1656 | 0 | 3.0115e-13 | 330.9717 | 2.9524e-09 | 7.81e-10% | 500.9688 | 378.0207 | 500.9688 | 378.0207
918.44 | 123.651 | 2.8981 | 44.3675 | 0 | 5.0105e-13 | 332.3895 | 2.9577e-09 | 7.79e-10% | 503.306 | 379.655 | 503.306 | 379.655
918.472 | 124.3575 | 2.9128 | 44.571 | 0 | 7.7859e-13 | 333.8112 | 2.963e-09 | 7.771e-10% | 505.6525 | 381.295 | 505.6525 | 381.295
918.504 | 124.6234 | 2.9175 | 44.652 | 0 | 0 | 334.3063 | 2.9682e-09 | 7.773e-10% | 506.4992 | 381.8758 | 506.4992 | 381.8758
918.536 | 124.1349 | 2.9052 | 44.5221 | 0 | 1.8512e-13 | 333.2147 | 2.9735e-09 | 7.812e-10% | 504.7769 | 380.6419 | 504.7769 | 380.6419
918.568 | 122.6812 | 2.871 | 44.1206 | 0 | 0 | 330.0902 | 2.9788e-09 | 7.9e-10% | 499.763 | 377.0818 | 499.763 | 377.0818
918.6 | 120.1523 | 2.8128 | 43.4151 | 0 | 0 | 324.7004 | 2.9841e-09 | 8.045e-10% | 491.0807 | 370.9284 | 491.0807 | 370.9284
918.632 | 116.7185 | 2.7344 | 42.4529 | 0 | 0 | 317.4093 | 2.9893e-09 | 8.244e-10% | 479.3152 | 362.5967 | 479.3152 | 362.5967
918.664 | 113.1102 | 2.6525 | 41.4404 | 0 | 0 | 309.7681 | 2.9947e-09 | 8.463e-10% | 466.9712 | 353.861 | 466.9712 | 353.861
918.696 | 110.5863 | 2.5952 | 40.7338 | 0 | 0 | 304.4406 | 3e-09 | 8.626e-10% | 458.356 | 347.7697 | 458.356 | 347.7697
918.728 | 110.2997 | 2.5884 | 40.6584 | 0 | 0 | 303.8554 | 3.0053e-09 | 8.658e-10% | 457.4019 | 347.1022 | 457.4019 | 347.1022
918.76 | 112.4737 | 2.6368 | 41.2759 | 0 | 1.2772e-13 | 308.4688 | 3.0107e-09 | 8.544e-10% | 464.8553 | 352.3815 | 464.8553 | 352.3815
918.792 | 116.181 | 2.7197 | 42.3238 | 0 | 0 | 316.3129 | 3.016e-09 | 8.346e-10% | 477.5374 | 361.3564 | 477.5374 | 361.3564
918.824 | 119.9741 | 2.8046 | 43.3944 | 0 | 1.2799e-12 | 324.335 | 3.0213e-09 | 8.154e-10% | 490.508 | 370.5339 | 490.508 | 370.5339
918.856 | 122.798 | 2.8677 | 44.1913 | 0 | 0 | 330.3172 | 3.0267e-09 | 8.02e-10% | 500.1743 | 377.3763 | 500.1743 | 377.3763
918.888 | 124.4231 | 2.904 | 44.6508 | 0 | 3.0384e-13 | 333.7818 | 3.0321e-09 | 7.951e-10% | 505.7596 | 381.3365 | 505.7596 | 381.3365
918.92 | 125.2011 | 2.9214 | 44.8717 | 0 | 0 | 335.473 | 3.0375e-09 | 7.925e-10% | 508.4673 | 383.2661 | 508.4673 | 383.2661
918.952 | 125.5755 | 2.9299 | 44.9788 | 0 | 9.794e-13 | 336.3279 | 3.0428e-09 | 7.919e-10% | 509.8121 | 384.2366 | 509.8121 | 384.2366
918.984 | 125.8133 | 2.9355 | 45.0473 | 0 | 2.7292e-13 | 336.9115 | 3.0483e-09 | 7.92e-10% | 510.7076 | 384.8944 | 510.7076 | 384.8944
919.016 | 126.0142 | 2.9405 | 45.1052 | 0 | 0 | 337.4352 | 3.0537e-09 | 7.922e-10% | 511.4952 | 385.4809 | 511.4952 | 385.4809
919.048 | 126.1986 | 2.9454 | 45.1583 | 0 | 2.0301e-13 | 337.94 | 3.0591e-09 | 7.924e-10% | 512.2423 | 386.0437 | 512.2423 | 386.0437
919.08 | 126.3474 | 2.9495 | 45.2013 | 0 | 2.877e-13 | 338.3824 | 3.0645e-09 | 7.928e-10% | 512.8805 | 386.5331 | 512.8805 | 386.5331
919.112 | 126.4052 | 2.9516 | 45.2185 | 0 | 0 | 338.64 | 3.07e-09 | 7.937e-10% | 513.2153 | 386.8101 | 513.2153 | 386.8101
919.144 | 126.2883 | 2.9498 | 45.1864 | 0 | 0 | 338.5303 | 3.0755e-09 | 7.954e-10% | 512.9548 | 386.6665 | 512.9548 | 386.6665
919.176 | 125.9293 | 2.9423 | 45.0862 | 0 | 0 | 337.9052 | 3.0809e-09 | 7.983e-10% | 511.8631 | 385.9338 | 511.8631 | 385.9338
919.208 | 125.3612 | 2.93 | 44.9275 | 0 | 5.1625e-13 | 336.8292 | 3.0864e-09 | 8.023e-10% | 510.0479 | 384.6867 | 510.0479 | 384.6867
919.24 | 124.7702 | 2.917 | 44.7624 | 0 | 0 | 335.6904 | 3.0918e-09 | 8.065e-10% | 508.14 | 383.3698 | 508.14 | 383.3698
919.272 | 124.3971 | 2.9088 | 44.6586 | 0 | 0 | 334.9942 | 3.0973e-09 | 8.096e-10% | 506.9587 | 382.5617 | 506.9587 | 382.5617
919.304 | 124.3148 | 2.907 | 44.6365 | 0 | 0 | 334.8945 | 3.1028e-09 | 8.113e-10% | 506.7528 | 382.438 | 506.7528 | 382.438
919.336 | 124.3137 | 2.907 | 44.6373 | 0 | 0 | 334.9526 | 3.1083e-09 | 8.126e-10% | 506.8106 | 382.4969 | 506.8106 | 382.4969
919.368 | 124.0465 | 2.9008 | 44.5642 | 0 | 0 | 334.4413 | 3.1138e-09 | 8.153e-10% | 505.9528 | 381.9063 | 505.9528 | 381.9063
919.4 | 123.2873 | 2.8834 | 44.354 | 0 | 0 | 332.8895 | 3.1193e-09 | 8.206e-10% | 503.4142 | 380.1269 | 503.4142 | 380.1269
919.432 | 122.1091 | 2.8566 | 44.0277 | 0 | 0 | 330.4538 | 3.1249e-09 | 8.281e-10% | 499.4472 | 377.3382 | 499.4472 | 377.3382
919.464 | 120.9314 | 2.8298 | 43.7026 | 0 | 0 | 328.0162 | 3.1304e-09 | 8.358e-10% | 495.48 | 374.5486 | 495.48 | 374.5486
919.496 | 120.3678 | 2.8168 | 43.5497 | 0 | 8.6647e-13 | 326.8631 | 3.1359e-09 | 8.402e-10% | 493.5974 | 373.2296 | 493.5974 | 373.2296
919.528 | 120.8224 | 2.8266 | 43.6816 | 0 | 9.5588e-13 | 327.8405 | 3.1415e-09 | 8.392e-10% | 495.1712 | 374.3488 | 495.1712 | 374.3488
919.56 | 122.1196 | 2.8554 | 44.0487 | 0 | 5.7961e-13 | 330.58 | 3.1471e-09 | 8.337e-10% | 499.6038 | 377.4842 | 499.6038 | 377.4842
919.592 | 123.569 | 2.8877 | 44.4573 | 0 | 2.998e-13 | 333.6348 | 3.1526e-09 | 8.275e-10% | 504.5488 | 380.9798 | 504.5488 | 380.9798
919.624 | 124.3681 | 2.9053 | 44.6816 | 0 | 2.756e-14 | 335.3204 | 3.1582e-09 | 8.248e-10% | 507.2755 | 382.9073 | 507.2755 | 382.9073
919.656 | 123.8816 | 2.8942 | 44.5413 | 0 | 1.007e-12 | 334.2947 | 3.1639e-09 | 8.288e-10% | 505.6117 | 381.7301 | 505.6117 | 381.7301
919.688 | 121.7133 | 2.8455 | 43.9228 | 0 | 7.6631e-13 | 329.7167 | 3.1695e-09 | 8.419e-10% | 498.1983 | 376.4849 | 498.1983 | 376.4849
919.72 | 117.9244 | 2.7607 | 42.8437 | 0 | 0 | 321.7242 | 3.1751e-09 | 8.644e-10% | 485.2532 | 367.3287 | 485.2532 | 367.3287
919.752 | 113.4107 | 2.6601 | 41.5606 | 0 | 0 | 312.2454 | 3.1807e-09 | 8.923e-10% | 469.8768 | 356.4662 | 469.8768 | 356.4662
919.784 | 109.833 | 2.581 | 40.5472 | 0 | 2.2048e-13 | 304.8363 | 3.1864e-09 | 9.157e-10% | 457.7975 | 347.9646 | 457.7975 | 347.9646
919.816 | 108.7421 | 2.5582 | 40.2429 | 0 | 2.2183e-13 | 302.791 | 3.192e-09 | 9.236e-10% | 454.3342 | 345.5921 | 454.3342 | 345.5921
919.848 | 110.5452 | 2.6007 | 40.7586 | 0 | 3.24e-13 | 306.9367 | 3.1977e-09 | 9.128e-10% | 460.8411 | 350.296 | 460.8411 | 350.296
919.88 | 114.289 | 2.6869 | 41.8199 | 0 | 1.2342e-12 | 315.2017 | 3.2033e-09 | 8.905e-10% | 473.9976 | 359.7086 | 473.9976 | 359.7086
919.912 | 118.3992 | 2.7815 | 42.9796 | 0 | 9.5722e-13 | 324.2191 | 3.209e-09 | 8.673e-10% | 488.3795 | 369.9803 | 488.3795 | 369.9803
919.944 | 121.6462 | 2.8568 | 43.8919 | 0 | 0.00015096 | 331.385 | 3.2147e-09 | 8.502e-10% | 499.78 | 378.1338 | 499.78 | 378.1338
919.976 | 123.6084 | 2.9033 | 44.4398 | 0 | 0.0014305 | 335.8239 | 3.2204e-09 | 8.405e-10% | 506.7768 | 383.1684 | 506.7768 | 383.1684
920.008 | 124.491 | 2.9257 | 44.6824 | 0 | 0.010698 | 337.9856 | 3.2261e-09 | 8.366e-10% | 510.0954 | 385.6044 | 510.0954 | 385.6044
920.04 | 124.683 | 2.9327 | 44.7299 | 0 | 0.063147 | 338.6996 | 3.2318e-09 | 8.363e-10% | 511.1084 | 386.4253 | 511.1084 | 386.4253
920.072 | 124.4824 | 2.9309 | 44.6662 | 0 | 0.29415 | 338.5931 | 3.2375e-09 | 8.377e-10% | 510.9668 | 386.4844 | 510.9668 | 386.4844
920.104 | 124.0923 | 2.9249 | 44.5488 | 0 | 1.0814 | 338.0885 | 3.2433e-09 | 8.388e-10% | 510.7359 | 386.6436 | 510.7359 | 386.6436
920.136 | 123.7073 | 2.9189 | 44.433 | 0 | 3.1377 | 337.5891 | 3.249e-09 | 8.372e-10% | 511.786 | 388.0787 | 511.786 | 388.0787
920.168 | 123.5027 | 2.9169 | 44.3689 | 0 | 7.185 | 337.4591 | 3.2547e-09 | 8.304e-10% | 515.4327 | 391.93 | 515.4327 | 391.93
920.2 | 123.5367 | 2.9202 | 44.3732 | 0 | 12.9848 | 337.8141 | 3.2605e-09 | 8.19e-10% | 521.6291 | 398.0923 | 521.6291 | 398.0923
920.232 | 123.7145 | 2.9264 | 44.4191 | 0 | 18.52 | 338.4433 | 3.2663e-09 | 8.079e-10% | 528.0233 | 404.3088 | 528.0233 | 404.3088
920.264 | 123.8854 | 2.9321 | 44.4642 | 0 | 20.847 | 339.02 | 3.272e-09 | 8.034e-10% | 531.1487 | 407.2633 | 531.1487 | 407.2633
920.296 | 123.9717 | 2.9353 | 44.4867 | 0 | 18.52 | 339.3758 | 3.2778e-09 | 8.087e-10% | 529.2895 | 405.3178 | 529.2895 | 405.3178
920.328 | 123.9986 | 2.9368 | 44.494 | 0 | 12.9848 | 339.5663 | 3.2836e-09 | 8.209e-10% | 523.9805 | 399.9819 | 523.9805 | 399.9819
920.36 | 124.0299 | 2.938 | 44.5042 | 0 | 7.185 | 339.7323 | 3.2895e-09 | 8.341e-10% | 518.3894 | 394.3595 | 518.3894 | 394.3595
920.392 | 124.0988 | 2.9398 | 44.5266 | 0 | 3.1377 | 339.9487 | 3.2953e-09 | 8.438e-10% | 514.6515 | 390.5527 | 514.6515 | 390.5527
920.424 | 124.1925 | 2.9418 | 44.557 | 0 | 1.0814 | 340.1909 | 3.3011e-09 | 8.491e-10% | 512.9637 | 388.7712 | 512.9637 | 388.7712
920.456 | 124.2798 | 2.9435 | 44.5864 | 0 | 0.29432 | 340.3947 | 3.3069e-09 | 8.518e-10% | 512.4986 | 388.2188 | 512.4986 | 388.2188
920.488 | 124.3373 | 2.9442 | 44.6077 | 0 | 0.064742 | 340.5143 | 3.3128e-09 | 8.535e-10% | 512.4682 | 388.1309 | 512.4682 | 388.1309
920.52 | 124.3542 | 2.9438 | 44.6176 | 0 | 0.022625 | 340.5317 | 3.3186e-09 | 8.551e-10% | 512.4699 | 388.1157 | 512.4699 | 388.1157
920.552 | 124.3229 | 2.9422 | 44.6137 | 0 | 0.071828 | 340.4371 | 3.3245e-09 | 8.567e-10% | 512.3877 | 388.0648 | 512.3877 | 388.0648
920.584 | 124.2343 | 2.9393 | 44.5934 | 0 | 0.32808 | 340.2172 | 3.3305e-09 | 8.582e-10% | 512.3122 | 388.0779 | 512.3122 | 388.0779
920.616 | 124.0771 | 2.9348 | 44.5532 | 0 | 1.2056 | 339.8555 | 3.3363e-09 | 8.587e-10% | 512.6263 | 388.5491 | 512.6263 | 388.5491
920.648 | 123.8288 | 2.9284 | 44.4868 | 0 | 3.498 | 339.3156 | 3.3422e-09 | 8.565e-10% | 514.0576 | 390.2288 | 514.0576 | 390.2288
920.68 | 123.4355 | 2.9191 | 44.3788 | 0 | 8.01 | 338.5002 | 3.3481e-09 | 8.502e-10% | 517.2437 | 393.8082 | 517.2437 | 393.8082
920.712 | 122.8241 | 2.9054 | 44.2083 | 0 | 14.4759 | 337.2733 | 3.354e-09 | 8.409e-10% | 521.6869 | 398.8628 | 521.6869 | 398.8628
920.744 | 121.9955 | 2.8875 | 43.9746 | 0 | 20.6467 | 335.6523 | 3.36e-09 | 8.334e-10% | 525.1566 | 403.1611 | 525.1566 | 403.1611
920.776 | 121.1279 | 2.8696 | 43.7275 | 0 | 23.2408 | 334.0237 | 3.3659e-09 | 8.334e-10% | 524.9894 | 403.8615 | 524.9894 | 403.8615
920.808 | 120.4998 | 2.8578 | 43.5447 | 0 | 20.6469 | 332.9767 | 3.3718e-09 | 8.429e-10% | 520.5259 | 400.0261 | 520.5259 | 400.0261
920.84 | 120.2286 | 2.8548 | 43.4597 | 0 | 14.4779 | 332.7487 | 3.3778e-09 | 8.583e-10% | 513.7697 | 393.5411 | 513.7697 | 393.5411
920.872 | 120.1433 | 2.8564 | 43.4252 | 0 | 8.0253 | 332.9595 | 3.3838e-09 | 8.738e-10% | 507.4098 | 387.2664 | 507.4098 | 387.2664
920.904 | 119.9816 | 2.8567 | 43.368 | 0 | 3.5881 | 333.0377 | 3.3897e-09 | 8.854e-10% | 502.832 | 382.8504 | 502.832 | 382.8504
920.936 | 119.6345 | 2.853 | 43.2576 | 0 | 1.625 | 332.7475 | 3.3958e-09 | 8.925e-10% | 500.1176 | 380.4831 | 500.1176 | 380.4831
920.968 | 119.1485 | 2.8465 | 43.1069 | 0 | 1.8699 | 332.1929 | 3.4017e-09 | 8.952e-10% | 499.1647 | 380.0162 | 499.1647 | 380.0162
921 | 118.611 | 2.8392 | 42.9399 | 0 | 4.5446 | 331.5712 | 3.4078e-09 | 8.923e-10% | 500.506 | 381.895 | 500.506 | 381.895
921.032 | 118.131 | 2.8339 | 42.7869 | 0 | 10.2587 | 331.1291 | 3.4138e-09 | 8.821e-10% | 505.1395 | 387.0086 | 505.1395 | 387.0086
921.064 | 117.8516 | 2.8339 | 42.688 | 0 | 18.5299 | 331.1835 | 3.4198e-09 | 8.653e-10% | 513.087 | 395.2354 | 513.087 | 395.2354
921.096 | 117.8871 | 2.8418 | 42.6759 | 0 | 26.4876 | 331.9765 | 3.4258e-09 | 8.48e-10% | 521.8689 | 403.9818 | 521.8689 | 403.9818
921.128 | 118.2389 | 2.8574 | 42.7518 | 0 | 30.0981 | 333.4906 | 3.4319e-09 | 8.387e-10% | 527.4369 | 409.198 | 527.4369 | 409.198
921.16 | 118.7763 | 2.8775 | 42.8803 | 0 | 27.7765 | 335.4124 | 3.4379e-09 | 8.407e-10% | 527.7229 | 408.9466 | 527.7229 | 408.9466
921.192 | 119.2984 | 2.8968 | 43.0059 | 0 | 22.4838 | 337.2744 | 3.444e-09 | 8.49e-10% | 524.9593 | 405.6609 | 524.9593 | 405.6609
921.224 | 119.6401 | 2.9115 | 43.0826 | 0 | 19.3268 | 338.6938 | 3.4501e-09 | 8.54e-10% | 523.6548 | 404.0147 | 523.6548 | 404.0147
921.256 | 119.7503 | 2.92 | 43.0965 | 0 | 20.8771 | 339.542 | 3.4563e-09 | 8.504e-10% | 526.186 | 406.4357 | 526.186 | 406.4357
921.288 | 119.6889 | 2.9236 | 43.0649 | 0 | 24.9266 | 339.9363 | 3.4623e-09 | 8.427e-10% | 530.5403 | 410.8514 | 530.5403 | 410.8514
921.32 | 119.5581 | 2.9247 | 43.0169 | 0 | 26.7325 | 340.0891 | 3.4685e-09 | 8.403e-10% | 532.3212 | 412.7632 | 532.3212 | 412.7632
921.352 | 119.4153 | 2.9245 | 42.9692 | 0 | 23.4592 | 340.1169 | 3.4746e-09 | 8.485e-10% | 528.8851 | 409.4698 | 528.8851 | 409.4698
921.384 | 119.2124 | 2.9217 | 42.9086 | 0 | 16.3964 | 339.9065 | 3.4807e-09 | 8.656e-10% | 521.3455 | 402.1331 | 521.3455 | 402.1331
921.416 | 118.8058 | 2.9129 | 42.7942 | 0 | 9.0666 | 339.1397 | 3.4868e-09 | 8.852e-10% | 512.7193 | 393.9134 | 512.7193 | 393.9134
921.448 | 118.0733 | 2.8955 | 42.5912 | 0 | 3.9724 | 337.5535 | 3.493e-09 | 9.026e-10% | 505.0859 | 387.0126 | 505.0859 | 387.0126
921.48 | 117.0932 | 2.8714 | 42.321 | 0 | 1.4529 | 335.3389 | 3.4992e-09 | 9.161e-10% | 499.0774 | 381.9842 | 499.0774 | 381.9842
921.512 | 116.2068 | 2.8489 | 42.079 | 0 | 0.78676 | 333.2735 | 3.5054e-09 | 9.249e-10% | 495.1949 | 378.9881 | 495.1949 | 378.9881
921.544 | 115.7758 | 2.8367 | 41.9665 | 0 | 1.6103 | 332.1781 | 3.5115e-09 | 9.275e-10% | 494.3674 | 378.5916 | 494.3674 | 378.5916
921.576 | 115.7775 | 2.8344 | 41.9765 | 0 | 4.4686 | 332.012 | 3.5178e-09 | 9.226e-10% | 497.0691 | 381.2916 | 497.0691 | 381.2916
921.608 | 115.7131 | 2.8303 | 41.9691 | 0 | 10.3094 | 331.6709 | 3.524e-09 | 9.111e-10% | 502.4928 | 386.7797 | 502.4928 | 386.7797
921.64 | 115.0736 | 2.8124 | 41.8015 | 0 | 19.2786 | 330.0231 | 3.5301e-09 | 8.962e-10% | 508.9892 | 393.9156 | 508.9892 | 393.9156
921.672 | 113.9411 | 2.7825 | 41.4969 | 0 | 30.709 | 327.2505 | 3.5364e-09 | 8.792e-10% | 516.18 | 402.2389 | 516.18 | 402.2389
921.704 | 113.0486 | 2.758 | 41.2607 | 0 | 47.3069 | 324.9848 | 3.5426e-09 | 8.51e-10% | 529.359 | 416.3104 | 529.359 | 416.3104
921.736 | 113.1522 | 2.7566 | 41.3047 | 0 | 82.757 | 324.917 | 3.5488e-09 | 7.856e-10% | 564.8876 | 451.7354 | 564.8876 | 451.7354
921.768 | 114.3354 | 2.7807 | 41.6515 | 0 | 163.5213 | 327.2501 | 3.5552e-09 | 6.643e-10% | 649.5391 | 535.2037 | 649.5391 | 535.2037
921.8 | 115.9275 | 2.8146 | 42.1121 | 0 | 312.9136 | 330.5116 | 3.5614e-09 | 5.174e-10% | 804.2795 | 688.352 | 804.2795 | 688.352
921.832 | 116.9876 | 2.8365 | 42.422 | 0 | 519.9486 | 332.6201 | 3.5677e-09 | 3.974e-10% | 1014.8149 | 897.8272 | 1014.8149 | 897.8272
921.864 | 116.8127 | 2.8298 | 42.3832 | 0 | 720.4616 | 332.0094 | 3.5741e-09 | 3.256e-10% | 1214.4966 | 1097.6839 | 1214.4966 | 1097.6839
921.896 | 115.2522 | 2.7908 | 41.9528 | 0 | 822.6653 | 328.3295 | 3.5802e-09 | 2.994e-10% | 1310.9906 | 1195.7385 | 1310.9906 | 1195.7385
921.928 | 112.9266 | 2.7338 | 41.3063 | 0 | 770.6269 | 322.9367 | 3.5866e-09 | 3.153e-10% | 1250.5304 | 1137.6037 | 1250.5304 | 1137.6037
921.96 | 111.1309 | 2.6889 | 40.8102 | 0 | 589.9512 | 318.6871 | 3.5929e-09 | 3.774e-10% | 1063.2683 | 952.1374 | 1063.2683 | 952.1374
921.992 | 111.0971 | 2.6846 | 40.8141 | 0 | 367.4476 | 318.3101 | 3.5993e-09 | 4.936e-10% | 840.3534 | 729.2564 | 840.3534 | 729.2564
922.024 | 113.0526 | 2.7262 | 41.3832 | 0 | 185.2938 | 322.3207 | 3.6056e-09 | 6.535e-10% | 664.7766 | 551.724 | 664.7766 | 551.724
922.056 | 116.0656 | 2.7922 | 42.2536 | 0 | 75.2909 | 328.6689 | 3.6119e-09 | 8.044e-10% | 565.0712 | 449.0056 | 565.0712 | 449.0056
922.088 | 118.8719 | 2.8534 | 43.0659 | 0 | 24.5466 | 334.5649 | 3.6183e-09 | 8.933e-10% | 523.9027 | 405.0308 | 523.9027 | 405.0308
922.12 | 120.7598 | 2.8935 | 43.6173 | 0 | 6.3982 | 338.4393 | 3.6247e-09 | 9.262e-10% | 512.108 | 391.3482 | 512.108 | 391.3482
922.152 | 121.7321 | 2.9124 | 43.9078 | 0 | 1.3295 | 340.3042 | 3.6311e-09 | 9.348e-10% | 510.186 | 388.4539 | 510.186 | 388.4539
922.184 | 122.1258 | 2.9182 | 44.0328 | 0 | 0.21975 | 340.915 | 3.6375e-09 | 9.373e-10% | 510.2115 | 388.0857 | 510.2115 | 388.0857
922.216 | 122.2523 | 2.9182 | 44.0803 | 0 | 0.028689 | 340.9729 | 3.6439e-09 | 9.391e-10% | 510.2524 | 388.0001 | 510.2524 | 388.0001
922.248 | 122.2807 | 2.9165 | 44.0984 | 0 | 0.0028399 | 340.864 | 3.6503e-09 | 9.411e-10% | 510.1624 | 387.8817 | 510.1624 | 387.8817
922.28 | 122.2612 | 2.9143 | 44.1012 | 0 | 2.6344e-06 | 340.7071 | 3.6567e-09 | 9.431e-10% | 509.9838 | 387.7226 | 509.9838 | 387.7226
922.312 | 122.1604 | 2.9107 | 44.0795 | 0 | 0 | 340.4302 | 3.6632e-09 | 9.455e-10% | 509.5807 | 387.4204 | 509.5807 | 387.4204
922.344 | 121.8948 | 2.904 | 44.0095 | 0 | 0.00010436 | 339.8471 | 3.6696e-09 | 9.488e-10% | 508.6554 | 386.7606 | 508.6554 | 386.7606
922.376 | 121.415 | 2.8928 | 43.8772 | 0 | 0.0067393 | 338.8484 | 3.6761e-09 | 9.533e-10% | 507.0402 | 385.6252 | 507.0402 | 385.6252
922.408 | 120.8221 | 2.8796 | 43.7108 | 0 | 0.061888 | 337.6611 | 3.6826e-09 | 9.582e-10% | 505.1354 | 384.3134 | 505.1354 | 384.3134
922.44 | 120.3738 | 2.8706 | 43.5824 | 0 | 0.45119 | 336.8658 | 3.6891e-09 | 9.613e-10% | 504.1438 | 383.7699 | 504.1438 | 383.7699
922.472 | 120.2995 | 2.8713 | 43.5559 | 0 | 2.613 | 336.9893 | 3.6956e-09 | 9.573e-10% | 506.329 | 386.0295 | 506.329 | 386.0295
922.504 | 120.5825 | 2.8818 | 43.6257 | 0 | 11.9924 | 338.0243 | 3.7021e-09 | 9.336e-10% | 517.1067 | 396.5242 | 517.1067 | 396.5242
922.536 | 120.9536 | 2.8959 | 43.715 | 0 | 43.6601 | 339.4034 | 3.7086e-09 | 8.631e-10% | 550.628 | 429.6744 | 550.628 | 429.6744
922.568 | 121.0773 | 2.9059 | 43.7284 | 0 | 126.2413 | 340.4002 | 3.7151e-09 | 7.238e-10% | 634.3531 | 513.2758 | 634.3531 | 513.2758
922.6 | 120.6964 | 2.9059 | 43.5931 | 0 | 290.8247 | 340.439 | 3.7217e-09 | 5.491e-10% | 798.459 | 677.7626 | 798.459 | 677.7626
922.632 | 119.6364 | 2.8913 | 43.2601 | 0 | 537.3993 | 339.1073 | 3.7282e-09 | 4.041e-10% | 1042.2944 | 922.658 | 1042.2944 | 922.658
922.664 | 117.8416 | 2.8607 | 42.7145 | 0 | 806.8423 | 336.2456 | 3.7348e-09 | 3.142e-10% | 1306.5047 | 1188.6631 | 1306.5047 | 1188.6631
922.696 | 115.5671 | 2.8198 | 42.0297 | 0 | 1006.0307 | 332.3926 | 3.7417e-09 | 2.705e-10% | 1498.8399 | 1383.2728 | 1498.8399 | 1383.2728
922.728 | 113.4989 | 2.7843 | 41.4011 | 0 | 1074.2851 | 329.0644 | 3.748e-09 | 2.589e-10% | 1561.0338 | 1447.5349 | 1561.0338 | 1447.5349
922.76 | 112.4361 | 2.7731 | 41.0562 | 0 | 1012.8128 | 328.0406 | 3.7546e-09 | 2.711e-10% | 1497.1188 | 1384.6827 | 1497.1188 | 1384.6827
922.792 | 112.6694 | 2.7927 | 41.0786 | 0 | 853.567 | 329.9578 | 3.7612e-09 | 3.064e-10% | 1340.0656 | 1227.3961 | 1340.0656 | 1227.3961
922.824 | 113.7274 | 2.8316 | 41.3357 | 0 | 633.4893 | 333.7286 | 3.7678e-09 | 3.725e-10% | 1125.1126 | 1011.3853 | 1125.1126 | 1011.3853
922.856 | 114.8105 | 2.8709 | 41.6016 | 0 | 401.2265 | 337.5206 | 3.7744e-09 | 4.819e-10% | 898.0301 | 783.2195 | 898.0301 | 783.2195
922.888 | 115.4024 | 2.8977 | 41.7305 | 0 | 210.3557 | 340.1394 | 3.7811e-09 | 6.353e-10% | 710.5258 | 595.1234 | 710.5258 | 595.1234
922.92 | 115.4501 | 2.9108 | 41.7076 | 0 | 89.3635 | 341.4395 | 3.7877e-09 | 7.967e-10% | 590.8715 | 475.4214 | 590.8715 | 475.4214
922.952 | 115.1377 | 2.9141 | 41.586 | 0 | 30.3764 | 341.812 | 3.7944e-09 | 9.106e-10% | 531.8262 | 416.6885 | 531.8262 | 416.6885
922.984 | 114.6326 | 2.9114 | 41.4139 | 0 | 8.2061 | 341.61 | 3.8011e-09 | 9.644e-10% | 508.7739 | 394.1413 | 508.7739 | 394.1413
923.016 | 114.0081 | 2.9041 | 41.2129 | 0 | 1.7556 | 340.9731 | 3.8077e-09 | 9.843e-10% | 500.8538 | 386.8457 | 500.8538 | 386.8457
923.048 | 113.3026 | 2.8928 | 40.995 | 0 | 0.29647 | 339.9654 | 3.8144e-09 | 9.93e-10% | 497.4522 | 384.1497 | 497.4522 | 384.1497
923.08 | 112.5931 | 2.8793 | 40.7826 | 0 | 0.039642 | 338.7486 | 3.8211e-09 | 9.991e-10% | 495.0433 | 382.4502 | 495.0433 | 382.4502
923.112 | 111.99 | 2.8663 | 40.6077 | 0 | 0.0041833 | 337.57 | 3.8278e-09 | 1.005e-09% | 493.0382 | 381.0482 | 493.0382 | 381.0482
923.144 | 111.568 | 2.8555 | 40.4916 | 0 | 1.6321e-12 | 336.6033 | 3.8346e-09 | 1.009e-09% | 491.5184 | 379.9504 | 491.5184 | 379.9504
923.176 | 111.3399 | 2.8473 | 40.4377 | 0 | 1.089e-12 | 335.8846 | 3.8413e-09 | 1.013e-09% | 490.5096 | 379.1696 | 490.5096 | 379.1696
923.208 | 111.2983 | 2.8417 | 40.4433 | 0 | 2.2761e-12 | 335.4085 | 3.8481e-09 | 1.016e-09% | 489.9918 | 378.6934 | 489.9918 | 378.6934
923.24 | 111.4473 | 2.8389 | 40.5086 | 0 | 1.1589e-12 | 335.2001 | 3.8548e-09 | 1.018e-09% | 489.995 | 378.5477 | 489.995 | 378.5477
923.272 | 111.7972 | 2.8395 | 40.6361 | 0 | 5.3373e-13 | 335.3021 | 3.8616e-09 | 1.019e-09% | 490.5749 | 378.7777 | 490.5749 | 378.7777
923.304 | 112.3599 | 2.8437 | 40.8283 | 0 | 9.5789e-13 | 335.7599 | 3.8684e-09 | 1.02e-09% | 491.7919 | 379.432 | 491.7919 | 379.432
923.336 | 113.1252 | 2.8517 | 41.0819 | 0 | 8.4429e-13 | 336.5695 | 3.8752e-09 | 1.018e-09% | 493.6284 | 380.5032 | 493.6284 | 380.5032
923.368 | 114.0048 | 2.8616 | 41.3714 | 0 | 1.0352e-12 | 337.5503 | 3.882e-09 | 1.017e-09% | 495.788 | 381.7832 | 495.788 | 381.7832
923.4 | 114.8091 | 2.8689 | 41.6424 | 0 | 7.5825e-13 | 338.2944 | 3.8888e-09 | 1.016e-09% | 497.6148 | 382.8057 | 497.6148 | 382.8057
923.432 | 115.33 | 2.8691 | 41.835 | 0 | 1.8338e-12 | 338.3569 | 3.8957e-09 | 1.017e-09% | 498.3909 | 383.0609 | 498.3909 | 383.0609
923.464 | 115.5116 | 2.8611 | 41.9318 | 0 | 1.0271e-12 | 337.6431 | 3.9025e-09 | 1.02e-09% | 497.9475 | 382.4359 | 497.9475 | 382.4359
923.496 | 115.5644 | 2.8503 | 41.9907 | 0 | 0 | 336.6661 | 3.9094e-09 | 1.025e-09% | 497.0715 | 381.5071 | 497.0715 | 381.5071
923.528 | 115.8356 | 2.8453 | 42.1085 | 0 | 4.9743e-13 | 336.2493 | 3.9162e-09 | 1.027e-09% | 497.0387 | 381.2031 | 497.0387 | 381.2031
923.56 | 116.467 | 2.85 | 42.3242 | 0 | 0 | 336.7478 | 3.9231e-09 | 1.027e-09% | 498.3891 | 381.9221 | 498.3891 | 381.9221
923.592 | 117.1829 | 2.8581 | 42.5594 | 0 | 1.0755e-14 | 337.567 | 3.93e-09 | 1.026e-09% | 500.1675 | 382.9845 | 500.1675 | 382.9845
923.624 | 117.477 | 2.8577 | 42.6707 | 0 | 5.5928e-13 | 337.5806 | 3.9369e-09 | 1.028e-09% | 500.586 | 383.109 | 500.586 | 383.109
923.656 | 117.0459 | 2.8417 | 42.5724 | 0 | 0 | 336.1068 | 3.9439e-09 | 1.034e-09% | 498.5668 | 381.5208 | 498.5668 | 381.5208
923.688 | 116.0868 | 2.8145 | 42.3203 | 0 | 4.3021e-14 | 333.5757 | 3.9508e-09 | 1.043e-09% | 494.7973 | 378.7105 | 494.7973 | 378.7105
923.72 | 115.2046 | 2.7901 | 42.0856 | 0 | 0 | 331.3224 | 3.9577e-09 | 1.052e-09% | 491.4027 | 376.1981 | 491.4027 | 376.1981
923.752 | 114.9857 | 2.7823 | 42.0342 | 0 | 5.9154e-13 | 330.6369 | 3.9647e-09 | 1.056e-09% | 490.4391 | 375.4534 | 490.4391 | 375.4534
923.784 | 115.5893 | 2.7945 | 42.212 | 0 | 4.9205e-13 | 331.858 | 3.9716e-09 | 1.054e-09% | 492.4538 | 376.8645 | 492.4538 | 376.8645
923.816 | 116.7017 | 2.8193 | 42.5315 | 0 | 2.3951e-12 | 334.2739 | 3.9786e-09 | 1.048e-09% | 496.3265 | 379.6248 | 496.3265 | 379.6248
923.848 | 117.8214 | 2.8448 | 42.852 | 0 | 6.5439e-13 | 336.7546 | 3.9856e-09 | 1.042e-09% | 500.2729 | 382.4515 | 500.2729 | 382.4515
923.88 | 118.5537 | 2.8617 | 43.0624 | 0 | 5.5877e-13 | 338.4048 | 3.9926e-09 | 1.039e-09% | 502.8826 | 384.3289 | 502.8826 | 384.3289
923.912 | 118.715 | 2.8653 | 43.1113 | 0 | 6.8754e-14 | 338.7972 | 3.9996e-09 | 1.039e-09% | 503.4889 | 384.7738 | 503.4889 | 384.7738
923.944 | 118.2956 | 2.8552 | 42.9963 | 0 | 0 | 337.8927 | 4.0066e-09 | 1.044e-09% | 502.0398 | 383.7443 | 502.0398 | 383.7443
923.976 | 117.4018 | 2.8339 | 42.7482 | 0 | 0 | 335.9152 | 4.0137e-09 | 1.052e-09% | 498.8992 | 381.4973 | 498.8992 | 381.4973
924.008 | 116.2413 | 2.8061 | 42.4261 | 0 | 0 | 333.3163 | 4.0207e-09 | 1.062e-09% | 494.7897 | 378.5485 | 494.7897 | 378.5485
924.04 | 115.1129 | 2.7786 | 42.1148 | 0 | 0 | 330.7518 | 4.0278e-09 | 1.072e-09% | 490.7581 | 375.6452 | 490.7581 | 375.6452
924.072 | 114.3294 | 2.7588 | 41.9026 | 0 | 6.0499e-13 | 328.9078 | 4.0348e-09 | 1.08e-09% | 487.8986 | 373.5692 | 487.8986 | 373.5692
924.104 | 114.0965 | 2.7512 | 41.8475 | 0 | 6.1843e-13 | 328.2345 | 4.0419e-09 | 1.084e-09% | 486.9297 | 372.8332 | 486.9297 | 372.8332
924.136 | 114.4579 | 2.7568 | 41.9618 | 0 | 1.2369e-13 | 328.8269 | 4.049e-09 | 1.084e-09% | 488.0035 | 373.5455 | 488.0035 | 373.5455
924.168 | 115.3043 | 2.7732 | 42.2141 | 0 | 2.7964e-13 | 330.4466 | 4.0561e-09 | 1.08e-09% | 490.7383 | 375.4339 | 490.7383 | 375.4339
924.2 | 116.3896 | 2.7948 | 42.5348 | 0 | 3.4417e-13 | 332.56 | 4.0632e-09 | 1.075e-09% | 494.2792 | 377.8896 | 494.2792 | 377.8896
924.232 | 117.4272 | 2.8151 | 42.8427 | 0 | 0 | 334.5494 | 4.0703e-09 | 1.071e-09% | 497.6344 | 380.2072 | 497.6344 | 380.2072
924.264 | 118.2768 | 2.831 | 43.0981 | 0 | 7.0447e-13 | 336.1206 | 4.0775e-09 | 1.067e-09% | 500.3265 | 382.0497 | 500.3265 | 382.0497
924.296 | 119.0097 | 2.8443 | 43.3208 | 0 | 1.1428e-12 | 337.4455 | 4.0847e-09 | 1.065e-09% | 502.6203 | 383.6107 | 502.6203 | 383.6107
924.328 | 119.7397 | 2.8579 | 43.5425 | 0 | 7.206e-13 | 338.7893 | 4.0918e-09 | 1.062e-09% | 504.9294 | 385.1897 | 504.9294 | 385.1897
924.36 | 120.4292 | 2.8709 | 43.7515 | 0 | 1.3767e-12 | 340.0816 | 4.099e-09 | 1.06e-09% | 507.1332 | 386.704 | 507.1332 | 386.704
924.392 | 120.8931 | 2.8793 | 43.8943 | 0 | 1.1401e-12 | 340.9263 | 4.1061e-09 | 1.059e-09% | 508.593 | 387.6999 | 508.593 | 387.6999
924.424 | 120.9508 | 2.8788 | 43.9193 | 0 | 1.2046e-12 | 340.9356 | 4.1133e-09 | 1.061e-09% | 508.6845 | 387.7337 | 508.6845 | 387.7337
924.456 | 120.5512 | 2.8685 | 43.8117 | 0 | 0 | 340.0042 | 4.1206e-09 | 1.066e-09% | 507.2355 | 386.6844 | 507.2355 | 386.6844
924.488 | 119.8145 | 2.8511 | 43.6062 | 0 | 0 | 338.4013 | 4.1278e-09 | 1.073e-09% | 504.6732 | 384.8586 | 504.6732 | 384.8586
924.52 | 119.0079 | 2.8328 | 43.3789 | 0 | 0 | 336.713 | 4.135e-09 | 1.08e-09% | 501.9326 | 382.9247 | 501.9326 | 382.9247
924.552 | 118.4077 | 2.8199 | 43.208 | 0 | 0 | 335.5404 | 4.1423e-09 | 1.086e-09% | 499.976 | 381.5683 | 499.976 | 381.5683
924.584 | 118.0679 | 2.8136 | 43.109 | 0 | 0 | 334.9917 | 4.1495e-09 | 1.089e-09% | 498.9822 | 380.9143 | 498.9822 | 380.9143
924.616 | 117.7241 | 2.8077 | 43.0073 | 0 | 0 | 334.4734 | 4.1568e-09 | 1.093e-09% | 498.0125 | 380.2884 | 498.0125 | 380.2884
924.648 | 117.0465 | 2.7944 | 42.8102 | 0 | 0 | 333.2481 | 4.1641e-09 | 1.099e-09% | 495.8993 | 378.8528 | 495.8993 | 378.8528
924.68 | 116.046 | 2.7738 | 42.5213 | 0 | 0 | 331.3272 | 4.1714e-09 | 1.108e-09% | 492.6683 | 376.6223 | 492.6683 | 376.6223
924.712 | 115.1366 | 2.7554 | 42.258 | 0 | 0 | 329.6054 | 4.1787e-09 | 1.115e-09% | 489.7554 | 374.6187 | 489.7554 | 374.6187
924.744 | 114.6909 | 2.7473 | 42.1262 | 0 | 0 | 328.882 | 4.186e-09 | 1.12e-09% | 488.4464 | 373.7555 | 488.4464 | 373.7555
924.776 | 114.5867 | 2.7468 | 42.0919 | 0 | 0 | 328.8646 | 4.1933e-09 | 1.122e-09% | 488.29 | 373.7033 | 488.29 | 373.7033
924.808 | 114.3671 | 2.7429 | 42.027 | 0 | 0 | 328.5288 | 4.2007e-09 | 1.125e-09% | 487.6658 | 373.2987 | 487.6658 | 373.2987
924.84 | 113.898 | 2.7326 | 41.8944 | 0 | 0 | 327.5733 | 4.2081e-09 | 1.131e-09% | 486.0983 | 372.2003 | 486.0983 | 372.2003
924.872 | 113.6847 | 2.7274 | 41.8379 | 0 | 2.7897e-13 | 327.1174 | 4.2155e-09 | 1.134e-09% | 485.3674 | 371.6827 | 485.3674 | 371.6827
924.904 | 114.3711 | 2.7422 | 42.0396 | 0 | 0 | 328.5892 | 4.2228e-09 | 1.131e-09% | 487.7421 | 373.371 | 487.7421 | 373.371
924.936 | 116.0185 | 2.7785 | 42.5163 | 0 | 0 | 332.1276 | 4.2302e-09 | 1.121e-09% | 493.441 | 377.4225 | 493.441 | 377.4225
924.968 | 118.0329 | 2.8227 | 43.0992 | 0 | 0 | 336.4228 | 4.2376e-09 | 1.108e-09% | 500.3776 | 382.3447 | 500.3776 | 382.3447
925 | 119.721 | 2.859 | 43.591 | 0 | 0 | 339.9471 | 4.2451e-09 | 1.099e-09% | 506.1181 | 386.3971 | 506.1181 | 386.3971
925.032 | 120.7509 | 2.8798 | 43.8973 | 0 | 0 | 341.9764 | 4.2525e-09 | 1.094e-09% | 509.5045 | 388.7536 | 509.5045 | 388.7536
925.064 | 121.14 | 2.8857 | 44.0223 | 0 | 0 | 342.5614 | 4.26e-09 | 1.094e-09% | 510.6094 | 389.4694 | 510.6094 | 389.4694
925.096 | 121.0278 | 2.8799 | 44.005 | 0 | 0 | 342.0253 | 4.2673e-09 | 1.097e-09% | 509.9381 | 388.9103 | 509.9381 | 388.9103
925.128 | 120.5771 | 2.8663 | 43.8913 | 0 | 0 | 340.7429 | 4.2749e-09 | 1.103e-09% | 508.0776 | 387.5005 | 508.0776 | 387.5005
925.16 | 120.0051 | 2.8501 | 43.7427 | 0 | 0 | 339.2073 | 4.2824e-09 | 1.11e-09% | 505.8052 | 385.8001 | 505.8052 | 385.8001
925.192 | 119.5292 | 2.8364 | 43.6203 | 0 | 6.8834e-13 | 337.9112 | 4.2899e-09 | 1.116e-09% | 503.8971 | 384.3679 | 503.8971 | 384.3679
925.224 | 119.1579 | 2.8257 | 43.526 | 0 | 0 | 336.8903 | 4.2974e-09 | 1.121e-09% | 502.3999 | 383.242 | 502.3999 | 383.242
925.256 | 118.5901 | 2.8114 | 43.3734 | 0 | 0 | 335.5076 | 4.3049e-09 | 1.128e-09% | 500.2826 | 381.6925 | 500.2826 | 381.6925
925.288 | 117.513 | 2.7865 | 43.0728 | 0 | 0 | 333.1069 | 4.3124e-09 | 1.138e-09% | 496.4792 | 378.9661 | 496.4792 | 378.9661
925.32 | 116.098 | 2.7553 | 42.6717 | 0 | 2.5813e-13 | 330.0964 | 4.3199e-09 | 1.15e-09% | 491.6215 | 375.5234 | 491.6215 | 375.5234
925.352 | 115.07 | 2.7344 | 42.3753 | 0 | 3.6568e-13 | 328.0915 | 4.3275e-09 | 1.16e-09% | 488.2712 | 373.2012 | 488.2712 | 373.2012
925.384 | 115.1029 | 2.7393 | 42.3744 | 0 | 0 | 328.5777 | 4.3351e-09 | 1.16e-09% | 488.7943 | 373.6914 | 488.7943 | 373.6914
925.416 | 116.1653 | 2.7691 | 42.6601 | 0 | 0 | 331.4707 | 4.3427e-09 | 1.152e-09% | 493.0652 | 376.9 | 493.0652 | 376.9
925.448 | 117.5691 | 2.808 | 43.038 | 0 | 3.0888e-13 | 335.2311 | 4.3503e-09 | 1.142e-09% | 498.6462 | 381.0771 | 498.6462 | 381.0771
925.48 | 118.6004 | 2.8393 | 43.3067 | 0 | 0 | 338.2584 | 4.3579e-09 | 1.134e-09% | 503.0048 | 384.4044 | 503.0048 | 384.4044
925.512 | 118.9807 | 2.8563 | 43.3884 | 0 | 0 | 339.9137 | 4.3655e-09 | 1.13e-09% | 505.1391 | 386.1584 | 505.1391 | 386.1584
925.544 | 118.8134 | 2.8613 | 43.313 | 0 | 0 | 340.4077 | 4.3731e-09 | 1.131e-09% | 505.3954 | 386.582 | 505.3954 | 386.582
925.576 | 118.3062 | 2.8589 | 43.1396 | 0 | 0 | 340.1913 | 4.3808e-09 | 1.134e-09% | 504.496 | 386.1898 | 504.496 | 386.1898
925.608 | 117.6162 | 2.8527 | 42.9128 | 0 | 0 | 339.611 | 4.3884e-09 | 1.139e-09% | 502.9927 | 385.3765 | 502.9927 | 385.3765
925.64 | 116.866 | 2.8455 | 42.6675 | 0 | 0 | 338.9387 | 4.3961e-09 | 1.143e-09% | 501.3178 | 384.4518 | 501.3178 | 384.4518
925.672 | 116.1957 | 2.8406 | 42.4441 | 0 | 0 | 338.4779 | 4.4038e-09 | 1.148e-09% | 499.9583 | 383.7626 | 499.9583 | 383.7626
925.704 | 115.7421 | 2.8408 | 42.2825 | 0 | 0 | 338.51 | 4.4115e-09 | 1.15e-09% | 499.3754 | 383.6334 | 499.3754 | 383.6334
925.736 | 115.5655 | 2.8472 | 42.2015 | 0 | 0 | 339.1326 | 4.4192e-09 | 1.15e-09% | 499.7469 | 384.1813 | 499.7469 | 384.1813
925.768 | 115.6155 | 2.8582 | 42.1881 | 0 | 0 | 340.1884 | 4.427e-09 | 1.149e-09% | 500.8501 | 385.2347 | 500.8501 | 385.2347
925.8 | 115.7606 | 2.8702 | 42.206 | 0 | 3.4417e-13 | 341.3428 | 4.4347e-09 | 1.148e-09% | 502.1795 | 386.419 | 502.1795 | 386.419
925.832 | 115.8532 | 2.8794 | 42.2137 | 0 | 0 | 342.2329 | 4.4424e-09 | 1.147e-09% | 503.1793 | 387.326 | 503.1793 | 387.326
925.864 | 115.8055 | 2.8836 | 42.1865 | 0 | 1.0325e-12 | 342.6413 | 4.4502e-09 | 1.148e-09% | 503.5169 | 387.7114 | 503.5169 | 387.7114
925.896 | 115.6464 | 2.8834 | 42.1327 | 0 | 0 | 342.6294 | 4.458e-09 | 1.15e-09% | 503.2919 | 387.6455 | 503.2919 | 387.6455
925.928 | 115.5019 | 2.8818 | 42.0886 | 0 | 1.0325e-12 | 342.4912 | 4.4658e-09 | 1.153e-09% | 502.9634 | 387.4615 | 502.9634 | 387.4615
925.96 | 115.4861 | 2.8818 | 42.0865 | 0 | 0 | 342.5021 | 4.4736e-09 | 1.155e-09% | 502.9566 | 387.4704 | 502.9566 | 387.4704
925.992 | 115.5961 | 2.8835 | 42.1252 | 0 | 0 | 342.6718 | 4.4814e-09 | 1.156e-09% | 503.2766 | 387.6804 | 503.2766 | 387.6804
926.024 | 115.7098 | 2.884 | 42.1688 | 0 | 3.4417e-13 | 342.7359 | 4.4892e-09 | 1.158e-09% | 503.4986 | 387.7888 | 503.4986 | 387.7888
926.056 | 115.6803 | 2.8801 | 42.1746 | 0 | 0 | 342.3723 | 4.4971e-09 | 1.161e-09% | 503.1073 | 387.427 | 503.1073 | 387.427
926.088 | 115.4325 | 2.87 | 42.1209 | 0 | 0 | 341.4207 | 4.5049e-09 | 1.166e-09% | 501.8442 | 386.4117 | 501.8442 | 386.4117
926.12 | 114.9843 | 2.8543 | 42.0129 | 0 | 0 | 339.9311 | 4.5128e-09 | 1.173e-09% | 499.7826 | 384.7984 | 499.7826 | 384.7984
926.152 | 114.3755 | 2.8341 | 41.8621 | 0 | 3.3543e-13 | 338.0015 | 4.5206e-09 | 1.181e-09% | 497.0732 | 382.6977 | 497.0732 | 382.6977
926.184 | 113.5784 | 2.8088 | 41.6609 | 0 | 0 | 335.5751 | 4.5285e-09 | 1.192e-09% | 493.6231 | 380.0448 | 493.6231 | 380.0448
926.216 | 112.5504 | 2.7775 | 41.397 | 0 | 9.9486e-14 | 332.565 | 4.5365e-09 | 1.204e-09% | 489.2898 | 376.7395 | 489.2898 | 376.7395
926.248 | 111.4612 | 2.7443 | 41.1182 | 0 | 0 | 329.3717 | 4.5444e-09 | 1.218e-09% | 484.6954 | 373.2342 | 484.6954 | 373.2342
926.28 | 110.7849 | 2.7205 | 40.9581 | 0 | 0 | 327.0964 | 4.5524e-09 | 1.228e-09% | 481.5599 | 370.775 | 481.5599 | 370.775
926.312 | 110.9749 | 2.7173 | 41.0438 | 0 | 0 | 326.8013 | 4.5603e-09 | 1.231e-09% | 481.5373 | 370.5624 | 481.5373 | 370.5624
926.344 | 112.0053 | 2.7343 | 41.3663 | 0 | 0 | 328.4617 | 4.5682e-09 | 1.226e-09% | 484.5676 | 372.5622 | 484.5676 | 372.5622
926.376 | 113.3504 | 2.7595 | 41.7751 | 0 | 0 | 330.9079 | 4.5762e-09 | 1.219e-09% | 488.7929 | 375.4425 | 488.7929 | 375.4425
926.408 | 114.4554 | 2.7798 | 42.113 | 0 | 0 | 332.8827 | 4.5842e-09 | 1.213e-09% | 492.2308 | 377.7754 | 492.2308 | 377.7754
926.44 | 115.1686 | 2.7915 | 42.3375 | 0 | 2.5813e-13 | 334.0199 | 4.5922e-09 | 1.211e-09% | 494.3175 | 379.1489 | 494.3175 | 379.1489
926.472 | 115.7248 | 2.7997 | 42.5165 | 0 | 0 | 334.8188 | 4.6002e-09 | 1.21e-09% | 495.8599 | 380.1351 | 495.8599 | 380.1351
926.504 | 116.4076 | 2.8108 | 42.7313 | 0 | 3.4417e-13 | 335.8968 | 4.6082e-09 | 1.208e-09% | 497.8466 | 381.4389 | 497.8466 | 381.4389
926.536 | 117.2931 | 2.8266 | 43.0039 | 0 | 0 | 337.4196 | 4.6163e-09 | 1.205e-09% | 500.5431 | 383.2501 | 500.5431 | 383.2501
926.568 | 118.2736 | 2.8446 | 43.304 | 0 | 0 | 339.1534 | 4.6244e-09 | 1.2e-09% | 503.5756 | 385.302 | 503.5756 | 385.302
926.6 | 119.2136 | 2.8618 | 43.5927 | 0 | 1.0755e-12 | 340.8083 | 4.6324e-09 | 1.196e-09% | 506.4765 | 387.2629 | 506.4765 | 387.2629
926.632 | 120.0284 | 2.8764 | 43.8454 | 0 | 0 | 342.2093 | 4.6405e-09 | 1.193e-09% | 508.9595 | 388.9311 | 508.9595 | 388.9311
926.664 | 120.6703 | 2.8873 | 44.0477 | 0 | 0 | 343.2618 | 4.6487e-09 | 1.191e-09% | 510.8672 | 390.1969 | 510.8672 | 390.1969
926.696 | 121.1088 | 2.894 | 44.1902 | 0 | 4.8399e-13 | 343.9034 | 4.6567e-09 | 1.191e-09% | 512.0964 | 390.9875 | 512.0964 | 390.9875
926.728 | 121.3279 | 2.8959 | 44.2681 | 0 | 1.1831e-12 | 344.0983 | 4.6648e-09 | 1.192e-09% | 512.5902 | 391.2623 | 512.5902 | 391.2623
926.76 | 121.3253 | 2.893 | 44.281 | 0 | 2.1511e-14 | 343.8357 | 4.673e-09 | 1.195e-09% | 512.3349 | 391.0097 | 512.3349 | 391.0097
926.792 | 121.1231 | 2.8858 | 44.2358 | 0 | 4.3021e-14 | 343.1561 | 4.6812e-09 | 1.199e-09% | 511.4008 | 390.2777 | 511.4008 | 390.2777
926.824 | 120.8099 | 2.8761 | 44.1584 | 0 | 0 | 342.2461 | 4.6892e-09 | 1.205e-09% | 510.0904 | 389.2806 | 510.0904 | 389.2806
926.856 | 120.5617 | 2.8681 | 44.0994 | 0 | 0 | 341.4879 | 4.6975e-09 | 1.209e-09% | 509.017 | 388.4554 | 509.017 | 388.4554
926.888 | 120.5646 | 2.8659 | 44.1123 | 0 | 0 | 341.2876 | 4.7057e-09 | 1.212e-09% | 508.8304 | 388.2658 | 508.8304 | 388.2658
926.92 | 120.8747 | 2.8708 | 44.2129 | 0 | 6.0767e-13 | 341.7659 | 4.7139e-09 | 1.212e-09% | 509.7242 | 388.8496 | 509.7242 | 388.8496
926.952 | 121.3678 | 2.8799 | 44.3659 | 0 | 3.0249e-13 | 342.6492 | 4.7221e-09 | 1.211e-09% | 511.2628 | 389.895 | 511.2628 | 389.895
926.984 | 121.8343 | 2.8885 | 44.5114 | 0 | 0 | 343.4789 | 4.7303e-09 | 1.21e-09% | 512.713 | 390.8788 | 512.713 | 390.8788
927.016 | 122.0956 | 2.8925 | 44.5977 | 0 | 2.8367e-13 | 343.8695 | 4.7386e-09 | 1.211e-09% | 513.4552 | 391.3596 | 513.4552 | 391.3596
927.048 | 122.0497 | 2.8896 | 44.5951 | 0 | 3.0585e-13 | 343.6052 | 4.7469e-09 | 1.214e-09% | 513.1396 | 391.0899 | 513.1396 | 391.0899
927.08 | 121.6887 | 2.8798 | 44.5009 | 0 | 1.0796e-12 | 342.676 | 4.7551e-09 | 1.219e-09% | 511.7454 | 390.0566 | 511.7454 | 390.0566
927.112 | 121.1307 | 2.8657 | 44.3487 | 0 | 4.1408e-13 | 341.3442 | 4.7634e-09 | 1.226e-09% | 509.6892 | 388.5585 | 509.6892 | 388.5585
927.144 | 120.6005 | 2.8525 | 44.2033 | 0 | 6.8431e-13 | 340.1028 | 4.7717e-09 | 1.232e-09% | 507.7591 | 387.1586 | 507.7591 | 387.1586
927.176 | 120.3117 | 2.8452 | 44.1262 | 0 | 1.6805e-13 | 339.4156 | 4.78e-09 | 1.237e-09% | 506.6987 | 386.387 | 506.6987 | 386.387
927.208 | 120.338 | 2.8453 | 44.1389 | 0 | 0 | 339.436 | 4.7883e-09 | 1.239e-09% | 506.7582 | 386.4202 | 506.7582 | 386.4202
927.24 | 120.6028 | 2.851 | 44.22 | 0 | 4.6382e-14 | 339.9867 | 4.7967e-09 | 1.239e-09% | 507.6605 | 387.0577 | 507.6605 | 387.0577
927.272 | 120.9757 | 2.8591 | 44.3324 | 0 | 0 | 340.7727 | 4.805e-09 | 1.239e-09% | 508.9398 | 387.9642 | 508.9398 | 387.9642
927.304 | 121.3495 | 2.8672 | 44.4455 | 0 | 1.4654e-13 | 341.5538 | 4.8134e-09 | 1.238e-09% | 510.216 | 388.8665 | 510.216 | 388.8665
927.336 | 121.6372 | 2.8732 | 44.5345 | 0 | 1.9897e-13 | 342.1379 | 4.8218e-09 | 1.238e-09% | 511.1828 | 389.5456 | 511.1828 | 389.5456
927.368 | 121.7276 | 2.8746 | 44.5672 | 0 | 0 | 342.2845 | 4.8302e-09 | 1.239e-09% | 511.454 | 389.7263 | 511.454 | 389.7263
927.4 | 121.4671 | 2.868 | 44.4996 | 0 | 0 | 341.6612 | 4.8386e-09 | 1.244e-09% | 510.4961 | 389.0289 | 510.4961 | 389.0289
927.432 | 120.7064 | 2.8501 | 44.289 | 0 | 3.6568e-13 | 339.9438 | 4.847e-09 | 1.252e-09% | 507.7893 | 387.0829 | 507.7893 | 387.0829
927.464 | 119.4201 | 2.8202 | 43.9282 | 0 | 0 | 337.0777 | 4.8555e-09 | 1.265e-09% | 503.2461 | 383.826 | 503.2461 | 383.826
927.496 | 117.8574 | 2.784 | 43.4884 | 0 | 8.6042e-14 | 333.6087 | 4.8639e-09 | 1.28e-09% | 497.7386 | 379.8812 | 497.7386 | 379.8812
927.528 | 116.5787 | 2.7544 | 43.1298 | 0 | 2.2586e-13 | 330.7631 | 4.8724e-09 | 1.294e-09% | 493.2259 | 376.6473 | 493.2259 | 376.6473
927.56 | 116.192 | 2.7451 | 43.0259 | 0 | 0 | 329.8727 | 4.8809e-09 | 1.299e-09% | 491.8357 | 375.6437 | 491.8357 | 375.6437
927.592 | 116.88 | 2.7603 | 43.2285 | 0 | 1.6698e-12 | 331.3395 | 4.8894e-09 | 1.296e-09% | 494.2082 | 377.3283 | 494.2082 | 377.3283
927.624 | 118.1836 | 2.7894 | 43.6065 | 0 | 0 | 334.163 | 4.8979e-09 | 1.287e-09% | 498.7425 | 380.5589 | 498.7425 | 380.5589
927.656 | 119.3511 | 2.8156 | 43.945 | 0 | 6.2112e-13 | 336.7041 | 4.9064e-09 | 1.279e-09% | 502.8158 | 383.4648 | 502.8158 | 383.4648
927.688 | 119.9177 | 2.8284 | 44.1114 | 0 | 0 | 337.9515 | 4.915e-09 | 1.277e-09% | 504.809 | 384.8913 | 504.809 | 384.8913
927.72 | 119.9537 | 2.8294 | 44.1252 | 0 | 0 | 338.0619 | 4.9235e-09 | 1.279e-09% | 504.9702 | 385.0165 | 504.9702 | 385.0165
927.752 | 119.8438 | 2.8273 | 44.0961 | 0 | 7.9824e-14 | 337.8766 | 4.9321e-09 | 1.282e-09% | 504.6437 | 384.8 | 504.6437 | 384.8
927.784 | 119.8976 | 2.8292 | 44.1124 | 0 | 0 | 338.0721 | 4.9407e-09 | 1.283e-09% | 504.9113 | 385.0137 | 504.9113 | 385.0137
927.816 | 120.1302 | 2.8354 | 44.1787 | 0 | 5.6398e-13 | 338.6803 | 4.9492e-09 | 1.283e-09% | 505.8246 | 385.6944 | 505.8246 | 385.6944
927.848 | 120.3269 | 2.841 | 44.2342 | 0 | 0 | 339.2301 | 4.9579e-09 | 1.283e-09% | 506.6322 | 386.3053 | 506.6322 | 386.3053
927.88 | 120.2636 | 2.8409 | 44.2151 | 0 | 7.9119e-13 | 339.2286 | 4.9665e-09 | 1.286e-09% | 506.5482 | 386.2846 | 506.5482 | 386.2846
927.912 | 119.866 | 2.8333 | 44.1001 | 0 | 0 | 338.5067 | 4.9752e-09 | 1.291e-09% | 505.306 | 385.44 | 505.306 | 385.44
927.944 | 119.1746 | 2.819 | 43.8993 | 0 | 1.0823e-12 | 337.1361 | 4.9838e-09 | 1.298e-09% | 503.029 | 383.8544 | 503.029 | 383.8544
927.976 | 118.128 | 2.7967 | 43.5914 | 0 | 0 | 334.9439 | 4.9924e-09 | 1.309e-09% | 499.46 | 381.3319 | 499.46 | 381.3319
928.008 | 116.3558 | 2.7577 | 43.0633 | 0 | 3.7795e-13 | 331.0518 | 5.0011e-09 | 1.327e-09% | 493.2286 | 376.8728 | 493.2286 | 376.8728
928.04 | 113.3302 | 2.6899 | 42.1571 | 0 | 0 | 324.2367 | 5.0098e-09 | 1.357e-09% | 482.4138 | 369.0836 | 482.4138 | 369.0836
928.072 | 109.0278 | 2.5928 | 40.8685 | 0 | 1.0453e-12 | 314.4609 | 5.0186e-09 | 1.402e-09% | 466.9499 | 357.9221 | 466.9499 | 357.9221
928.104 | 104.512 | 2.4906 | 39.5214 | 0 | 0 | 304.2139 | 5.0273e-09 | 1.452e-09% | 450.738 | 346.226 | 450.738 | 346.226
928.136 | 101.4627 | 2.422 | 38.6249 | 0 | 4.3626e-13 | 297.4109 | 5.036e-09 | 1.488e-09% | 439.9205 | 338.4577 | 439.9205 | 338.4577
928.168 | 100.8272 | 2.4085 | 38.4636 | 0 | 1.3214e-12 | 296.2401 | 5.0448e-09 | 1.496e-09% | 437.9395 | 337.1123 | 437.9395 | 337.1123
928.2 | 102.194 | 2.4407 | 38.9062 | 0 | 7.0128e-13 | 299.6867 | 5.0536e-09 | 1.482e-09% | 443.2276 | 341.0336 | 443.2276 | 341.0336
928.232 | 104.6461 | 2.4974 | 39.6635 | 0 | 1.0816e-12 | 305.5228 | 5.0624e-09 | 1.456e-09% | 452.3298 | 347.6837 | 452.3298 | 347.6837
928.264 | 107.7299 | 2.568 | 40.5881 | 0 | 5.4449e-14 | 312.6164 | 5.0712e-09 | 1.425e-09% | 463.5024 | 355.7725 | 463.5024 | 355.7725
928.296 | 111.2794 | 2.6488 | 41.6312 | 0 | 0 | 320.5952 | 5.08e-09 | 1.392e-09% | 476.1546 | 364.8752 | 476.1546 | 364.8752
928.328 | 114.8038 | 2.7288 | 42.6577 | 0 | 0 | 328.4283 | 5.0888e-09 | 1.361e-09% | 488.6186 | 373.8149 | 488.6186 | 373.8149
928.36 | 117.5602 | 2.7912 | 43.4599 | 0 | 5.6734e-13 | 334.5245 | 5.0976e-09 | 1.339e-09% | 498.3358 | 380.7757 | 498.3358 | 380.7757
928.392 | 119.1158 | 2.8263 | 43.9163 | 0 | 0 | 337.9579 | 5.1065e-09 | 1.327e-09% | 503.8163 | 384.7005 | 503.8163 | 384.7005
928.424 | 119.6018 | 2.8372 | 44.0655 | 0 | 4.6517e-13 | 339.036 | 5.1154e-09 | 1.325e-09% | 505.5405 | 385.9387 | 505.5405 | 385.9387
928.456 | 119.4986 | 2.8348 | 44.046 | 0 | 0 | 338.8289 | 5.1243e-09 | 1.329e-09% | 505.2083 | 385.7097 | 505.2083 | 385.7097
928.488 | 119.301 | 2.8305 | 43.9994 | 0 | 2.8838e-13 | 338.431 | 5.1332e-09 | 1.332e-09% | 504.562 | 385.2609 | 504.562 | 385.2609
928.52 | 119.2796 | 2.8305 | 44.0028 | 0 | 5.4348e-13 | 338.4371 | 5.1421e-09 | 1.335e-09% | 504.5501 | 385.2705 | 504.5501 | 385.2705
928.552 | 119.3377 | 2.8325 | 44.0274 | 0 | 3.0315e-05 | 338.6296 | 5.151e-09 | 1.336e-09% | 504.8272 | 385.4896 | 504.8272 | 385.4896
928.584 | 118.9985 | 2.8257 | 43.9343 | 0 | 0.00028728 | 337.9478 | 5.16e-09 | 1.341e-09% | 503.7065 | 384.7081 | 503.7065 | 384.7081
928.616 | 117.6147 | 2.7952 | 43.5345 | 0 | 0.0021725 | 334.9453 | 5.1689e-09 | 1.356e-09% | 498.8918 | 381.2771 | 498.8918 | 381.2771
928.648 | 114.7953 | 2.7322 | 42.7118 | 0 | 0.012908 | 328.7404 | 5.1779e-09 | 1.384e-09% | 488.9927 | 374.1974 | 488.9927 | 374.1974
928.68 | 110.8873 | 2.6448 | 41.5665 | 0 | 0.060772 | 320.1159 | 5.1869e-09 | 1.423e-09% | 475.2754 | 364.3881 | 475.2754 | 364.3881
928.712 | 107.1269 | 2.5615 | 40.4623 | 0 | 0.22721 | 311.8828 | 5.1959e-09 | 1.463e-09% | 462.2607 | 355.1337 | 462.2607 | 355.1337
928.744 | 105.0005 | 2.5162 | 39.839 | 0 | 0.67686 | 307.4347 | 5.2049e-09 | 1.485e-09% | 455.4672 | 350.4667 | 455.4672 | 350.4667
928.776 | 105.05 | 2.5214 | 39.8586 | 0 | 1.6147 | 308.011 | 5.214e-09 | 1.481e-09% | 457.0557 | 352.0057 | 457.0557 | 352.0057
928.808 | 106.34 | 2.5554 | 40.245 | 0 | 3.1062 | 311.4674 | 5.2231e-09 | 1.462e-09% | 463.7139 | 357.374 | 463.7139 | 357.374
928.84 | 107.3989 | 2.5844 | 40.5627 | 0 | 4.8608 | 314.4267 | 5.2321e-09 | 1.444e-09% | 469.8336 | 362.4347 | 469.8336 | 362.4347
928.872 | 107.6935 | 2.5961 | 40.6519 | 0 | 6.2496 | 315.6484 | 5.2412e-09 | 1.435e-09% | 472.8395 | 365.146 | 472.8395 | 365.146
928.904 | 107.9558 | 2.6072 | 40.7255 | 0 | 6.6618 | 316.7757 | 5.2503e-09 | 1.431e-09% | 474.726 | 366.7702 | 474.726 | 366.7702
928.936 | 109.086 | 2.6384 | 41.0477 | 0 | 5.9199 | 319.8416 | 5.2594e-09 | 1.424e-09% | 478.5336 | 369.4476 | 478.5336 | 369.4476
928.968 | 111.0293 | 2.6882 | 41.605 | 0 | 4.3855 | 324.7205 | 5.2685e-09 | 1.411e-09% | 484.4285 | 373.3993 | 484.4285 | 373.3993
929 | 112.8604 | 2.7351 | 42.1311 | 0 | 2.6932 | 329.3211 | 5.2777e-09 | 1.4e-09% | 489.7409 | 376.8805 | 489.7409 | 376.8805
929.032 | 113.7515 | 2.7599 | 42.3871 | 0 | 1.3588 | 331.7713 | 5.2868e-09 | 1.398e-09% | 492.0284 | 378.277 | 492.0284 | 378.277
929.064 | 113.6498 | 2.7612 | 42.3578 | 0 | 0.55761 | 331.9461 | 5.296e-09 | 1.402e-09% | 491.2726 | 377.6228 | 491.2726 | 377.6228
929.096 | 113.1244 | 2.7524 | 42.2073 | 0 | 0.1845 | 331.1192 | 5.3052e-09 | 1.41e-09% | 489.3879 | 376.2635 | 489.3879 | 376.2635
929.128 | 112.7723 | 2.7472 | 42.1075 | 0 | 0.048886 | 330.6291 | 5.3144e-09 | 1.415e-09% | 488.305 | 375.5327 | 488.305 | 375.5327
929.16 | 112.8071 | 2.7505 | 42.1198 | 0 | 0.01032 | 330.9538 | 5.3236e-09 | 1.416e-09% | 488.6416 | 375.8345 | 488.6416 | 375.8345
929.192 | 113.087 | 2.759 | 42.2038 | 0 | 0.0017302 | 331.7742 | 5.3329e-09 | 1.416e-09% | 489.8258 | 376.7387 | 489.8258 | 376.7387
929.224 | 113.3742 | 2.7672 | 42.2909 | 0 | 0.00022729 | 332.5538 | 5.3421e-09 | 1.415e-09% | 490.9864 | 377.6122 | 490.9864 | 377.6122
929.256 | 113.4489 | 2.7698 | 42.3172 | 0 | 7.398e-05 | 332.7915 | 5.3514e-09 | 1.416e-09% | 491.3275 | 377.8786 | 491.3275 | 377.8786
929.288 | 113.0601 | 2.7611 | 42.2095 | 0 | 0.00047377 | 331.915 | 5.3607e-09 | 1.422e-09% | 489.9462 | 376.8861 | 489.9462 | 376.8861
929.32 | 112.0867 | 2.7383 | 41.9333 | 0 | 0.0035432 | 329.6565 | 5.3699e-09 | 1.435e-09% | 486.4183 | 374.3316 | 486.4183 | 374.3316
929.352 | 110.9066 | 2.7101 | 41.5997 | 0 | 0.020913 | 326.8972 | 5.3793e-09 | 1.449e-09% | 482.1345 | 371.2279 | 482.1345 | 371.2279
929.384 | 110.3195 | 2.6956 | 41.4418 | 0 | 0.097469 | 325.4846 | 5.3886e-09 | 1.457e-09% | 480.039 | 369.7195 | 480.039 | 369.7195
929.416 | 110.7764 | 2.7054 | 41.5904 | 0 | 0.35861 | 326.4636 | 5.3979e-09 | 1.454e-09% | 481.8944 | 371.118 | 481.8944 | 371.118
929.448 | 111.7872 | 2.7282 | 41.9013 | 0 | 1.0426 | 328.7231 | 5.4073e-09 | 1.444e-09% | 486.1824 | 374.3952 | 486.1824 | 374.3952
929.48 | 112.3579 | 2.7409 | 42.084 | 0 | 2.3998 | 329.9947 | 5.4167e-09 | 1.436e-09% | 489.5773 | 377.2193 | 489.5773 | 377.2193
929.512 | 111.9845 | 2.7316 | 41.9905 | 0 | 4.3944 | 329.1223 | 5.426e-09 | 1.435e-09% | 490.2232 | 378.2388 | 490.2232 | 378.2388
929.544 | 111.0254 | 2.7088 | 41.7243 | 0 | 6.4791 | 326.9146 | 5.4355e-09 | 1.439e-09% | 488.8521 | 377.8267 | 488.8521 | 377.8267
929.576 | 110.0641 | 2.686 | 41.4546 | 0 | 7.9066 | 324.6934 | 5.4449e-09 | 1.445e-09% | 486.8048 | 376.7406 | 486.8048 | 376.7406
929.608 | 109.0524 | 2.6621 | 41.1668 | 0 | 8.4289 | 322.3411 | 5.4543e-09 | 1.456e-09% | 483.6513 | 374.5989 | 483.6513 | 374.5989
929.64 | 107.2976 | 2.6209 | 40.6586 | 0 | 8.4484 | 318.2717 | 5.4638e-09 | 1.477e-09% | 477.2973 | 369.9997 | 477.2973 | 369.9997
929.672 | 104.4114 | 2.5533 | 39.8162 | 0 | 8.2959 | 311.5972 | 5.4732e-09 | 1.511e-09% | 466.674 | 362.2626 | 466.674 | 362.2626
929.704 | 101.1671 | 2.4775 | 38.8665 | 0 | 7.6988 | 304.0969 | 5.4827e-09 | 1.553e-09% | 454.3068 | 353.1396 | 454.3068 | 353.1396
929.736 | 99.2368 | 2.4325 | 38.3017 | 0 | 6.2744 | 299.6264 | 5.4922e-09 | 1.584e-09% | 445.8719 | 346.635 | 445.8719 | 346.635
929.768 | 99.9548 | 2.4495 | 38.5172 | 0 | 4.2455 | 301.2786 | 5.5018e-09 | 1.588e-09% | 446.4456 | 346.4908 | 446.4456 | 346.4908
929.8 | 103.2117 | 2.5261 | 39.4835 | 0 | 2.3162 | 308.8176 | 5.5113e-09 | 1.561e-09% | 456.3551 | 353.1434 | 456.3551 | 353.1434
929.832 | 107.4367 | 2.6254 | 40.7383 | 0 | 1.0059 | 318.6198 | 5.5208e-09 | 1.521e-09% | 470.4261 | 362.9894 | 470.4261 | 362.9894
929.864 | 110.605 | 2.6999 | 41.6832 | 0 | 0.34594 | 325.9962 | 5.5304e-09 | 1.492e-09% | 481.3302 | 370.7252 | 481.3302 | 370.7252
929.896 | 111.311 | 2.7168 | 41.9013 | 0 | 0.094018 | 327.6789 | 5.54e-09 | 1.488e-09% | 483.702 | 372.391 | 483.702 | 372.391
929.928 | 109.202 | 2.6675 | 41.2863 | 0 | 0.020172 | 322.8275 | 5.5496e-09 | 1.513e-09% | 476.0035 | 366.8015 | 476.0035 | 366.8015
929.96 | 104.9864 | 2.5688 | 40.0464 | 0 | 0.0034177 | 313.0628 | 5.5592e-09 | 1.563e-09% | 460.6678 | 355.6814 | 460.6678 | 355.6814
929.992 | 100.3476 | 2.4598 | 38.6819 | 0 | 0.00045698 | 302.2875 | 5.5688e-09 | 1.622e-09% | 443.7772 | 343.4296 | 443.7772 | 343.4296
930.024 | 97.4391 | 2.391 | 37.835 | 0 | 4.8224e-05 | 295.5139 | 5.5784e-09 | 1.662e-09% | 433.1791 | 335.74 | 433.1791 | 335.74
930.056 | 97.751 | 2.3973 | 37.9487 | 0 | 8.0665e-13 | 296.1979 | 5.5881e-09 | 1.66e-09% | 434.2948 | 336.5438 | 434.2948 | 336.5438
930.088 | 101.1163 | 2.4746 | 38.9685 | 0 | 1.8822e-13 | 303.9154 | 5.5978e-09 | 1.621e-09% | 446.4749 | 345.3586 | 446.4749 | 345.3586
930.12 | 105.7876 | 2.5822 | 40.3694 | 0 | 6.0767e-13 | 314.5745 | 5.6075e-09 | 1.568e-09% | 463.3137 | 357.5261 | 463.3137 | 357.5261
930.152 | 109.4099 | 2.665 | 41.4496 | 0 | 0 | 322.7175 | 5.6172e-09 | 1.531e-09% | 476.242 | 366.8321 | 476.242 | 366.8321
930.184 | 110.028 | 2.6775 | 41.6303 | 0 | 0 | 323.8553 | 5.6269e-09 | 1.528e-09% | 478.191 | 368.1631 | 478.191 | 368.1631
930.216 | 106.7916 | 2.6002 | 40.6612 | 0 | 0 | 316.0651 | 5.6367e-09 | 1.569e-09% | 466.118 | 359.3264 | 466.118 | 359.3264
930.248 | 100.4756 | 2.4511 | 38.776 | 0 | 0 | 301.1799 | 5.6464e-09 | 1.649e-09% | 442.8826 | 342.407 | 442.8826 | 342.407
930.28 | 93.4863 | 2.2867 | 36.6966 | 0 | 0 | 284.8147 | 5.6561e-09 | 1.747e-09% | 417.2843 | 323.798 | 417.2843 | 323.798
930.312 | 88.7899 | 2.1761 | 35.3138 | 0 | 0 | 273.8803 | 5.666e-09 | 1.82e-09% | 400.16 | 311.3701 | 400.16 | 311.3701
930.344 | 88.1901 | 2.1612 | 35.1671 | 0 | 3.0115e-13 | 272.558 | 5.6758e-09 | 1.832e-09% | 398.0764 | 309.8863 | 398.0764 | 309.8863
930.376 | 91.3997 | 2.2354 | 36.1642 | 0 | 0 | 280.1283 | 5.6856e-09 | 1.785e-09% | 409.9275 | 318.5278 | 409.9275 | 318.5278
930.408 | 96.6907 | 2.3581 | 37.7782 | 0 | 6.3456e-13 | 292.5064 | 5.6954e-09 | 1.712e-09% | 429.3335 | 332.6427 | 429.3335 | 332.6427
930.44 | 102.2362 | 2.4869 | 39.4546 | 0 | 0 | 305.3968 | 5.7053e-09 | 1.643e-09% | 449.5746 | 347.3384 | 449.5746 | 347.3384
930.472 | 106.7522 | 2.5917 | 40.8058 | 0 | 0 | 315.7996 | 5.7152e-09 | 1.591e-09% | 465.9493 | 359.1971 | 465.9493 | 359.1971
930.504 | 109.2555 | 2.6498 | 41.5372 | 0 | 1.7208e-13 | 321.4373 | 5.725e-09 | 1.566e-09% | 474.8798 | 365.6243 | 474.8798 | 365.6243
930.536 | 108.9346 | 2.6421 | 41.408 | 0 | 0.025709 | 320.4457 | 5.7349e-09 | 1.573e-09% | 473.4561 | 364.5215 | 473.4561 | 364.5215
930.568 | 105.7794 | 2.5687 | 40.4231 | 0 | 0.24362 | 312.8606 | 5.7448e-09 | 1.613e-09% | 461.8753 | 356.096 | 461.8753 | 356.096
930.6 | 101.2888 | 2.4645 | 39.049 | 0 | 1.822 | 302.29 | 5.7548e-09 | 1.665e-09% | 446.9142 | 345.6255 | 446.9142 | 345.6255
930.632 | 98.0106 | 2.3892 | 38.0691 | 0 | 10.7542 | 294.7913 | 5.7647e-09 | 1.666e-09% | 444.0144 | 346.0038 | 444.0144 | 346.0038
930.664 | 97.8668 | 2.3875 | 38.0635 | 0 | 50.1491 | 294.8513 | 5.7747e-09 | 1.498e-09% | 483.3182 | 385.4514 | 483.3182 | 385.4514
930.696 | 100.875 | 2.4596 | 39.0189 | 0 | 184.6752 | 302.3618 | 5.7847e-09 | 1.095e-09% | 629.3905 | 528.5155 | 629.3905 | 528.5155
930.728 | 105.5283 | 2.57 | 40.4573 | 0 | 538.1314 | 313.621 | 5.7947e-09 | 6.476e-10% | 1000.3079 | 894.7796 | 1000.3079 | 894.7796
930.76 | 110.1096 | 2.6785 | 41.8517 | 0 | 1245.8522 | 324.5461 | 5.8047e-09 | 3.594e-10% | 1725.038 | 1614.9284 | 1725.038 | 1614.9284
930.792 | 113.5321 | 2.7598 | 42.882 | 0 | 2314.8481 | 332.6558 | 5.8147e-09 | 2.159e-10% | 2806.6779 | 2693.1458 | 2806.6779 | 2693.1458
930.824 | 115.3814 | 2.8043 | 43.4362 | 0 | 3534.4497 | 337.078 | 5.8247e-09 | 1.487e-10% | 4033.1495 | 3917.7681 | 4033.1495 | 3917.7681
930.856 | 115.6041 | 2.8108 | 43.5053 | 0 | 4654.0978 | 337.7386 | 5.8353e-09 | 1.158e-10% | 5153.7567 | 5038.1525 | 5153.7567 | 5038.1525
930.888 | 114.1528 | 2.7781 | 43.0723 | 0 | 5681.8229 | 334.5016 | 5.8449e-09 | 9.642e-11% | 6176.3277 | 6062.1749 | 6176.3277 | 6062.1749
930.92 | 110.7641 | 2.6999 | 42.0454 | 0 | 6781.4884 | 326.6502 | 5.855e-09 | 8.186e-11% | 7263.648 | 7152.8838 | 7263.648 | 7152.8838
930.952 | 105.1205 | 2.5683 | 40.3108 | 0 | 7751.0605 | 313.2946 | 5.8652e-09 | 7.234e-11% | 8212.3547 | 8107.2342 | 8212.3547 | 8107.2342
930.984 | 97.4757 | 2.3893 | 37.9337 | 0 | 7917.2584 | 294.935 | 5.8717e-09 | 7.115e-11% | 8349.992 | 8252.5163 | 8349.992 | 8252.5163
931.016 | 89.2381 | 2.1958 | 35.3488 | 0 | 6851.7109 | 274.9448 | 5.8855e-09 | 8.215e-11% | 7253.4383 | 7164.2003 | 7253.4383 | 7164.2003
931.048 | 82.5013 | 2.0373 | 33.2103 | 0 | 4992.2156 | 258.4072 | 5.8956e-09 | 1.115e-10% | 5368.3717 | 5285.8704 | 5368.3717 | 5285.8704
931.08 | 78.3329 | 1.9388 | 31.8384 | 0 | 3271.4498 | 247.8077 | 5.9058e-09 | 1.662e-10% | 3631.3676 | 3553.0346 | 3631.3676 | 3553.0346
931.112 | 75.6965 | 1.8753 | 30.8776 | 0 | 2256.0091 | 240.3795 | 5.916e-09 | 2.339e-10% | 2604.838 | 2529.1415 | 2604.838 | 2529.1415
931.144 | 73.0116 | 1.8095 | 29.8272 | 0 | 1833.0008 | 232.2304 | 5.9263e-09 | 2.826e-10% | 2169.8794 | 2096.8679 | 2169.8794 | 2096.8679
931.176 | 70.885 | 1.7567 | 28.948 | 0 | 1593.5767 | 225.4 | 5.9363e-09 | 3.209e-10% | 1920.5664 | 1849.6814 | 1920.5664 | 1849.6814
931.208 | 72.1747 | 1.7862 | 29.2573 | 0 | 1301.9025 | 227.8177 | 5.9467e-09 | 3.81e-10% | 1632.9384 | 1560.7637 | 1632.9384 | 1560.7637
931.24 | 78.7695 | 1.9438 | 31.4129 | 0 | 1000.5748 | 244.6116 | 5.957e-09 | 4.659e-10% | 1357.3128 | 1278.5432 | 1357.3128 | 1278.5432
931.272 | 89.0379 | 2.19 | 34.8489 | 0 | 815.0204 | 271.3743 | 5.9673e-09 | 5.312e-10% | 1212.4715 | 1123.4336 | 1212.4715 | 1123.4336
931.304 | 98.9798 | 2.4287 | 38.1959 | 0 | 761.1259 | 297.4408 | 5.9776e-09 | 5.438e-10% | 1198.1711 | 1099.1913 | 1198.1711 | 1099.1913
931.336 | 105.4096 | 2.5834 | 40.3817 | 0 | 750.3137 | 314.4546 | 5.9881e-09 | 5.406e-10% | 1213.1429 | 1107.7333 | 1213.1429 | 1107.7333
931.368 | 107.8141 | 2.6418 | 41.24 | 0 | 750.2982 | 321.1161 | 5.9982e-09 | 5.378e-10% | 1223.1101 | 1115.2961 | 1223.1101 | 1115.2961
931.4 | 107.877 | 2.6441 | 41.3189 | 0 | 939.2374 | 321.6953 | 6.0086e-09 | 4.605e-10% | 1412.7727 | 1304.8957 | 1412.7727 | 1304.8957
931.432 | 107.8055 | 2.6427 | 41.3221 | 0 | 1742.438 | 321.6805 | 6.019e-09 | 2.855e-10% | 2215.8888 | 2108.0833 | 2215.8888 | 2108.0833
931.464 | 108.8301 | 2.667 | 41.6404 | 0 | 3700.5672 | 324.1327 | 6.0293e-09 | 1.482e-10% | 4177.8374 | 4069.0074 | 4177.8374 | 4069.0074
931.496 | 110.7429 | 2.7124 | 42.2203 | 0 | 7084.8502 | 328.6538 | 6.0397e-09 | 8.098e-11% | 7569.1796 | 7458.4367 | 7569.1796 | 7458.4367
931.528 | 112.5252 | 2.7552 | 42.7598 | 0 | 11316.5547 | 332.9095 | 6.05e-09 | 5.173e-11% | 11807.5043 | 11694.9792 | 11807.5043 | 11694.9792
931.56 | 113.2591 | 2.7738 | 42.9855 | 0 | 14755.5228 | 334.7803 | 6.0609e-09 | 4.004e-11% | 15249.3215 | 15136.0624 | 15249.3215 | 15136.0624
931.592 | 112.5516 | 2.7589 | 42.7792 | 0 | 15556.3579 | 333.3433 | 6.0681e-09 | 3.808e-11% | 16047.791 | 15935.2394 | 16047.791 | 15935.2394
931.624 | 110.3852 | 2.71 | 42.1304 | 0 | 13176.2995 | 328.5019 | 6.0816e-09 | 4.488e-11% | 13660.027 | 13549.6418 | 13660.027 | 13549.6418
931.656 | 106.702 | 2.6252 | 41.0092 | 0 | 8923.0783 | 320.0007 | 6.092e-09 | 6.56e-11% | 9393.4154 | 9286.7134 | 9393.4154 | 9286.7134
931.688 | 101.1634 | 2.4961 | 39.2955 | 0 | 4813.9682 | 306.8733 | 6.1025e-09 | 1.182e-10% | 5263.7966 | 5162.6332 | 5263.7966 | 5162.6332
931.72 | 93.4523 | 2.3147 | 36.871 | 0 | 2063.5578 | 288.1726 | 6.1131e-09 | 2.557e-10% | 2484.3684 | 2390.9161 | 2484.3684 | 2390.9161
931.752 | 83.7898 | 2.0857 | 33.7743 | 0 | 701.6075 | 264.1824 | 6.1236e-09 | 6.114e-10% | 1085.4397 | 1001.6499 | 1085.4397 | 1001.6499
931.784 | 72.9208 | 1.826 | 30.1981 | 0 | 189.5659 | 236.3978 | 6.1342e-09 | 1.339e-09% | 530.9086 | 457.9878 | 530.9086 | 457.9878
931.816 | 61.7706 | 1.5574 | 26.4056 | 0 | 43.7271 | 206.8723 | 6.1448e-09 | 2.206e-09% | 340.3329 | 278.5623 | 340.3329 | 278.5623
931.848 | 51.6826 | 1.3124 | 22.8439 | 0 | 20.7088 | 179.1185 | 6.1554e-09 | 2.748e-09% | 275.6661 | 223.9835 | 275.6661 | 223.9835
931.88 | 44.968 | 1.1479 | 20.344 | 0 | 45.3376 | 159.6753 | 6.166e-09 | 2.722e-09% | 271.4729 | 226.5049 | 271.4729 | 226.5049
931.912 | 44.4002 | 1.133 | 19.9361 | 0 | 113.5526 | 156.6526 | 6.1766e-09 | 2.121e-09% | 335.6745 | 291.2743 | 335.6745 | 291.2743
931.944 | 51.3527 | 1.302 | 22.1713 | 0 | 232.0198 | 174.3957 | 6.1873e-09 | 1.439e-09% | 481.2414 | 429.8888 | 481.2414 | 429.8888
931.976 | 64.0931 | 1.6132 | 26.4867 | 0 | 380.0726 | 208.4821 | 6.1979e-09 | 1.005e-09% | 680.7478 | 616.6547 | 680.7478 | 616.6547
932.008 | 78.002 | 1.9537 | 31.2732 | 0 | 498.6413 | 246.2509 | 6.2087e-09 | 7.979e-10% | 856.121 | 778.119 | 856.121 | 778.119
932.04 | 87.9131 | 2.1967 | 34.7247 | 0 | 523.7159 | 273.4773 | 6.2191e-09 | 7.456e-10% | 922.0278 | 834.1146 | 922.0278 | 834.1146
932.072 | 90.9993 | 2.2731 | 35.8587 | 0 | 440.0621 | 282.4147 | 6.23e-09 | 8.191e-10% | 851.608 | 760.6087 | 851.608 | 760.6087
932.104 | 88.3341 | 2.209 | 35.0319 | 0 | 295.6182 | 275.8602 | 6.2408e-09 | 1.025e-09% | 697.0534 | 608.7193 | 697.0534 | 608.7193
932.136 | 84.1557 | 2.1072 | 33.6645 | 0 | 158.6514 | 264.9914 | 6.2515e-09 | 1.361e-09% | 543.5702 | 459.4145 | 543.5702 | 459.4145
932.168 | 83.0007 | 2.0781 | 33.279 | 0 | 68.0008 | 261.8012 | 6.2623e-09 | 1.715e-09% | 448.1599 | 365.1591 | 448.1599 | 365.1591
932.2 | 86.5202 | 2.1622 | 34.4444 | 0 | 23.4215 | 270.7849 | 6.2731e-09 | 1.896e-09% | 417.3332 | 330.813 | 417.3332 | 330.813
932.232 | 92.7372 | 2.3118 | 36.5223 | 0 | 7.6294 | 286.9345 | 6.2839e-09 | 1.885e-09% | 426.1353 | 333.3981 | 426.1353 | 333.3981
932.264 | 98.4314 | 2.4491 | 38.4462 | 0 | 8.9655 | 301.871 | 6.2947e-09 | 1.79e-09% | 450.1632 | 351.7318 | 450.1632 | 351.7318
932.296 | 101.9705 | 2.5342 | 39.6595 | 0 | 35.6701 | 311.2177 | 6.3056e-09 | 1.621e-09% | 491.0519 | 389.0815 | 491.0519 | 389.0815
932.328 | 103.7653 | 2.5767 | 40.279 | 0 | 130.8769 | 315.89 | 6.3164e-09 | 1.29e-09% | 593.388 | 489.6227 | 593.388 | 489.6227
932.36 | 104.5968 | 2.5956 | 40.5622 | 0 | 383.7863 | 317.9179 | 6.3273e-09 | 8.495e-10% | 849.4589 | 744.8621 | 849.4589 | 744.8621
932.392 | 104.1675 | 2.5843 | 40.4392 | 0 | 902.5999 | 316.766 | 6.3382e-09 | 5.021e-10% | 1366.5569 | 1262.3894 | 1366.5569 | 1262.3894
932.424 | 101.3592 | 2.5163 | 39.5788 | 0 | 1740.6726 | 309.8523 | 6.3491e-09 | 3.034e-10% | 2193.9792 | 2092.62 | 2193.9792 | 2092.62
932.456 | 95.6375 | 2.3791 | 37.8171 | 0 | 2884.0586 | 295.9069 | 6.3601e-09 | 1.975e-10% | 3315.7993 | 3220.1618 | 3315.7993 | 3220.1618
932.488 | 88.0967 | 2.1987 | 35.4843 | 0 | 4413.8652 | 277.5266 | 6.3719e-09 | 1.347e-10% | 4817.1714 | 4729.0747 | 4817.1714 | 4729.0747
932.52 | 81.1198 | 2.0319 | 33.3104 | 0 | 6610.7689 | 260.4323 | 6.382e-09 | 9.24e-11% | 6987.6633 | 6906.5435 | 6987.6633 | 6906.5435
932.552 | 76.7713 | 1.9277 | 31.9337 | 0 | 9539.9735 | 249.6159 | 6.393e-09 | 6.508e-11% | 9900.222 | 9823.4507 | 9900.222 | 9823.4507
932.584 | 75.1538 | 1.8886 | 31.3819 | 0 | 12359.8599 | 245.2917 | 6.404e-09 | 5.067e-11% | 12713.5758 | 12638.4221 | 12713.5758 | 12638.4221
932.616 | 74.2545 | 1.8661 | 31.0126 | 0 | 13492.4343 | 242.4269 | 6.4174e-09 | 4.661e-11% | 13841.9946 | 13767.74 | 13841.9946 | 13767.74
932.648 | 71.5531 | 1.7998 | 30.0101 | 0 | 11982.3923 | 234.6291 | 6.4265e-09 | 5.247e-11% | 12320.3843 | 12248.8313 | 12320.3843 | 12248.8313
932.68 | 65.9101 | 1.6618 | 27.9872 | 0 | 8525.6226 | 218.8579 | 6.4371e-09 | 7.336e-11% | 8840.0397 | 8774.1295 | 8840.0397 | 8774.1295
932.712 | 58.3429 | 1.4765 | 25.2637 | 0 | 4832.4328 | 197.6002 | 6.4482e-09 | 1.275e-10% | 5115.116 | 5056.7731 | 5115.116 | 5056.7731
932.744 | 51.7645 | 1.3144 | 22.8316 | 0 | 2178.6089 | 178.6065 | 6.4593e-09 | 2.712e-10% | 2433.126 | 2381.3614 | 2433.126 | 2381.3614
932.776 | 49.9317 | 1.2677 | 22.0257 | 0 | 781.3111 | 172.3121 | 6.4704e-09 | 6.623e-10% | 1026.8482 | 976.9166 | 1026.8482 | 976.9166
932.808 | 55.3246 | 1.3974 | 23.7605 | 0 | 223.0821 | 185.8699 | 6.4816e-09 | 1.493e-09% | 489.4346 | 434.11 | 489.4346 | 434.11
932.84 | 66.9668 | 1.6801 | 27.7226 | 0 | 50.7661 | 216.8239 | 6.4927e-09 | 2.186e-09% | 363.9595 | 296.9927 | 363.9595 | 296.9927
932.872 | 80.4186 | 2.0073 | 32.3606 | 0 | 9.2193 | 253.0365 | 6.5039e-09 | 2.193e-09% | 377.0423 | 296.6238 | 377.0423 | 296.6238
932.904 | 90.3877 | 2.2499 | 35.8297 | 0 | 1.3375 | 280.079 | 6.5151e-09 | 2.039e-09% | 409.8838 | 319.4961 | 409.8838 | 319.4961
932.936 | 93.7904 | 2.333 | 37.0718 | 0 | 0.15515 | 289.6834 | 6.5262e-09 | 1.982e-09% | 423.0337 | 329.2434 | 423.0337 | 329.2434
932.968 | 91.1948 | 2.2705 | 36.2873 | 0 | 0.0070305 | 283.4231 | 6.5375e-09 | 2.03e-09% | 413.1828 | 321.9879 | 413.1828 | 321.9879
933 | 86.2389 | 2.1507 | 34.7022 | 0 | 0.00041774 | 270.8854 | 6.5488e-09 | 2.128e-09% | 393.9776 | 307.7387 | 393.9776 | 307.7387
933.032 | 83.4186 | 2.0821 | 33.814 | 0 | 0.0039167 | 263.7718 | 6.56e-09 | 2.189e-09% | 383.0904 | 299.6718 | 383.0904 | 299.6718
933.064 | 85.3205 | 2.1272 | 34.4721 | 0 | 0.028241 | 268.7242 | 6.5713e-09 | 2.152e-09% | 390.6722 | 305.3517 | 390.6722 | 305.3517
933.096 | 91.288 | 2.27 | 36.4452 | 0 | 0.16305 | 283.9516 | 6.5826e-09 | 2.039e-09% | 414.1179 | 322.8298 | 414.1179 | 322.8298
933.128 | 98.5578 | 2.444 | 38.816 | 0 | 0.75923 | 302.3092 | 6.5939e-09 | 1.915e-09% | 442.8861 | 344.3283 | 442.8861 | 344.3283
933.16 | 104.4305 | 2.5844 | 40.7123 | 0 | 2.856 | 317.0081 | 6.6053e-09 | 1.819e-09% | 467.5913 | 363.1608 | 467.5913 | 363.1608
933.192 | 107.4871 | 2.6577 | 41.7012 | 0 | 8.6986 | 324.6811 | 6.6166e-09 | 1.752e-09% | 485.2257 | 377.7386 | 485.2257 | 377.7386
933.224 | 107.565 | 2.6604 | 41.7552 | 0 | 21.5096 | 325.1187 | 6.628e-09 | 1.695e-09% | 498.6089 | 391.0439 | 498.6089 | 391.0439
933.256 | 105.2676 | 2.6069 | 41.0723 | 0 | 43.3159 | 319.8606 | 6.6394e-09 | 1.632e-09% | 512.1232 | 406.8556 | 512.1232 | 406.8556
933.288 | 101.4537 | 2.5175 | 39.912 | 0 | 71.2535 | 310.9202 | 6.6508e-09 | 1.566e-09% | 526.0569 | 424.6032 | 526.0569 | 424.6032
933.32 | 96.9517 | 2.4116 | 38.5187 | 0 | 95.9774 | 300.1916 | 6.6623e-09 | 1.524e-09% | 534.051 | 437.0993 | 534.051 | 437.0993
933.352 | 92.7485 | 2.3127 | 37.1947 | 0 | 105.9975 | 290.0255 | 6.6736e-09 | 1.532e-09% | 528.2788 | 435.5303 | 528.2788 | 435.5303
933.384 | 90.2014 | 2.2532 | 36.371 | 0 | 95.9565 | 283.7827 | 6.6851e-09 | 1.598e-09% | 508.5649 | 418.3635 | 508.5649 | 418.3635
933.416 | 90.302 | 2.257 | 36.3688 | 0 | 71.0702 | 283.965 | 6.6967e-09 | 1.701e-09% | 483.9629 | 393.661 | 483.9629 | 393.661
933.448 | 92.2478 | 2.3048 | 36.9336 | 0 | 42.9265 | 288.5787 | 6.7081e-09 | 1.809e-09% | 462.9914 | 370.7436 | 462.9914 | 370.7436
933.48 | 93.1402 | 2.3266 | 37.1269 | 0 | 21.0575 | 290.2771 | 6.7197e-09 | 1.916e-09% | 443.9283 | 350.7881 | 443.9283 | 350.7881
933.512 | 89.7908 | 2.2455 | 35.9019 | 0 | 8.3525 | 280.8674 | 6.7312e-09 | 2.056e-09% | 417.1581 | 327.3673 | 417.1581 | 327.3673
933.544 | 81.2448 | 2.0381 | 32.9406 | 0 | 2.6675 | 257.8517 | 6.7428e-09 | 2.282e-09% | 376.7426 | 295.4978 | 376.7426 | 295.4978
933.576 | 69.7488 | 1.759 | 29.0014 | 0 | 0.68328 | 227.16 | 6.7544e-09 | 2.612e-09% | 328.3525 | 258.6037 | 328.3525 | 258.6037
933.608 | 59.2907 | 1.5053 | 25.4445 | 0 | 0.13992 | 199.4373 | 6.766e-09 | 2.987e-09% | 285.8177 | 226.527 | 285.8177 | 226.527
933.64 | 53.0788 | 1.3554 | 23.3658 | 0 | 0.022843 | 183.2682 | 6.7776e-09 | 3.258e-09% | 261.0911 | 208.0123 | 261.0911 | 208.0123
933.672 | 52.2267 | 1.3364 | 23.1403 | 0 | 0.0029456 | 181.592 | 6.7892e-09 | 3.295e-09% | 258.2984 | 206.0717 | 258.2984 | 206.0717
933.704 | 56.1271 | 1.4336 | 24.5586 | 0 | 0.0075762 | 192.7736 | 6.8009e-09 | 3.109e-09% | 274.9005 | 218.7734 | 274.9005 | 218.7734
933.736 | 63.0399 | 1.6045 | 27.0292 | 0 | 0.091594 | 212.1779 | 6.8126e-09 | 2.828e-09% | 303.9432 | 240.9032 | 303.9432 | 240.9032
933.768 | 70.4193 | 1.7868 | 29.6731 | 0 | 0.72989 | 232.9079 | 6.8243e-09 | 2.574e-09% | 335.517 | 265.0977 | 335.517 | 265.0977
933.8 | 76.0047 | 1.9247 | 31.6913 | 0 | 4.6437 | 248.6912 | 6.836e-09 | 2.382e-09% | 362.9557 | 286.951 | 362.9557 | 286.951
933.832 | 79.2698 | 2.005 | 32.8782 | 0 | 23.6127 | 257.9132 | 6.8478e-09 | 2.164e-09% | 395.679 | 316.4092 | 395.679 | 316.4092
933.864 | 81.3279 | 2.055 | 33.6095 | 0 | 96.0377 | 263.525 | 6.8595e-09 | 1.736e-09% | 476.5551 | 395.2271 | 476.5551 | 395.2271
933.896 | 83.2579 | 2.1012 | 34.2731 | 0 | 312.5761 | 268.5782 | 6.8712e-09 | 1.113e-09% | 700.7865 | 617.5286 | 700.7865 | 617.5286
933.928 | 85.0362 | 2.1436 | 34.8874 | 0 | 814.1984 | 273.2235 | 6.8831e-09 | 6.121e-10% | 1209.4892 | 1124.453 | 1209.4892 | 1124.453
933.96 | 86.0409 | 2.1673 | 35.2517 | 0 | 1696.837 | 275.8938 | 6.8949e-09 | 3.43e-10% | 2096.1906 | 2010.1497 | 2096.1906 | 2010.1497
933.992 | 85.7607 | 2.1596 | 35.187 | 0 | 2827.5277 | 275.1979 | 6.9067e-09 | 2.2e-10% | 3225.8329 | 3140.0722 | 3225.8329 | 3140.0722
934.024 | 83.7731 | 2.1104 | 34.5427 | 0 | 3763.8035 | 269.9737 | 6.9185e-09 | 1.7e-10% | 4154.2035 | 4070.4304 | 4154.2035 | 4070.4304
934.056 | 79.7447 | 2.0115 | 33.1954 | 0 | 3997.6921 | 259.2753 | 6.9303e-09 | 1.615e-10% | 4371.919 | 4292.1743 | 4371.919 | 4292.1743
934.088 | 73.9358 | 1.8689 | 31.2098 | 0 | 3383.8827 | 243.6225 | 6.9423e-09 | 1.897e-10% | 3734.5198 | 3660.584 | 3734.5198 | 3660.584
934.12 | 67.633 | 1.7138 | 28.9989 | 0 | 2279.7894 | 226.2505 | 6.9542e-09 | 2.741e-10% | 2604.3856 | 2536.7527 | 2604.3856 | 2536.7527
934.152 | 63.1024 | 1.6015 | 27.3428 | 0 | 1220.9991 | 213.2509 | 6.9662e-09 | 4.761e-10% | 1526.2967 | 1463.1943 | 1526.2967 | 1463.1943
934.184 | 62.909 | 1.595 | 27.1599 | 0 | 519.2579 | 211.7887 | 6.9781e-09 | 9.184e-10% | 822.7105 | 759.8016 | 822.7105 | 759.8016
934.216 | 68.3939 | 1.7275 | 28.9459 | 0 | 175.1679 | 225.7266 | 6.9901e-09 | 1.62e-09% | 499.9618 | 431.5678 | 499.9618 | 431.5678
934.248 | 78.2381 | 1.9671 | 32.251 | 0 | 46.8318 | 251.5593 | 7.0021e-09 | 2.105e-09% | 410.8474 | 332.6093 | 410.8474 | 332.6093
934.28 | 88.8708 | 2.2265 | 35.8392 | 0 | 9.9154 | 279.6467 | 7.0141e-09 | 2.141e-09% | 416.4985 | 327.6277 | 416.4985 | 327.6277
934.312 | 96.6133 | 2.416 | 38.4506 | 0 | 1.6614 | 300.1611 | 7.0261e-09 | 2.05e-09% | 439.3023 | 342.6891 | 439.3023 | 342.6891
934.344 | 99.3215 | 2.4834 | 39.3585 | 0 | 0.2202 | 307.4162 | 7.0382e-09 | 2.014e-09% | 448.7998 | 349.4783 | 448.7998 | 349.4783
934.376 | 96.2906 | 2.4109 | 38.3036 | 0 | 0.022468 | 299.3575 | 7.0502e-09 | 2.073e-09% | 436.385 | 340.0944 | 436.385 | 340.0944
934.408 | 87.5811 | 2.199 | 35.2524 | 0 | 6.8094e-13 | 275.6851 | 7.0623e-09 | 2.255e-09% | 400.7177 | 313.1366 | 400.7177 | 313.1366
934.44 | 74.2129 | 1.8715 | 30.5064 | 0 | 2.2774e-12 | 238.7256 | 7.0744e-09 | 2.609e-09% | 345.3165 | 271.1036 | 345.3165 | 271.1036
934.472 | 58.8075 | 1.4928 | 24.9906 | 0 | 2.264e-12 | 195.7051 | 7.0866e-09 | 3.189e-09% | 280.9961 | 222.1885 | 280.9961 | 222.1885
934.504 | 45.0252 | 1.1538 | 20.07 | 0 | 0 | 157.314 | 7.0987e-09 | 3.976e-09% | 223.5629 | 178.5378 | 223.5629 | 178.5378
934.536 | 35.5259 | 0.92118 | 16.7567 | 0 | 8.174e-13 | 131.4859 | 7.1109e-09 | 4.767e-09% | 184.6897 | 149.1638 | 184.6897 | 149.1638
934.568 | 30.5606 | 0.80107 | 15.128 | 0 | 0 | 118.8334 | 7.123e-09 | 5.286e-09% | 165.3231 | 134.7625 | 165.3231 | 134.7625
934.6 | 28.9146 | 0.76281 | 14.6802 | 0 | 5.297e-13 | 115.422 | 7.1353e-09 | 5.452e-09% | 159.7795 | 130.865 | 159.7795 | 130.865
934.632 | 29.7897 | 0.78647 | 15.0876 | 0 | 0 | 118.722 | 7.1475e-09 | 5.31e-09% | 164.3858 | 134.596 | 164.3858 | 134.596
934.664 | 32.9911 | 0.86765 | 16.2989 | 0 | 3.7644e-13 | 128.3475 | 7.1598e-09 | 4.92e-09% | 178.5051 | 145.5141 | 178.5051 | 145.5141
934.696 | 37.5483 | 0.98248 | 17.9856 | 0 | 4.571e-14 | 141.7178 | 7.172e-09 | 4.463e-09% | 198.2342 | 160.6859 | 198.2342 | 160.6859
934.728 | 41.4879 | 1.0816 | 19.42 | 0 | 0 | 153.108 | 7.1843e-09 | 4.138e-09% | 215.0975 | 173.6096 | 215.0975 | 173.6096
934.76 | 43.837 | 1.1406 | 20.232 | 0 | 1.4721e-13 | 159.6212 | 7.1967e-09 | 3.976e-09% | 224.8308 | 180.9938 | 224.8308 | 180.9938
934.792 | 46.2819 | 1.202 | 21.05 | 0 | 6.869e-05 | 166.2346 | 7.209e-09 | 3.825e-09% | 234.7686 | 188.4867 | 234.7686 | 188.4867
934.824 | 51.7665 | 1.34 | 22.973 | 0 | 0.00065092 | 181.627 | 7.2213e-09 | 3.507e-09% | 257.7073 | 205.9408 | 257.7073 | 205.9408
934.856 | 61.3697 | 1.5815 | 26.3928 | 0 | 0.0048681 | 208.8818 | 7.2337e-09 | 3.054e-09% | 298.2307 | 236.861 | 298.2307 | 236.861
934.888 | 73.2031 | 1.8786 | 30.5928 | 0 | 0.028793 | 242.3231 | 7.2461e-09 | 2.637e-09% | 348.0263 | 274.8233 | 348.0263 | 274.8233
934.92 | 84.311 | 2.1568 | 34.4761 | 0 | 0.13448 | 273.272 | 7.2585e-09 | 2.341e-09% | 394.3504 | 310.0394 | 394.3504 | 310.0394
934.952 | 92.9385 | 2.3724 | 37.4146 | 0 | 0.49689 | 296.7554 | 7.2709e-09 | 2.157e-09% | 429.9777 | 337.0392 | 429.9777 | 337.0392
934.984 | 98.9542 | 2.5225 | 39.3941 | 0 | 1.457 | 312.6537 | 7.2833e-09 | 2.046e-09% | 454.9815 | 356.0273 | 454.9815 | 356.0273
935.016 | 102.9558 | 2.6224 | 40.6666 | 0 | 3.4111 | 322.9567 | 7.2959e-09 | 1.974e-09% | 472.6126 | 369.6568 | 472.6126 | 369.6568
935.048 | 105.54 | 2.6874 | 41.4687 | 0 | 6.4543 | 329.533 | 7.3084e-09 | 1.923e-09% | 485.6832 | 380.1433 | 485.6832 | 380.1433
935.08 | 107.1508 | 2.7286 | 41.962 | 0 | 10.1016 | 333.6637 | 7.3209e-09 | 1.885e-09% | 495.6067 | 388.4559 | 495.6067 | 388.4559
935.112 | 108.0863 | 2.7534 | 42.2469 | 0 | 13.5833 | 336.1368 | 7.3334e-09 | 1.858e-09% | 502.8067 | 394.7204 | 502.8067 | 394.7204
935.144 | 108.4224 | 2.7635 | 42.3489 | 0 | 16.4342 | 337.1444 | 7.3459e-09 | 1.843e-09% | 507.1134 | 398.6911 | 507.1134 | 398.6911
935.176 | 107.9968 | 2.7547 | 42.2193 | 0 | 18.4175 | 336.2812 | 7.3585e-09 | 1.841e-09% | 507.6695 | 399.6727 | 507.6695 | 399.6727
935.208 | 106.636 | 2.7228 | 41.8048 | 0 | 18.9027 | 333.1096 | 7.3711e-09 | 1.859e-09% | 503.1759 | 396.5399 | 503.1759 | 396.5399
935.24 | 104.5711 | 2.6732 | 41.1761 | 0 | 17.0638 | 328.1812 | 7.3837e-09 | 1.898e-09% | 493.6655 | 389.0944 | 493.6655 | 389.0944
935.272 | 102.6492 | 2.6268 | 40.5927 | 0 | 13.0075 | 323.5619 | 7.3964e-09 | 1.947e-09% | 482.4382 | 379.7889 | 482.4382 | 379.7889
935.304 | 101.8927 | 2.6085 | 40.3689 | 0 | 8.1477 | 321.7584 | 7.409e-09 | 1.987e-09% | 474.7762 | 372.8835 | 474.7762 | 372.8835
935.336 | 102.6037 | 2.6258 | 40.5974 | 0 | 4.1308 | 323.5171 | 7.4217e-09 | 2.001e-09% | 473.4747 | 370.871 | 473.4747 | 370.871
935.368 | 103.9019 | 2.6571 | 41.0046 | 0 | 1.6817 | 326.6662 | 7.4344e-09 | 1.998e-09% | 475.9115 | 372.0096 | 475.9115 | 372.0096
935.4 | 104.15 | 2.6624 | 41.0757 | 0 | 0.54742 | 327.1151 | 7.4471e-09 | 2.005e-09% | 475.5504 | 371.4005 | 475.5504 | 371.4005
935.432 | 101.6898 | 2.6007 | 40.2736 | 0 | 0.14211 | 320.6038 | 7.4598e-09 | 2.052e-09% | 465.31 | 363.6203 | 465.31 | 363.6203
935.464 | 95.3205 | 2.4422 | 38.1852 | 0 | 0.029358 | 303.8598 | 7.4726e-09 | 2.169e-09% | 439.837 | 344.5165 | 439.837 | 344.5165
935.496 | 84.7294 | 2.1787 | 34.6669 | 0 | 0.0048224 | 275.7576 | 7.4854e-09 | 2.395e-09% | 397.3374 | 312.608 | 397.3374 | 312.608
935.528 | 70.9999 | 1.8364 | 30.0279 | 0 | 0.00062882 | 238.7673 | 7.4982e-09 | 2.771e-09% | 341.6322 | 270.6323 | 341.6322 | 270.6323
935.56 | 56.5641 | 1.4753 | 25.0353 | 0 | 6.0041e-05 | 198.992 | 7.511e-09 | 3.331e-09% | 282.0667 | 225.5026 | 282.0667 | 225.5026
935.592 | 44.2746 | 1.166 | 20.6338 | 0 | 0 | 163.9433 | 7.5239e-09 | 4.051e-09% | 230.0177 | 185.7431 | 230.0177 | 185.7431
935.624 | 36.4303 | 0.96665 | 17.6589 | 0 | 0 | 140.2584 | 7.5368e-09 | 4.744e-09% | 195.3143 | 158.884 | 195.3143 | 158.884
935.656 | 34.525 | 0.91625 | 16.7616 | 0 | 0 | 133.1046 | 7.5496e-09 | 5.007e-09% | 185.3074 | 150.7825 | 185.3074 | 150.7825
935.688 | 39.173 | 1.032 | 18.3058 | 0 | 0 | 145.3756 | 7.5625e-09 | 4.591e-09% | 203.8864 | 164.7133 | 203.8864 | 164.7133
935.72 | 49.5658 | 1.2943 | 22.0533 | 0 | 0 | 175.191 | 7.5755e-09 | 3.816e-09% | 248.1044 | 198.5386 | 248.1044 | 198.5386
935.752 | 63.1716 | 1.6384 | 27.0178 | 0 | 0 | 214.7347 | 7.5884e-09 | 3.118e-09% | 306.5625 | 243.3909 | 306.5625 | 243.3909
935.784 | 76.5735 | 1.9773 | 31.8602 | 0 | 0 | 253.3829 | 7.6014e-09 | 2.647e-09% | 363.794 | 287.2204 | 363.794 | 287.2204
935.816 | 86.8421 | 2.2369 | 35.4954 | 0 | 0 | 282.512 | 7.6144e-09 | 2.378e-09% | 407.0864 | 320.2443 | 407.0864 | 320.2443
935.848 | 92.1903 | 2.3726 | 37.3367 | 0 | 0 | 297.4278 | 7.6274e-09 | 2.262e-09% | 429.3275 | 337.1372 | 429.3275 | 337.1372
935.88 | 91.7356 | 2.3628 | 37.1287 | 0 | 0 | 296.0461 | 7.6404e-09 | 2.277e-09% | 427.2732 | 335.5376 | 427.2732 | 335.5376
935.912 | 85.2145 | 2.2 | 34.7818 | 0 | 0 | 277.5896 | 7.6535e-09 | 2.433e-09% | 399.7858 | 314.5714 | 399.7858 | 314.5714
935.944 | 73.3485 | 1.9016 | 30.5154 | 0 | 0 | 243.7637 | 7.6666e-09 | 2.776e-09% | 349.5292 | 276.1807 | 349.5292 | 276.1807
935.976 | 58.5117 | 1.527 | 25.1577 | 0 | 0 | 201.1654 | 7.6797e-09 | 3.37e-09% | 286.3618 | 227.8501 | 286.3618 | 227.8501
936.008 | 44.5106 | 1.1731 | 20.0989 | 0 | 1.5057e-13 | 160.9153 | 7.6928e-09 | 4.222e-09% | 226.6979 | 182.1873 | 226.6979 | 182.1873
936.04 | 35.0766 | 0.93537 | 16.7175 | 0 | 0 | 134.0653 | 7.7059e-09 | 5.079e-09% | 186.7948 | 151.7182 | 186.7948 | 151.7182
936.072 | 32.4147 | 0.87013 | 15.8096 | 0 | 3.3341e-06 | 127.0197 | 7.7191e-09 | 5.372e-09% | 176.1141 | 143.6994 | 176.1141 | 143.6994
936.104 | 36.9979 | 0.98944 | 17.5123 | 0 | 3.1595e-05 | 140.9134 | 7.7323e-09 | 4.85e-09% | 196.413 | 159.4151 | 196.413 | 159.4151
936.136 | 47.8636 | 1.2686 | 21.4451 | 0 | 0.00023629 | 172.7168 | 7.7455e-09 | 3.963e-09% | 243.2943 | 195.4307 | 243.2943 | 195.4307
936.168 | 62.5134 | 1.6437 | 26.695 | 0 | 0.0013988 | 215.0914 | 7.7587e-09 | 3.187e-09% | 305.9449 | 243.4315 | 305.9449 | 243.4315
936.2 | 77.2491 | 2.0201 | 31.939 | 0 | 0.0065363 | 257.3779 | 7.772e-09 | 2.668e-09% | 368.5927 | 291.3435 | 368.5927 | 291.3435
936.232 | 88.6997 | 2.3121 | 35.9933 | 0 | 0.02418 | 290.0309 | 7.7853e-09 | 2.371e-09% | 417.0602 | 328.3605 | 417.0602 | 328.3605
936.264 | 95.3852 | 2.4822 | 38.3641 | 0 | 0.071041 | 309.0646 | 7.7986e-09 | 2.228e-09% | 445.3671 | 349.9819 | 445.3671 | 349.9819
936.296 | 97.9047 | 2.5461 | 39.2884 | 0 | 0.1668 | 316.3857 | 7.8119e-09 | 2.18e-09% | 456.2918 | 358.3871 | 456.2918 | 358.3871
936.328 | 98.0021 | 2.5482 | 39.3786 | 0 | 0.3166 | 316.9275 | 7.8252e-09 | 2.179e-09% | 457.173 | 359.1709 | 457.173 | 359.1709
936.36 | 97.5627 | 2.5359 | 39.2685 | 0 | 0.49553 | 315.7953 | 7.8386e-09 | 2.189e-09% | 455.658 | 358.0952 | 455.658 | 358.0952
936.392 | 97.9361 | 2.5432 | 39.3996 | 0 | 0.65847 | 316.5444 | 7.852e-09 | 2.186e-09% | 457.0817 | 359.1456 | 457.0817 | 359.1456
936.424 | 99.5254 | 2.5801 | 39.9055 | 0 | 0.76694 | 320.2515 | 7.8654e-09 | 2.164e-09% | 463.0294 | 363.504 | 463.0294 | 363.504
936.456 | 101.8041 | 2.6337 | 40.6262 | 0 | 0.79725 | 325.6333 | 7.8788e-09 | 2.131e-09% | 471.4946 | 369.6905 | 471.4946 | 369.6905
936.488 | 103.8449 | 2.6811 | 41.2757 | 0 | 0.73329 | 330.3963 | 7.8923e-09 | 2.104e-09% | 478.9313 | 375.0864 | 478.9313 | 375.0864
936.52 | 104.9559 | 2.7052 | 41.6386 | 0 | 0.57977 | 332.8222 | 7.9057e-09 | 2.093e-09% | 482.7016 | 377.7457 | 482.7016 | 377.7457
936.552 | 104.8932 | 2.7 | 41.6322 | 0 | 0.38178 | 332.266 | 7.9192e-09 | 2.101e-09% | 481.8733 | 376.98 | 481.8733 | 376.98
936.584 | 103.5149 | 2.6619 | 41.1916 | 0 | 0.20454 | 328.2406 | 7.9327e-09 | 2.131e-09% | 475.8135 | 372.2986 | 475.8135 | 372.2986
936.616 | 100.2994 | 2.578 | 40.1163 | 0 | 0.087879 | 319.1932 | 7.9463e-09 | 2.195e-09% | 462.2747 | 361.9754 | 462.2747 | 361.9754
936.648 | 94.5216 | 2.4302 | 38.1427 | 0 | 0.030043 | 303.0652 | 7.9598e-09 | 2.316e-09% | 438.1897 | 343.6681 | 438.1897 | 343.6681
936.68 | 86.3899 | 2.2239 | 35.3431 | 0 | 0.0081393 | 280.4501 | 7.9734e-09 | 2.507e-09% | 404.4152 | 318.0253 | 404.4152 | 318.0253
936.712 | 77.972 | 2.011 | 32.4497 | 0 | 0.0017522 | 257.1539 | 7.987e-09 | 2.739e-09% | 369.5883 | 291.6163 | 369.5883 | 291.6163
936.744 | 72.1352 | 1.8635 | 30.4761 | 0 | 0.00037449 | 241.2044 | 8.0006e-09 | 2.925e-09% | 345.6797 | 273.5444 | 345.6797 | 273.5444
936.776 | 69.8959 | 1.8068 | 29.7715 | 0 | 0.00063479 | 235.3678 | 8.0142e-09 | 3.002e-09% | 336.8427 | 266.9467 | 336.8427 | 266.9467
936.808 | 69.3456 | 1.7925 | 29.6378 | 0 | 0.0035182 | 234.1186 | 8.0279e-09 | 3.023e-09% | 334.898 | 265.5524 | 334.898 | 265.5524
936.84 | 68.0662 | 1.7599 | 29.202 | 0 | 0.01637 | 230.5378 | 8.0416e-09 | 3.075e-09% | 329.5822 | 261.516 | 329.5822 | 261.516
936.872 | 66.3158 | 1.7151 | 28.5668 | 0 | 0.060181 | 225.4078 | 8.0553e-09 | 3.15e-09% | 322.0657 | 255.7499 | 322.0657 | 255.7499
936.904 | 66.8764 | 1.7283 | 28.749 | 0 | 0.17461 | 226.7422 | 8.0691e-09 | 3.135e-09% | 324.2705 | 257.3941 | 324.2705 | 257.3941
936.936 | 71.7749 | 1.8504 | 30.4832 | 0 | 0.39984 | 240.3441 | 8.0828e-09 | 2.96e-09% | 344.8526 | 273.0777 | 344.8526 | 273.0777
936.968 | 79.9755 | 2.0554 | 33.3864 | 0 | 0.7226 | 263.2084 | 8.0966e-09 | 2.705e-09% | 379.3483 | 299.3728 | 379.3483 | 299.3728
937 | 88.2834 | 2.2632 | 36.305 | 0 | 1.0306 | 286.2535 | 8.1104e-09 | 2.489e-09% | 414.1358 | 325.8524 | 414.1358 | 325.8524
937.032 | 93.5704 | 2.3958 | 38.1384 | 0 | 1.1601 | 300.8049 | 8.1242e-09 | 2.372e-09% | 436.0697 | 342.4992 | 436.0697 | 342.4992
937.064 | 93.9221 | 2.4055 | 38.239 | 0 | 1.0307 | 301.7433 | 8.1381e-09 | 2.37e-09% | 437.3406 | 343.4185 | 437.3406 | 343.4185
937.096 | 88.8033 | 2.279 | 36.4355 | 0 | 0.72275 | 287.6911 | 8.152e-09 | 2.492e-09% | 415.9317 | 327.1284 | 415.9317 | 327.1284
937.128 | 79.3968 | 2.0457 | 33.1414 | 0 | 0.40011 | 261.8889 | 8.1658e-09 | 2.745e-09% | 376.8728 | 297.4761 | 376.8728 | 297.4761
937.16 | 68.8903 | 1.7851 | 29.4809 | 0 | 0.17501 | 233.2051 | 8.1798e-09 | 3.091e-09% | 333.5365 | 264.6462 | 333.5365 | 264.6462
937.192 | 61.3298 | 1.599 | 26.894 | 0 | 0.060678 | 213.022 | 8.1937e-09 | 3.392e-09% | 302.9055 | 241.5757 | 302.9055 | 241.5757
937.224 | 58.91 | 1.5423 | 26.1473 | 0 | 0.017221 | 207.3955 | 8.2077e-09 | 3.491e-09% | 294.0122 | 235.1022 | 294.0122 | 235.1022
937.256 | 59.9933 | 1.5726 | 26.604 | 0 | 0.006528 | 211.2603 | 8.2217e-09 | 3.434e-09% | 299.4368 | 239.4435 | 299.4368 | 239.4435
937.288 | 60.2835 | 1.5809 | 26.6632 | 0 | 0.013531 | 211.909 | 8.2356e-09 | 3.429e-09% | 300.4501 | 240.1666 | 300.4501 | 240.1666
937.32 | 56.5918 | 1.4862 | 25.159 | 0 | 0.047211 | 200.0933 | 8.2497e-09 | 3.638e-09% | 283.3774 | 226.7857 | 283.3774 | 226.7857
937.352 | 49.8731 | 1.3138 | 22.4892 | 0 | 0.14644 | 178.9983 | 8.2638e-09 | 4.072e-09% | 252.8208 | 202.9477 | 252.8208 | 202.9477
937.384 | 44.7241 | 1.182 | 20.4278 | 0 | 0.41915 | 162.7562 | 8.2778e-09 | 4.48e-09% | 229.5092 | 184.785 | 229.5092 | 184.785
937.416 | 45.7389 | 1.2086 | 20.7372 | 0 | 1.3803 | 165.4044 | 8.2919e-09 | 4.394e-09% | 234.4694 | 188.7305 | 234.4694 | 188.7305
937.448 | 53.9613 | 1.4202 | 23.7972 | 0 | 5.7837 | 189.9621 | 8.3061e-09 | 3.759e-09% | 274.9244 | 220.9632 | 274.9244 | 220.9632
937.48 | 66.4518 | 1.7407 | 28.4465 | 0 | 25.1785 | 227.1597 | 8.3202e-09 | 2.945e-09% | 348.9771 | 282.5253 | 348.9771 | 282.5253
937.512 | 78.9097 | 2.0591 | 33.0243 | 0 | 95.3582 | 263.742 | 8.3344e-09 | 2.114e-09% | 473.0934 | 394.1837 | 473.0934 | 394.1837
937.544 | 88.5806 | 2.305 | 36.4992 | 0 | 295.2295 | 291.4702 | 8.3485e-09 | 1.335e-09% | 714.0843 | 625.5038 | 714.0843 | 625.5038
937.576 | 95.049 | 2.468 | 38.7493 | 0 | 735.8168 | 309.3674 | 8.3627e-09 | 7.698e-10% | 1181.4505 | 1086.4015 | 1181.4505 | 1086.4015
937.608 | 99.0595 | 2.5678 | 40.0957 | 0 | 1478.1789 | 319.9925 | 8.377e-09 | 4.551e-10% | 1939.8944 | 1840.8349 | 1939.8944 | 1840.8349
937.64 | 101.1774 | 2.6195 | 40.7928 | 0 | 2429.8851 | 325.3807 | 8.3913e-09 | 2.998e-10% | 2899.8555 | 2798.6781 | 2899.8555 | 2798.6781
937.672 | 101.5043 | 2.6263 | 40.9128 | 0 | 3436.5344 | 326.1197 | 8.4056e-09 | 2.208e-10% | 3907.6975 | 3806.1932 | 3907.6975 | 3806.1932
937.704 | 100.2103 | 2.5928 | 40.5229 | 0 | 4732.0637 | 322.7619 | 8.4201e-09 | 1.652e-10% | 5198.1516 | 5097.9413 | 5198.1516 | 5097.9413
937.736 | 98.0508 | 2.5377 | 39.8629 | 0 | 7389.7626 | 317.2333 | 8.4342e-09 | 1.088e-10% | 7847.4472 | 7749.3965 | 7847.4472 | 7749.3965
937.768 | 96.2625 | 2.4917 | 39.3195 | 0 | 12852.271 | 312.6304 | 8.4486e-09 | 6.397e-11% | 13302.9751 | 13206.7126 | 13302.9751 | 13206.7126
937.8 | 95.7287 | 2.4768 | 39.1653 | 0 | 21139.0469 | 311.1346 | 8.4629e-09 | 3.938e-11% | 21587.5523 | 21491.8235 | 21587.5523 | 21491.8235
937.832 | 96.0279 | 2.4823 | 39.2531 | 0 | 29295.0367 | 311.5905 | 8.4773e-09 | 2.859e-11% | 29744.3906 | 29648.3627 | 29744.3906 | 29648.3627
937.864 | 95.3268 | 2.4628 | 38.9714 | 0 | 32696.4541 | 309.151 | 8.4983e-09 | 2.572e-11% | 33142.366 | 33047.0392 | 33142.366 | 33047.0392
937.896 | 91.4078 | 2.3626 | 37.5617 | 0 | 28974.1336 | 297.8049 | 8.5062e-09 | 2.902e-11% | 29403.2706 | 29311.8628 | 29403.2706 | 29311.8628
937.928 | 83.2484 | 2.1558 | 34.6463 | 0 | 20299.39 | 274.5617 | 8.5207e-09 | 4.134e-11% | 20694.0023 | 20610.7539 | 20694.0023 | 20610.7539
937.96 | 72.3005 | 1.8787 | 30.7106 | 0 | 11229.9513 | 243.2678 | 8.5352e-09 | 7.418e-11% | 11578.1088 | 11505.8084 | 11578.1088 | 11505.8084
937.992 | 62.5026 | 1.6305 | 27.1657 | 0 | 4903.8376 | 215.1011 | 8.5497e-09 | 1.661e-10% | 5210.2375 | 5147.7349 | 5210.2375 | 5147.7349
938.024 | 58.2823 | 1.5236 | 25.6454 | 0 | 1690.0919 | 202.9981 | 8.5642e-09 | 4.46e-10% | 1978.5413 | 1920.259 | 1978.5413 | 1920.259
938.056 | 61.4328 | 1.6038 | 26.8291 | 0 | 459.7123 | 212.3426 | 8.5788e-09 | 1.225e-09% | 761.9205 | 700.4877 | 761.9205 | 700.4877
938.088 | 69.5345 | 1.8099 | 29.8341 | 0 | 98.6874 | 236.1522 | 8.5934e-09 | 2.345e-09% | 436.0181 | 366.4836 | 436.0181 | 366.4836
938.12 | 77.6702 | 2.0173 | 32.862 | 0 | 16.7199 | 260.1927 | 8.608e-09 | 2.761e-09% | 389.4621 | 311.7919 | 389.4621 | 311.7919
938.152 | 81.9609 | 2.1281 | 34.5107 | 0 | 2.2356 | 273.3621 | 8.6226e-09 | 2.762e-09% | 394.1974 | 312.2366 | 394.1974 | 312.2366
938.184 | 81.706 | 2.1244 | 34.5274 | 0 | 0.23592 | 273.6445 | 8.6373e-09 | 2.781e-09% | 392.2382 | 310.5322 | 392.2382 | 310.5322
938.216 | 78.4616 | 2.0449 | 33.4388 | 0 | 0.0073084 | 265.1869 | 8.652e-09 | 2.877e-09% | 379.1395 | 300.6778 | 379.1395 | 300.6778
938.248 | 73.4979 | 1.9206 | 31.6436 | 0 | 0.069887 | 251.1146 | 8.6667e-09 | 3.044e-09% | 358.2466 | 284.7487 | 358.2466 | 284.7487
938.28 | 66.7153 | 1.7483 | 29.0706 | 0 | 0.52393 | 230.833 | 8.6815e-09 | 3.311e-09% | 328.8911 | 262.1758 | 328.8911 | 262.1758
938.312 | 58.2736 | 1.5324 | 25.8099 | 0 | 3.1018 | 205.0526 | 8.6962e-09 | 3.693e-09% | 293.7703 | 235.4967 | 293.7703 | 235.4967
938.344 | 50.5566 | 1.3348 | 22.8276 | 0 | 14.5047 | 181.4565 | 8.711e-09 | 3.957e-09% | 270.6802 | 220.1236 | 270.6802 | 220.1236
938.376 | 47.4048 | 1.255 | 21.6281 | 0 | 53.5836 | 172.0164 | 8.7258e-09 | 3.512e-09% | 295.8878 | 248.483 | 295.8878 | 248.483
938.408 | 51.1186 | 1.3516 | 23.072 | 0 | 156.422 | 183.5824 | 8.7406e-09 | 2.398e-09% | 415.5466 | 364.428 | 415.5466 | 364.428
938.44 | 60.631 | 1.5963 | 26.678 | 0 | 360.948 | 212.3333 | 8.7555e-09 | 1.455e-09% | 662.1866 | 601.5556 | 662.1866 | 601.5556
938.472 | 72.5518 | 1.9014 | 31.0881 | 0 | 658.6305 | 247.4751 | 8.7704e-09 | 9.339e-10% | 1011.6468 | 939.0951 | 1011.6468 | 939.0951
938.504 | 83.4591 | 2.1791 | 35.0147 | 0 | 950.8156 | 278.7699 | 8.7853e-09 | 6.935e-10% | 1350.2383 | 1266.7793 | 1350.2383 | 1266.7793
938.536 | 91.3754 | 2.3799 | 37.7917 | 0 | 1086.5733 | 300.9225 | 8.8003e-09 | 6.164e-10% | 1519.0428 | 1427.6674 | 1519.0428 | 1427.6674
938.568 | 96.079 | 2.4991 | 39.4073 | 0 | 983.6268 | 313.8395 | 8.8152e-09 | 6.582e-10% | 1435.4517 | 1339.3727 | 1435.4517 | 1339.3727
938.6 | 98.6505 | 2.5644 | 40.2717 | 0 | 705.9368 | 320.7829 | 8.8301e-09 | 8.256e-10% | 1168.2063 | 1069.5558 | 1168.2063 | 1069.5558
938.632 | 100.4912 | 2.6111 | 40.8704 | 0 | 402.0603 | 325.6117 | 8.8451e-09 | 1.147e-09% | 871.6446 | 771.1534 | 871.6446 | 771.1534
938.664 | 102.3352 | 2.6577 | 41.4552 | 0 | 182.0236 | 330.3289 | 8.8601e-09 | 1.592e-09% | 658.8006 | 556.4654 | 658.8006 | 556.4654
938.696 | 103.9534 | 2.6985 | 41.962 | 0 | 66.2153 | 334.4201 | 8.8752e-09 | 1.993e-09% | 549.2493 | 445.2959 | 549.2493 | 445.2959
938.728 | 104.5359 | 2.7135 | 42.1305 | 0 | 22.3165 | 335.8167 | 8.8903e-09 | 2.206e-09% | 507.5132 | 402.9773 | 507.5132 | 402.9773
938.76 | 103.0829 | 2.6773 | 41.6176 | 0 | 17.3811 | 331.7872 | 8.9054e-09 | 2.263e-09% | 496.5461 | 393.4631 | 496.5461 | 393.4631
938.792 | 98.4965 | 2.5617 | 40.014 | 0 | 38.7798 | 319.0705 | 8.9205e-09 | 2.228e-09% | 498.9225 | 400.426 | 498.9225 | 400.426
938.824 | 89.8874 | 2.3435 | 36.9583 | 0 | 87.1257 | 294.7825 | 8.9356e-09 | 2.121e-09% | 511.0975 | 421.21 | 511.0975 | 421.21
938.856 | 77.6192 | 2.0313 | 32.5423 | 0 | 157.2621 | 259.6484 | 8.9508e-09 | 1.983e-09% | 529.1033 | 451.4841 | 529.1033 | 451.4841
938.888 | 64.4181 | 1.6949 | 27.7555 | 0 | 224.282 | 221.5661 | 8.966e-09 | 1.886e-09% | 539.7166 | 475.2984 | 539.7166 | 475.2984
938.92 | 54.8547 | 1.452 | 24.3119 | 0 | 252.4614 | 194.2231 | 8.9813e-09 | 1.901e-09% | 527.3031 | 472.4484 | 527.3031 | 472.4484
938.952 | 52.6928 | 1.3997 | 23.6321 | 0 | 224.2813 | 188.9682 | 8.9965e-09 | 2.053e-09% | 490.9741 | 438.2813 | 490.9741 | 438.2813
938.984 | 58.3163 | 1.5477 | 25.8318 | 0 | 157.2489 | 206.7313 | 9.0117e-09 | 2.303e-09% | 449.6759 | 391.3596 | 449.6759 | 391.3596
939.016 | 68.852 | 1.821 | 29.7694 | 0 | 87.0118 | 238.3937 | 9.027e-09 | 2.529e-09% | 425.8478 | 356.9959 | 425.8478 | 356.9959
939.048 | 80.5683 | 2.1229 | 34.006 | 0 | 37.9984 | 272.4581 | 9.0424e-09 | 2.609e-09% | 427.1536 | 346.5853 | 427.1536 | 346.5853
939.08 | 90.8744 | 2.3871 | 37.6039 | 0 | 13.0963 | 301.428 | 9.0577e-09 | 2.555e-09% | 445.3896 | 354.5152 | 445.3896 | 354.5152
939.112 | 98.6383 | 2.5854 | 40.2271 | 0 | 3.5623 | 322.6093 | 9.0731e-09 | 2.459e-09% | 467.6224 | 368.9841 | 467.6224 | 368.9841
939.144 | 103.7068 | 2.715 | 41.8983 | 0 | 0.76472 | 336.1772 | 9.0885e-09 | 2.382e-09% | 485.262 | 381.5552 | 485.262 | 381.5552
939.176 | 106.5027 | 2.7872 | 42.8075 | 0 | 0.12956 | 343.6434 | 9.1039e-09 | 2.338e-09% | 495.8704 | 389.3677 | 495.8704 | 389.3677
939.208 | 107.6832 | 2.8187 | 43.191 | 0 | 0.017324 | 346.8954 | 9.1193e-09 | 2.321e-09% | 500.6058 | 392.9225 | 500.6058 | 392.9225
939.24 | 107.7876 | 2.823 | 43.2307 | 0 | 0.0018281 | 347.3815 | 9.1348e-09 | 2.322e-09% | 501.2247 | 393.437 | 501.2247 | 393.437
939.272 | 107.0524 | 2.806 | 43.0041 | 0 | 0 | 345.7166 | 9.1503e-09 | 2.337e-09% | 498.579 | 391.5267 | 498.579 | 391.5267
939.304 | 105.469 | 2.7675 | 42.5075 | 0 | 0 | 341.8614 | 9.1658e-09 | 2.368e-09% | 492.6053 | 387.1363 | 492.6053 | 387.1363
939.336 | 103.0155 | 2.7067 | 41.7313 | 0 | 0 | 335.7318 | 9.1813e-09 | 2.415e-09% | 483.1852 | 380.1697 | 483.1852 | 380.1697
939.368 | 100.0141 | 2.6317 | 40.7771 | 0 | 0 | 328.1387 | 9.1969e-09 | 2.475e-09% | 471.5616 | 371.5475 | 471.5616 | 371.5475
939.4 | 97.3999 | 2.5664 | 39.9447 | 0 | 0 | 321.4934 | 9.2125e-09 | 2.531e-09% | 461.4044 | 364.0045 | 461.4044 | 364.0045
939.432 | 96.4168 | 2.5419 | 39.6343 | 0 | 0 | 319.0163 | 9.2281e-09 | 2.555e-09% | 457.6092 | 361.1924 | 457.6092 | 361.1924
939.464 | 97.6918 | 2.5743 | 40.0473 | 0 | 0 | 322.3335 | 9.2438e-09 | 2.533e-09% | 462.6469 | 364.955 | 462.6469 | 364.955
939.496 | 100.5912 | 2.6475 | 40.9802 | 0 | 0 | 329.8122 | 9.2595e-09 | 2.48e-09% | 474.031 | 373.4399 | 474.031 | 373.4399
939.528 | 103.658 | 2.7247 | 41.967 | 0 | 0 | 337.7048 | 9.2751e-09 | 2.426e-09% | 486.0546 | 382.3966 | 486.0546 | 382.3966
939.56 | 105.6475 | 2.7746 | 42.6117 | 0 | 0 | 342.824 | 9.2909e-09 | 2.393e-09% | 493.8578 | 388.2102 | 493.8578 | 388.2102
939.592 | 106.1193 | 2.786 | 42.7761 | 0 | 0 | 344.0566 | 9.3066e-09 | 2.389e-09% | 495.7379 | 389.6186 | 495.7379 | 389.6186
939.624 | 105.3701 | 2.7664 | 42.5558 | 0 | 0 | 342.1674 | 9.3224e-09 | 2.406e-09% | 492.8596 | 387.4896 | 492.8596 | 387.4896
939.656 | 104.1428 | 2.7345 | 42.1852 | 0 | 0.0034884 | 339.038 | 9.3382e-09 | 2.432e-09% | 488.1041 | 383.9613 | 488.1041 | 383.9613
939.688 | 103.2846 | 2.7117 | 41.9296 | 0 | 0.033056 | 336.8012 | 9.354e-09 | 2.452e-09% | 484.7603 | 381.4756 | 484.7603 | 381.4756
939.72 | 103.2788 | 2.7101 | 41.9397 | 0 | 0.24722 | 336.6741 | 9.3699e-09 | 2.456e-09% | 484.85 | 381.5712 | 484.85 | 381.5712
939.752 | 103.8969 | 2.7241 | 42.1437 | 0 | 1.4592 | 338.0935 | 9.3858e-09 | 2.442e-09% | 488.3174 | 384.4205 | 488.3174 | 384.4205
939.784 | 104.4028 | 2.7353 | 42.3112 | 0 | 6.7974 | 339.2306 | 9.4017e-09 | 2.404e-09% | 495.4773 | 391.0745 | 495.4773 | 391.0745
939.816 | 104.2536 | 2.7304 | 42.273 | 0 | 24.9897 | 338.7458 | 9.4176e-09 | 2.304e-09% | 512.9925 | 408.7389 | 512.9925 | 408.7389
939.848 | 103.6471 | 2.7143 | 42.0914 | 0 | 72.5068 | 337.1558 | 9.4336e-09 | 2.076e-09% | 558.1155 | 454.4683 | 558.1155 | 454.4683
939.88 | 103.3374 | 2.7061 | 42.0025 | 0 | 166.0321 | 336.3631 | 9.4495e-09 | 1.727e-09% | 650.4412 | 547.1038 | 650.4412 | 547.1038
939.912 | 103.8729 | 2.7195 | 42.1777 | 0 | 300.0554 | 337.7411 | 9.4656e-09 | 1.387e-09% | 786.5665 | 682.6936 | 786.5665 | 682.6936
939.944 | 105.0246 | 2.7487 | 42.5434 | 0 | 427.9638 | 340.694 | 9.4816e-09 | 1.165e-09% | 918.9745 | 813.9499 | 918.9745 | 813.9499
939.976 | 105.8874 | 2.7709 | 42.8117 | 0 | 481.7358 | 342.9055 | 9.4979e-09 | 1.091e-09% | 976.1113 | 870.2239 | 976.1113 | 870.2239
940.008 | 105.3503 | 2.7579 | 42.6246 | 0 | 427.9638 | 341.4957 | 9.5137e-09 | 1.168e-09% | 920.1924 | 814.8421 | 920.1924 | 814.8421
940.04 | 102.4915 | 2.6865 | 41.6763 | 0 | 300.0554 | 334.0059 | 9.5299e-09 | 1.405e-09% | 780.9156 | 678.4241 | 780.9156 | 678.4241
940.072 | 97.0226 | 2.549 | 39.8623 | 0 | 166.0321 | 319.5929 | 9.5459e-09 | 1.808e-09% | 625.0588 | 528.0363 | 625.0588 | 528.0363
940.104 | 89.9114 | 2.37 | 37.4957 | 0 | 72.5068 | 300.772 | 9.5621e-09 | 2.314e-09% | 503.0558 | 413.1445 | 503.0558 | 413.1445
940.136 | 83.4519 | 2.2077 | 35.3431 | 0 | 25.022 | 283.7035 | 9.5783e-09 | 2.766e-09% | 429.7283 | 346.2765 | 429.7283 | 346.2765
940.168 | 80.0111 | 2.1227 | 34.2076 | 0 | 7.1062 | 274.8456 | 9.5945e-09 | 3.014e-09% | 398.2931 | 318.2821 | 398.2931 | 318.2821
940.2 | 80.3429 | 2.1341 | 34.3497 | 0 | 3.7745 | 276.3089 | 9.6108e-09 | 3.036e-09% | 396.9102 | 316.5672 | 396.9102 | 316.5672
940.232 | 83.3337 | 2.2139 | 35.3877 | 0 | 13.9547 | 285.0476 | 9.6271e-09 | 2.86e-09% | 419.9376 | 336.6039 | 419.9376 | 336.6039
940.264 | 87.24 | 2.3175 | 36.7173 | 0 | 64.1321 | 296.2212 | 9.6433e-09 | 2.415e-09% | 486.6282 | 399.3882 | 486.6282 | 399.3882
940.296 | 90.6334 | 2.4084 | 37.8485 | 0 | 236.8024 | 305.8853 | 9.6597e-09 | 1.657e-09% | 673.5781 | 582.9446 | 673.5781 | 582.9446
940.328 | 92.4431 | 2.4591 | 38.4307 | 0 | 691.277 | 311.1914 | 9.676e-09 | 9.274e-10% | 1135.8013 | 1043.3582 | 1135.8013 | 1043.3582
940.36 | 92.2009 | 2.4578 | 38.3245 | 0 | 1595.1693 | 310.9896 | 9.6924e-09 | 4.978e-10% | 2039.1421 | 1946.9412 | 2039.1421 | 1946.9412
940.392 | 90.6435 | 2.4233 | 37.7875 | 0 | 2910.808 | 307.3522 | 9.7088e-09 | 2.98e-10% | 3349.0146 | 3258.371 | 3349.0146 | 3258.371
940.424 | 89.4061 | 2.3976 | 37.368 | 0 | 4202.2315 | 304.7085 | 9.7252e-09 | 2.139e-10% | 4636.1117 | 4546.7055 | 4636.1117 | 4546.7055
940.456 | 89.6379 | 2.4099 | 37.4463 | 0 | 4802.3899 | 306.1248 | 9.7425e-09 | 1.892e-10% | 5238.0088 | 5148.3709 | 5238.0088 | 5148.3709
940.488 | 91.1178 | 2.4542 | 37.9445 | 0 | 4347.5721 | 310.943 | 9.758e-09 | 2.077e-10% | 4790.0317 | 4698.9139 | 4790.0317 | 4698.9139
940.52 | 92.7862 | 2.5031 | 38.5056 | 0 | 3120.348 | 316.244 | 9.7747e-09 | 2.811e-10% | 3570.387 | 3477.6008 | 3570.387 | 3477.6008
940.552 | 93.7731 | 2.5342 | 38.8388 | 0 | 1777.2035 | 319.6539 | 9.7912e-09 | 4.579e-10% | 2232.0034 | 2138.2303 | 2232.0034 | 2138.2303
940.584 | 93.873 | 2.5421 | 38.8769 | 0 | 804.1079 | 320.6225 | 9.8078e-09 | 8.41e-10% | 1260.0223 | 1166.1494 | 1260.0223 | 1166.1494
940.616 | 93.4592 | 2.5364 | 38.7429 | 0 | 289.3651 | 320.1546 | 9.8244e-09 | 1.51e-09% | 744.2581 | 650.799 | 744.2581 | 650.799
940.648 | 93.1621 | 2.5335 | 38.6413 | 0 | 82.923 | 319.9212 | 9.841e-09 | 2.216e-09% | 537.1811 | 444.0191 | 537.1811 | 444.0191
940.68 | 93.4801 | 2.5461 | 38.7333 | 0 | 18.9474 | 321.2319 | 9.8576e-09 | 2.584e-09% | 474.9388 | 381.4588 | 474.9388 | 381.4588
940.712 | 94.5225 | 2.5769 | 39.0552 | 0 | 3.4562 | 324.3672 | 9.8743e-09 | 2.673e-09% | 463.9779 | 369.4554 | 463.9779 | 369.4554
940.744 | 95.9969 | 2.6181 | 39.5154 | 0 | 0.50382 | 328.5504 | 9.891e-09 | 2.665e-09% | 467.1846 | 371.1877 | 467.1846 | 371.1877
940.776 | 97.3532 | 2.6553 | 39.9404 | 0 | 0.058741 | 332.326 | 9.9077e-09 | 2.642e-09% | 472.3337 | 374.9805 | 472.3337 | 374.9805
940.808 | 97.9834 | 2.6728 | 40.1372 | 0 | 0.0027906 | 334.0858 | 9.9244e-09 | 2.633e-09% | 474.882 | 376.8987 | 474.882 | 376.8987
940.84 | 97.4684 | 2.6595 | 39.9723 | 0 | 0 | 332.7208 | 9.9412e-09 | 2.649e-09% | 472.821 | 375.3526 | 472.821 | 375.3526
940.872 | 95.8821 | 2.6175 | 39.4688 | 0 | 5.9927e-13 | 328.4327 | 9.958e-09 | 2.688e-09% | 466.4009 | 370.5189 | 466.4009 | 370.5189
940.904 | 94.0052 | 2.5671 | 38.8762 | 0 | 1.2476e-12 | 323.3079 | 9.9748e-09 | 2.735e-09% | 458.7565 | 364.7513 | 458.7565 | 364.7513
940.936 | 93.0575 | 2.5405 | 38.584 | 0 | 9.6529e-13 | 320.6034 | 9.9917e-09 | 2.762e-09% | 454.7853 | 361.7278 | 454.7853 | 361.7278
940.968 | 93.8134 | 2.5579 | 38.838 | 0 | 0 | 322.3904 | 1.0009e-08 | 2.751e-09% | 457.5996 | 363.7862 | 457.5996 | 363.7862
941 | 95.7997 | 2.6073 | 39.4833 | 0 | 0 | 327.4224 | 1.0025e-08 | 2.713e-09% | 465.3127 | 369.513 | 465.3127 | 369.513
941.032 | 97.4707 | 2.6488 | 40.0209 | 0 | 7.7438e-13 | 331.6045 | 1.0042e-08 | 2.683e-09% | 471.7449 | 374.2742 | 471.7449 | 374.2742
941.064 | 97.285 | 2.6424 | 39.9527 | 0 | 0 | 330.8571 | 1.0059e-08 | 2.694e-09% | 470.7371 | 373.4521 | 470.7371 | 373.4521
941.096 | 94.7306 | 2.5752 | 39.1105 | 0 | 0 | 323.8313 | 1.0076e-08 | 2.757e-09% | 460.2476 | 365.517 | 460.2476 | 365.517
941.128 | 90.4596 | 2.4643 | 37.6963 | 0 | 0 | 312.2276 | 1.0093e-08 | 2.864e-09% | 442.8479 | 352.3882 | 442.8479 | 352.3882
941.16 | 85.4055 | 2.3336 | 35.9913 | 0 | 0 | 298.3692 | 1.011e-08 | 3.003e-09% | 422.0997 | 336.6941 | 422.0997 | 336.6941
941.192 | 79.7732 | 2.1877 | 34.0314 | 0 | 0 | 282.5267 | 1.0128e-08 | 3.177e-09% | 398.5189 | 318.7458 | 398.5189 | 318.7458
941.224 | 73.3269 | 2.0203 | 31.7303 | 0 | 0 | 263.9755 | 1.0145e-08 | 3.407e-09% | 371.053 | 297.7261 | 371.053 | 297.7261
941.256 | 66.9329 | 1.8552 | 29.4216 | 0 | 0 | 245.5286 | 1.0162e-08 | 3.671e-09% | 343.7384 | 276.8054 | 343.7384 | 276.8054
941.288 | 63.1172 | 1.7608 | 28.0328 | 0 | 1.8822e-14 | 234.9776 | 1.0179e-08 | 3.844e-09% | 327.8884 | 264.7712 | 327.8884 | 264.7712
941.32 | 64.2167 | 1.8003 | 28.4048 | 0 | 0 | 239.3834 | 1.0196e-08 | 3.782e-09% | 333.8051 | 269.5884 | 333.8051 | 269.5884
941.352 | 70.0863 | 1.9696 | 30.4704 | 0 | 7.7354e-13 | 258.1866 | 1.0213e-08 | 3.514e-09% | 360.7128 | 290.6265 | 360.7128 | 290.6265
941.384 | 78.1383 | 2.1986 | 33.2864 | 0 | 0 | 283.4587 | 1.0231e-08 | 3.208e-09% | 397.082 | 318.9437 | 397.082 | 318.9437
941.416 | 85.4419 | 2.408 | 35.8053 | 0 | 0 | 306.3579 | 1.0248e-08 | 2.974e-09% | 430.0132 | 344.5713 | 430.0132 | 344.5713
941.448 | 90.3952 | 2.5544 | 37.4777 | 0 | 0 | 322.1808 | 1.0265e-08 | 2.834e-09% | 452.6081 | 362.2129 | 452.6081 | 362.2129
941.48 | 92.7819 | 2.6313 | 38.2576 | 0 | 0 | 330.4292 | 1.0283e-08 | 2.769e-09% | 464.1 | 371.3181 | 464.1 | 371.3181
941.512 | 93.0594 | 2.6505 | 38.3295 | 0 | 0 | 332.5435 | 1.03e-08 | 2.757e-09% | 466.5829 | 373.5235 | 466.5829 | 373.5235
941.544 | 91.9093 | 2.6297 | 37.937 | 0 | 0 | 330.4975 | 1.0317e-08 | 2.78e-09% | 462.9735 | 371.0642 | 462.9735 | 371.0642
941.576 | 90.19 | 2.5916 | 37.3659 | 0 | 0 | 326.6733 | 1.0335e-08 | 2.819e-09% | 456.8208 | 366.6308 | 456.8208 | 366.6308
941.608 | 88.8929 | 2.5629 | 36.9362 | 0 | 0.0012222 | 323.7925 | 1.0352e-08 | 2.85e-09% | 452.1857 | 363.2928 | 452.1857 | 363.2928
941.64 | 88.8202 | 2.5651 | 36.9047 | 0 | 0.011582 | 324.048 | 1.037e-08 | 2.852e-09% | 452.3497 | 363.5294 | 452.3497 | 363.5294
941.672 | 90.1641 | 2.6033 | 37.3327 | 0 | 0.086616 | 327.9391 | 1.0387e-08 | 2.823e-09% | 458.1259 | 367.9618 | 458.1259 | 367.9618
941.704 | 92.4193 | 2.6634 | 38.06 | 0 | 0.51124 | 334.0394 | 1.0405e-08 | 2.773e-09% | 467.6934 | 375.2741 | 467.6934 | 375.2741
941.736 | 94.761 | 2.7228 | 38.8249 | 0 | 2.3815 | 340.0594 | 1.0422e-08 | 2.714e-09% | 478.7496 | 383.9886 | 478.7496 | 383.9886
941.768 | 96.5259 | 2.7634 | 39.4161 | 0 | 8.7554 | 344.1901 | 1.044e-08 | 2.642e-09% | 491.6508 | 395.1249 | 491.6508 | 395.1249
941.8 | 97.3801 | 2.7768 | 39.7244 | 0 | 25.4034 | 345.5516 | 1.0457e-08 | 2.529e-09% | 510.8362 | 413.4561 | 510.8362 | 413.4561
941.832 | 97.1247 | 2.7582 | 39.6763 | 0 | 58.1707 | 343.6126 | 1.0475e-08 | 2.358e-09% | 541.3426 | 444.2178 | 541.3426 | 444.2178
941.864 | 95.4036 | 2.6987 | 39.1329 | 0 | 105.1269 | 337.3042 | 1.0493e-08 | 2.167e-09% | 579.6663 | 484.2627 | 579.6663 | 484.2627
941.896 | 91.6288 | 2.5831 | 37.8606 | 0 | 149.9664 | 324.7591 | 1.051e-08 | 2.04e-09% | 606.798 | 515.1692 | 606.798 | 515.1692
941.928 | 85.4191 | 2.4012 | 35.6913 | 0 | 169.0503 | 304.6462 | 1.0528e-08 | 2.057e-09% | 597.2081 | 511.789 | 597.2081 | 511.789
941.96 | 77.5652 | 2.1747 | 32.8895 | 0 | 152.0131 | 279.2375 | 1.0546e-08 | 2.262e-09% | 543.88 | 466.3148 | 543.88 | 466.3148
941.992 | 70.6745 | 1.9742 | 30.4071 | 0 | 117.7471 | 256.5382 | 1.0564e-08 | 2.598e-09% | 477.3411 | 406.6666 | 477.3411 | 406.6666
942.024 | 68.1641 | 1.8919 | 29.5125 | 0 | 119.2467 | 247.1738 | 1.0581e-08 | 2.66e-09% | 465.989 | 397.8249 | 465.989 | 397.8249
942.056 | 71.7679 | 1.9747 | 30.8493 | 0 | 260.5972 | 256.5287 | 1.0599e-08 | 1.927e-09% | 621.7178 | 549.9499 | 621.7178 | 549.9499
942.088 | 79.9651 | 2.1814 | 33.8488 | 0 | 730.3339 | 279.8531 | 1.0617e-08 | 1.015e-09% | 1126.1822 | 1046.2172 | 1126.1822 | 1046.2172
942.12 | 89.172 | 2.4156 | 37.1889 | 0 | 1768.3688 | 306.1352 | 1.0635e-08 | 5.03e-10% | 2203.2804 | 2114.1084 | 2203.2804 | 2114.1084
942.152 | 96.3686 | 2.5969 | 39.7792 | 0 | 3452.294 | 326.3249 | 1.0653e-08 | 2.788e-10% | 3917.3635 | 3820.9949 | 3917.3635 | 3820.9949
942.184 | 100.5033 | 2.6978 | 41.2645 | 0 | 5393.7031 | 337.5223 | 1.0671e-08 | 1.848e-10% | 5875.6909 | 5775.1876 | 5875.6909 | 5775.1876
942.216 | 101.9949 | 2.7304 | 41.8202 | 0 | 6742.5415 | 341.2333 | 1.0688e-08 | 1.499e-10% | 7230.3203 | 7128.3254 | 7230.3203 | 7128.3254
942.248 | 101.6184 | 2.7158 | 41.7346 | 0 | 6747.3598 | 339.8771 | 1.0707e-08 | 1.501e-10% | 7233.3057 | 7131.6873 | 7233.3057 | 7131.6873
942.28 | 99.8593 | 2.6668 | 41.1772 | 0 | 5412.7389 | 334.8591 | 1.0725e-08 | 1.852e-10% | 5891.3013 | 5791.4421 | 5891.3013 | 5791.4421
942.312 | 96.7982 | 2.5854 | 40.1638 | 0 | 3508.5348 | 326.2937 | 1.0743e-08 | 2.771e-10% | 3974.3759 | 3877.5777 | 3974.3759 | 3877.5777
942.344 | 92.362 | 2.469 | 38.6546 | 0 | 1925.2045 | 313.8193 | 1.0761e-08 | 4.719e-10% | 2372.5093 | 2280.1473 | 2372.5093 | 2280.1473
942.376 | 87.0024 | 2.3289 | 36.8006 | 0 | 1103.4162 | 298.6171 | 1.0779e-08 | 7.48e-10% | 1528.1653 | 1441.1628 | 1528.1653 | 1441.1628
942.408 | 82.3631 | 2.2075 | 35.1798 | 0 | 979.8056 | 285.332 | 1.0797e-08 | 8.29e-10% | 1384.8881 | 1302.525 | 1384.8881 | 1302.525
942.44 | 80.7923 | 2.1653 | 34.6195 | 0 | 1226.5628 | 280.64 | 1.0816e-08 | 7.005e-10% | 1624.7799 | 1543.9876 | 1624.7799 | 1543.9876
942.472 | 83.5337 | 2.2344 | 35.5561 | 0 | 1473.2883 | 288.0593 | 1.0834e-08 | 6.022e-10% | 1882.6718 | 1799.138 | 1882.6718 | 1799.138
942.504 | 89.4509 | 2.3852 | 37.5909 | 0 | 1467.3476 | 304.3519 | 1.0852e-08 | 5.99e-10% | 1901.1265 | 1811.6757 | 1901.1265 | 1811.6757
942.536 | 95.9037 | 2.5496 | 39.8059 | 0 | 1176.5752 | 322.0774 | 1.087e-08 | 7.054e-10% | 1636.9117 | 1541.0081 | 1636.9117 | 1541.0081
942.568 | 100.7664 | 2.6727 | 41.47 | 0 | 755.3675 | 335.3199 | 1.0889e-08 | 9.595e-10% | 1235.5966 | 1134.8302 | 1235.5966 | 1134.8302
942.6 | 103.4421 | 2.7395 | 42.3859 | 0 | 387.6555 | 342.4929 | 1.0907e-08 | 1.407e-09% | 878.7158 | 775.2737 | 878.7158 | 775.2737
942.632 | 104.3896 | 2.7618 | 42.7185 | 0 | 158.8462 | 344.9452 | 1.0925e-08 | 1.989e-09% | 653.6614 | 549.2718 | 653.6614 | 549.2718
942.664 | 104.2605 | 2.7567 | 42.6938 | 0 | 51.906 | 344.5178 | 1.0944e-08 | 2.477e-09% | 546.1349 | 441.8743 | 546.1349 | 441.8743
942.696 | 103.4656 | 2.7348 | 42.4505 | 0 | 13.5089 | 342.3402 | 1.0962e-08 | 2.733e-09% | 504.5 | 401.0344 | 504.5 | 401.0344
942.728 | 102.0633 | 2.6974 | 42.0023 | 0 | 2.7967 | 338.5296 | 1.0981e-08 | 2.845e-09% | 488.0893 | 386.026 | 488.0893 | 386.026
942.76 | 99.6304 | 2.6339 | 41.1897 | 0 | 0.46 | 331.808 | 1.0999e-08 | 2.925e-09% | 475.722 | 376.0916 | 475.722 | 376.0916
942.792 | 95.1769 | 2.5183 | 39.6402 | 0 | 0.06005 | 319.1838 | 1.1018e-08 | 3.049e-09% | 456.5792 | 361.4023 | 456.5792 | 361.4023
942.824 | 87.5075 | 2.3195 | 36.8856 | 0 | 0.0057608 | 296.8993 | 1.1036e-08 | 3.283e-09% | 423.6177 | 336.1102 | 423.6177 | 336.1102
942.856 | 76.2356 | 2.0269 | 32.7391 | 0 | 0 | 263.4604 | 1.1055e-08 | 3.707e-09% | 374.4621 | 298.2265 | 374.4621 | 298.2265
942.888 | 62.8626 | 1.6793 | 27.7376 | 0 | 0 | 223.1944 | 1.1073e-08 | 4.384e-09% | 315.4739 | 252.6113 | 315.4739 | 252.6113
942.92 | 50.6096 | 1.3609 | 23.123 | 0 | 0 | 186.0958 | 1.1092e-08 | 5.267e-09% | 261.1893 | 210.5797 | 261.1893 | 210.5797
942.952 | 42.407 | 1.1485 | 20.0617 | 0 | 0 | 161.5432 | 1.1111e-08 | 6.08e-09% | 225.1604 | 182.7534 | 225.1604 | 182.7534
942.984 | 38.7442 | 1.055 | 18.7511 | 0 | 0 | 151.1187 | 1.1129e-08 | 6.511e-09% | 209.6689 | 170.9248 | 209.6689 | 170.9248
943.016 | 38.0168 | 1.0379 | 18.5279 | 0 | 0 | 149.4919 | 1.1148e-08 | 6.594e-09% | 207.0745 | 169.0577 | 207.0745 | 169.0577
943.048 | 39.1695 | 1.0694 | 18.9492 | 0 | 0 | 153.1362 | 1.1167e-08 | 6.449e-09% | 212.3243 | 173.1548 | 212.3243 | 173.1548
943.08 | 43.1678 | 1.1756 | 20.4124 | 0 | 0 | 165.3034 | 1.1186e-08 | 5.985e-09% | 230.0592 | 186.8914 | 230.0592 | 186.8914
943.112 | 51.2345 | 1.3893 | 23.437 | 0 | 0 | 190.1996 | 1.1204e-08 | 5.211e-09% | 266.2603 | 215.0258 | 266.2603 | 215.0258
943.144 | 62.1892 | 1.6795 | 27.5863 | 0 | 0 | 224.2617 | 1.1223e-08 | 4.427e-09% | 315.7167 | 253.5275 | 315.7167 | 253.5275
943.176 | 72.2886 | 1.9475 | 31.4258 | 0 | 0 | 255.8239 | 1.1242e-08 | 3.887e-09% | 361.4858 | 289.1972 | 361.4858 | 289.1972
943.208 | 77.6955 | 2.0925 | 33.5108 | 0 | 0 | 273.13 | 1.1261e-08 | 3.647e-09% | 386.4289 | 308.7334 | 386.4289 | 308.7334
943.24 | 77.1259 | 2.0809 | 33.3784 | 0 | 0 | 272.3938 | 1.128e-08 | 3.664e-09% | 384.979 | 307.853 | 384.979 | 307.853
943.272 | 72.788 | 1.9704 | 31.8448 | 0 | 1.0755e-13 | 260.2566 | 1.1299e-08 | 3.842e-09% | 366.8599 | 294.0719 | 366.8599 | 294.0719
943.304 | 69.1277 | 1.8775 | 30.5181 | 0 | 4.087e-13 | 249.8405 | 1.1318e-08 | 4.01e-09% | 351.3639 | 282.2362 | 351.3639 | 282.2362
943.336 | 69.9538 | 1.9018 | 30.7663 | 0 | 9.8949e-13 | 252.3225 | 1.1337e-08 | 3.978e-09% | 354.9444 | 284.9906 | 354.9444 | 284.9906
943.368 | 75.9018 | 2.06 | 32.8211 | 0 | 3.0115e-13 | 269.5898 | 1.1356e-08 | 3.73e-09% | 380.3727 | 304.4709 | 380.3727 | 304.4709
943.4 | 84.4624 | 2.2863 | 35.794 | 0 | 1.4681e-12 | 294.3578 | 1.1375e-08 | 3.422e-09% | 416.9005 | 332.4381 | 416.9005 | 332.4381
943.432 | 92.3878 | 2.4957 | 38.5366 | 0 | 3.8719e-13 | 317.2111 | 1.1394e-08 | 3.181e-09% | 450.6311 | 358.2433 | 450.6311 | 358.2433
943.464 | 97.9078 | 2.6419 | 40.4289 | 0 | 1.2476e-12 | 333.069 | 1.1413e-08 | 3.034e-09% | 474.0477 | 376.1399 | 474.0477 | 376.1399
943.496 | 101.0212 | 2.7251 | 41.4792 | 0 | 0 | 342.0025 | 1.1433e-08 | 2.96e-09% | 487.2281 | 386.2069 | 487.2281 | 386.2069
943.528 | 102.525 | 2.7663 | 41.9743 | 0 | 7.7438e-13 | 346.3706 | 1.1452e-08 | 2.928e-09% | 493.6362 | 391.1112 | 493.6362 | 391.1112
943.56 | 103.1736 | 2.7853 | 42.18 | 0 | 0 | 348.3641 | 1.1471e-08 | 2.916e-09% | 496.503 | 393.3293 | 496.503 | 393.3293
943.592 | 103.4273 | 2.7941 | 42.255 | 0 | 5.1625e-13 | 349.2928 | 1.149e-08 | 2.914e-09% | 497.7692 | 394.3419 | 497.7692 | 394.3419
943.624 | 103.5074 | 2.7985 | 42.2735 | 0 | 0 | 349.7723 | 1.151e-08 | 2.915e-09% | 498.3517 | 394.8443 | 498.3517 | 394.8443
943.656 | 103.4909 | 2.8005 | 42.2608 | 0 | 0 | 350.0128 | 1.1529e-08 | 2.918e-09% | 498.5651 | 395.0742 | 498.5651 | 395.0742
943.688 | 103.39 | 2.8005 | 42.2209 | 0 | 4.7323e-13 | 350.0455 | 1.1548e-08 | 2.923e-09% | 498.457 | 395.067 | 498.457 | 395.067
943.72 | 103.2111 | 2.7986 | 42.1559 | 0 | 5.1625e-13 | 349.8842 | 1.1568e-08 | 2.93e-09% | 498.0498 | 394.8387 | 498.0498 | 394.8387
943.752 | 102.9598 | 2.7948 | 42.0676 | 0 | 0 | 349.5367 | 1.1587e-08 | 2.938e-09% | 497.3588 | 394.399 | 497.3588 | 394.399
943.784 | 102.5729 | 2.7874 | 41.9353 | 0 | 6.8834e-13 | 348.8208 | 1.1607e-08 | 2.949e-09% | 496.1164 | 393.5435 | 496.1164 | 393.5435
943.816 | 101.8109 | 2.7701 | 41.6793 | 0 | 0 | 347.059 | 1.1626e-08 | 2.97e-09% | 493.3193 | 391.5084 | 493.3193 | 391.5084
943.848 | 100.1518 | 2.7289 | 41.1198 | 0 | 1.7208e-13 | 342.7361 | 1.1646e-08 | 3.012e-09% | 486.7365 | 386.5847 | 486.7365 | 386.5847
943.88 | 96.7335 | 2.6406 | 39.9466 | 0 | 8.9941e-05 | 333.2457 | 1.1665e-08 | 3.104e-09% | 472.5665 | 375.833 | 472.5665 | 375.833
943.912 | 90.5217 | 2.4772 | 37.7671 | 0 | 0.16158 | 315.2927 | 1.1685e-08 | 3.285e-09% | 446.2203 | 355.6986 | 446.2203 | 355.6986
943.944 | 81.0032 | 2.2244 | 34.3577 | 0 | 1.5294 | 286.9943 | 1.1704e-08 | 3.6e-09% | 406.109 | 325.1058 | 406.109 | 325.1058
943.976 | 69.3355 | 1.9127 | 30.1082 | 0 | 11.4284 | 251.6016 | 1.1724e-08 | 3.974e-09% | 364.3863 | 295.0508 | 364.3863 | 295.0508
944.008 | 58.912 | 1.633 | 26.2667 | 0 | 67.4081 | 219.5467 | 1.1744e-08 | 3.73e-09% | 373.7666 | 314.8546 | 373.7666 | 314.8546
944.04 | 53.995 | 1.5005 | 24.4427 | 0 | 313.8331 | 204.2859 | 1.1763e-08 | 2.162e-09% | 598.0572 | 544.0622 | 598.0572 | 544.0622
944.072 | 56.7747 | 1.5745 | 25.4808 | 0 | 1153.2713 | 212.8838 | 1.1783e-08 | 8.458e-10% | 1449.9851 | 1393.2104 | 1449.9851 | 1393.2104
944.104 | 65.4313 | 1.8062 | 28.7089 | 0 | 3345.0306 | 239.7254 | 1.1803e-08 | 3.265e-10% | 3680.7024 | 3615.2711 | 3680.7024 | 3615.2711
944.136 | 75.1964 | 2.0672 | 32.3442 | 0 | 7657.6637 | 269.9185 | 1.1823e-08 | 1.485e-10% | 8037.19 | 7961.9936 | 8037.19 | 7961.9936
944.168 | 81.2463 | 2.2281 | 34.5914 | 0 | 13836.1073 | 288.4814 | 1.1843e-08 | 8.363e-11% | 14242.6544 | 14161.4082 | 14242.6544 | 14161.4082
944.2 | 80.7563 | 2.2133 | 34.3893 | 0 | 19731.0166 | 286.5926 | 1.1862e-08 | 5.915e-11% | 20134.968 | 20054.2117 | 20134.968 | 20054.2117
944.232 | 73.3091 | 2.0112 | 31.5345 | 0 | 22207.8092 | 262.6036 | 1.1889e-08 | 5.283e-11% | 22577.2677 | 22503.9586 | 22577.2677 | 22503.9586
944.264 | 60.7906 | 1.6721 | 26.6742 | 0 | 19729.1337 | 221.94 | 1.1902e-08 | 5.957e-11% | 20040.2106 | 19979.42 | 20040.2106 | 19979.42
944.296 | 47.2622 | 1.305 | 21.351 | 0 | 13837.9566 | 177.4374 | 1.1922e-08 | 8.493e-11% | 14085.312 | 14038.0498 | 14085.312 | 14038.0498
944.328 | 37.8569 | 1.0487 | 17.6311 | 0 | 7671.5596 | 146.2424 | 1.1942e-08 | 1.524e-10% | 7874.3387 | 7836.4818 | 7874.3387 | 7836.4818
944.36 | 36.2747 | 1.004 | 17.0661 | 0 | 3377.1164 | 141.2053 | 1.1962e-08 | 3.383e-10% | 3572.6665 | 3536.3918 | 3572.6665 | 3536.3918
944.392 | 42.4485 | 1.1695 | 19.6611 | 0 | 1202.5279 | 162.3601 | 1.1982e-08 | 8.647e-10% | 1428.1671 | 1385.7186 | 1428.1671 | 1385.7186
944.424 | 52.5463 | 1.4414 | 23.8475 | 0 | 370.5789 | 196.7227 | 1.2002e-08 | 2.025e-09% | 645.1368 | 592.5906 | 645.1368 | 592.5906
944.456 | 61.5265 | 1.6833 | 27.5643 | 0 | 118.19 | 227.2536 | 1.2022e-08 | 3.209e-09% | 436.2177 | 374.6913 | 436.2177 | 374.6913
944.488 | 66.1461 | 1.8078 | 29.5067 | 0 | 47.1144 | 243.1798 | 1.2043e-08 | 3.745e-09% | 387.7548 | 321.6087 | 387.7548 | 321.6087
944.52 | 66.3224 | 1.813 | 29.6508 | 0 | 21.2899 | 244.317 | 1.2063e-08 | 4.061e-09% | 363.393 | 297.0706 | 363.393 | 297.0706
944.552 | 64.5385 | 1.7654 | 28.9794 | 0 | 8.7929 | 238.7838 | 1.2083e-08 | 4.341e-09% | 342.86 | 278.3215 | 342.86 | 278.3215
944.584 | 64.0417 | 1.7519 | 28.7574 | 0 | 2.9751 | 237.0139 | 1.2103e-08 | 4.474e-09% | 334.54 | 270.4984 | 334.54 | 270.4984
944.616 | 66.7549 | 1.824 | 29.7257 | 0 | 0.80925 | 245.1099 | 1.2124e-08 | 4.369e-09% | 344.2238 | 277.4689 | 344.2238 | 277.4689
944.648 | 72.2621 | 1.9702 | 31.7221 | 0 | 0.17372 | 261.7248 | 1.2144e-08 | 4.108e-09% | 367.853 | 295.5909 | 367.853 | 295.5909
944.68 | 78.6743 | 2.1403 | 34.0257 | 0 | 0.031189 | 280.9039 | 1.2164e-08 | 3.836e-09% | 395.7754 | 317.1011 | 395.7754 | 317.1011
944.712 | 84.1594 | 2.2854 | 35.9578 | 0 | 0.022339 | 297.0313 | 1.2185e-08 | 3.634e-09% | 419.4563 | 335.2969 | 419.4563 | 335.2969
944.744 | 87.5034 | 2.3739 | 37.1064 | 0 | 0.14157 | 306.6825 | 1.2205e-08 | 3.524e-09% | 433.8077 | 346.3043 | 433.8077 | 346.3043
944.776 | 88.0857 | 2.3898 | 37.2929 | 0 | 0.85944 | 308.3582 | 1.2226e-08 | 3.504e-09% | 436.9859 | 348.9003 | 436.9859 | 348.9003
944.808 | 86.3912 | 2.3459 | 36.7067 | 0 | 4.1588 | 303.6055 | 1.2246e-08 | 3.531e-09% | 433.2081 | 346.8169 | 433.2081 | 346.8169
944.84 | 84.427 | 2.2947 | 36.0303 | 0 | 16.0126 | 298.061 | 1.2267e-08 | 3.481e-09% | 436.8257 | 352.3987 | 436.8257 | 352.3987
944.872 | 84.6584 | 2.3003 | 36.0908 | 0 | 49.1195 | 298.5601 | 1.2287e-08 | 3.183e-09% | 470.7291 | 386.0707 | 470.7291 | 386.0707
944.904 | 88.0443 | 2.3877 | 37.2099 | 0 | 120.1939 | 307.7585 | 1.2308e-08 | 2.632e-09% | 555.5942 | 467.5499 | 555.5942 | 467.5499
944.936 | 93.3338 | 2.5241 | 38.9697 | 0 | 234.8848 | 322.194 | 1.2328e-08 | 2.06e-09% | 691.9066 | 598.5727 | 691.9066 | 598.5727
944.968 | 98.3465 | 2.6529 | 40.6417 | 0 | 366.9437 | 335.8338 | 1.2349e-08 | 1.655e-09% | 844.4186 | 746.0721 | 844.4186 | 746.0721
945 | 101.6152 | 2.7358 | 41.7372 | 0 | 458.592 | 344.6377 | 1.237e-08 | 1.459e-09% | 949.3178 | 847.7027 | 949.3178 | 847.7027
945.032 | 102.8048 | 2.7643 | 42.1483 | 0 | 458.6689 | 347.7242 | 1.2391e-08 | 1.455e-09% | 954.1105 | 851.3057 | 954.1105 | 851.3057
945.064 | 102.1425 | 2.7445 | 41.9554 | 0 | 367.1267 | 345.7814 | 1.2411e-08 | 1.638e-09% | 859.7504 | 757.6079 | 859.7504 | 757.6079
945.096 | 99.968 | 2.6856 | 41.2728 | 0 | 235.0766 | 339.7869 | 1.2432e-08 | 2.009e-09% | 718.7899 | 618.8219 | 718.7899 | 618.8219
945.128 | 96.7886 | 2.6008 | 40.2637 | 0 | 120.3277 | 331.1167 | 1.2453e-08 | 2.519e-09% | 591.0975 | 494.309 | 591.0975 | 494.309
945.16 | 93.341 | 2.5095 | 39.1604 | 0 | 49.1875 | 321.7103 | 1.2474e-08 | 3.023e-09% | 505.9086 | 412.5677 | 505.9086 | 412.5677
945.192 | 90.3035 | 2.4289 | 38.1754 | 0 | 16.0387 | 313.3367 | 1.2494e-08 | 3.377e-09% | 460.2832 | 369.9797 | 460.2832 | 369.9797
945.224 | 88.0924 | 2.3699 | 37.4426 | 0 | 4.1664 | 307.105 | 1.2515e-08 | 3.565e-09% | 439.1763 | 351.0839 | 439.1763 | 351.0839
945.256 | 87.1446 | 2.3439 | 37.1133 | 0 | 0.86117 | 304.2511 | 1.2536e-08 | 3.638e-09% | 431.714 | 344.5694 | 431.714 | 344.5694
945.288 | 88.08 | 2.3666 | 37.4036 | 0 | 0.14146 | 306.5333 | 1.2557e-08 | 3.625e-09% | 434.525 | 346.445 | 434.525 | 346.445
945.32 | 91.0979 | 2.4434 | 38.3868 | 0 | 0.018445 | 314.5355 | 1.2578e-08 | 3.539e-09% | 446.482 | 355.3841 | 446.482 | 355.3841
945.352 | 95.3431 | 2.5519 | 39.7809 | 0 | 0.0017612 | 325.9368 | 1.2599e-08 | 3.421e-09% | 463.6146 | 368.2715 | 463.6146 | 368.2715
945.384 | 99.3209 | 2.6539 | 41.0904 | 0 | 4.3021e-14 | 336.6683 | 1.262e-08 | 3.318e-09% | 479.7335 | 380.4126 | 479.7335 | 380.4126
945.416 | 101.958 | 2.7215 | 41.9597 | 0 | 6.8834e-13 | 343.8158 | 1.2642e-08 | 3.254e-09% | 490.455 | 388.497 | 490.455 | 388.497
945.448 | 103.0736 | 2.7503 | 42.3291 | 0 | 5.1625e-13 | 346.8888 | 1.2663e-08 | 3.231e-09% | 495.0419 | 391.9683 | 495.0419 | 391.9683
945.48 | 102.9457 | 2.7473 | 42.2883 | 0 | 4.3021e-13 | 346.6218 | 1.2684e-08 | 3.239e-09% | 494.603 | 391.6573 | 494.603 | 391.6573
945.512 | 101.6191 | 2.7135 | 41.8448 | 0 | 0 | 343.0714 | 1.2705e-08 | 3.278e-09% | 489.2488 | 387.6297 | 489.2488 | 387.6297
945.544 | 98.5582 | 2.6349 | 40.8064 | 0 | 6.8834e-13 | 334.6489 | 1.2726e-08 | 3.366e-09% | 476.6484 | 378.0901 | 476.6484 | 378.0901
945.576 | 92.9107 | 2.4891 | 38.869 | 0 | 0 | 318.849 | 1.2748e-08 | 3.539e-09% | 453.1179 | 360.2072 | 453.1179 | 360.2072
945.608 | 84.4126 | 2.2692 | 35.9308 | 0 | 0 | 294.8228 | 1.2769e-08 | 3.834e-09% | 417.4353 | 333.0228 | 417.4353 | 333.0228
945.64 | 74.4003 | 2.0095 | 32.4492 | 0 | 0 | 266.3163 | 1.279e-08 | 4.252e-09% | 375.1753 | 300.775 | 375.1753 | 300.775
945.672 | 65.7916 | 1.7859 | 29.443 | 0 | 5.1625e-13 | 241.6844 | 1.2812e-08 | 4.694e-09% | 338.7048 | 272.9133 | 338.7048 | 272.9133
945.704 | 61.4166 | 1.672 | 27.9102 | 0 | 0 | 229.116 | 1.2833e-08 | 4.961e-09% | 320.1148 | 258.6981 | 320.1148 | 258.6981
945.736 | 61.7689 | 1.6807 | 28.0313 | 0 | 4.9474e-13 | 230.0918 | 1.2855e-08 | 4.948e-09% | 321.5727 | 259.8038 | 321.5727 | 259.8038
945.768 | 64.3433 | 1.747 | 28.9264 | 0 | 0 | 237.3855 | 1.2876e-08 | 4.803e-09% | 332.4022 | 268.059 | 332.4022 | 268.059
945.8 | 65.6989 | 1.7811 | 29.3818 | 0 | 0.068181 | 241.029 | 1.2898e-08 | 4.737e-09% | 337.959 | 272.2601 | 337.959 | 272.2601
945.832 | 64.6891 | 1.7532 | 29.002 | 0 | 0.64609 | 237.7653 | 1.2919e-08 | 4.8e-09% | 333.8557 | 269.1666 | 333.8557 | 269.1666
945.864 | 63.5937 | 1.7229 | 28.6125 | 0 | 4.832 | 234.3546 | 1.2941e-08 | 4.801e-09% | 333.1157 | 269.522 | 333.1157 | 269.522
945.896 | 65.7766 | 1.7777 | 29.4103 | 0 | 28.5205 | 240.6161 | 1.2963e-08 | 4.316e-09% | 366.1011 | 300.3245 | 366.1011 | 300.3245
945.928 | 72.3918 | 1.9474 | 31.7811 | 0 | 132.856 | 259.7306 | 1.2984e-08 | 3.046e-09% | 498.7069 | 426.3151 | 498.7069 | 426.3151
945.96 | 81.5737 | 2.1834 | 35.0302 | 0 | 488.4293 | 286.0332 | 1.3006e-08 | 1.602e-09% | 893.2499 | 811.6761 | 893.2499 | 811.6761
945.992 | 90.3207 | 2.4075 | 38.0845 | 0 | 1417.1594 | 310.7661 | 1.3028e-08 | 7.367e-10% | 1858.7382 | 1768.4175 | 1858.7382 | 1768.4175
946.024 | 96.5436 | 2.5663 | 40.2282 | 0 | 3245.1285 | 328.0987 | 1.3049e-08 | 3.609e-10% | 3712.5653 | 3616.0217 | 3712.5653 | 3616.0217
946.056 | 99.5446 | 2.6422 | 41.2485 | 0 | 5864.6395 | 336.3115 | 1.3071e-08 | 2.093e-10% | 6344.3862 | 6244.8416 | 6344.3862 | 6244.8416
946.088 | 99.2869 | 2.6347 | 41.1472 | 0 | 8364.6346 | 335.4339 | 1.3093e-08 | 1.497e-10% | 8843.1373 | 8743.8504 | 8843.1373 | 8743.8504
946.12 | 95.6009 | 2.5394 | 39.8482 | 0 | 9415.6186 | 324.8481 | 1.3119e-08 | 1.341e-10% | 9878.4551 | 9782.8542 | 9878.4551 | 9782.8542
946.152 | 88.1375 | 2.3464 | 37.1909 | 0 | 8364.6346 | 303.2355 | 1.3137e-08 | 1.509e-10% | 8795.5449 | 8707.4075 | 8795.5449 | 8707.4075
946.184 | 77.2197 | 2.0638 | 33.2625 | 0 | 5864.6395 | 271.2923 | 1.3159e-08 | 2.132e-10% | 6248.4778 | 6171.2581 | 6248.4778 | 6171.2581
946.216 | 64.7552 | 1.741 | 28.7551 | 0 | 3245.1285 | 234.6545 | 1.3181e-08 | 3.755e-10% | 3575.0342 | 3510.279 | 3575.0342 | 3510.279
946.248 | 53.7872 | 1.4573 | 24.8042 | 0 | 1417.1594 | 202.5795 | 1.3203e-08 | 8.021e-10% | 1699.7877 | 1646.0005 | 1699.7877 | 1646.0005
946.28 | 46.5908 | 1.2723 | 22.2563 | 0 | 488.4293 | 181.9692 | 1.3225e-08 | 1.906e-09% | 740.5179 | 693.9271 | 740.5179 | 693.9271
946.312 | 43.4493 | 1.1929 | 21.1878 | 0 | 132.856 | 173.4521 | 1.3247e-08 | 4.03e-09% | 372.1381 | 328.6888 | 372.1381 | 328.6888
946.344 | 43.7553 | 1.2029 | 21.3288 | 0 | 28.5205 | 174.8503 | 1.3269e-08 | 5.874e-09% | 269.6577 | 225.9025 | 269.6577 | 225.9025
946.376 | 47.7295 | 1.3082 | 22.7415 | 0 | 4.832 | 186.7184 | 1.3291e-08 | 6.165e-09% | 263.3296 | 215.6 | 263.3296 | 215.6
946.408 | 56.033 | 1.5265 | 25.6891 | 0 | 0.64609 | 211.2364 | 1.3313e-08 | 5.568e-09% | 295.1311 | 239.0981 | 295.1311 | 239.0981
946.44 | 67.8442 | 1.8367 | 29.8995 | 0 | 0.068181 | 246.1616 | 1.3336e-08 | 4.798e-09% | 345.8101 | 277.966 | 345.8101 | 277.966
946.472 | 80.3695 | 2.1656 | 34.3653 | 0 | 2.5813e-13 | 283.1936 | 1.3358e-08 | 4.178e-09% | 400.0939 | 319.7245 | 400.0939 | 319.7245
946.504 | 90.5873 | 2.4339 | 37.9929 | 0 | 8.6042e-14 | 313.3108 | 1.338e-08 | 3.783e-09% | 444.3249 | 353.7376 | 444.3249 | 353.7376
946.536 | 97.0532 | 2.6039 | 40.2728 | 0 | 2.5813e-13 | 332.2922 | 1.3403e-08 | 3.572e-09% | 472.222 | 375.1688 | 472.222 | 375.1688
946.568 | 100.0343 | 2.6824 | 41.3227 | 0 | 0 | 341.075 | 1.3425e-08 | 3.486e-09% | 485.1144 | 385.0801 | 485.1144 | 385.0801
946.6 | 100.5242 | 2.6956 | 41.5151 | 0 | 0 | 342.7054 | 1.3447e-08 | 3.476e-09% | 487.4402 | 386.916 | 487.4402 | 386.916
946.632 | 99.415 | 2.6668 | 41.1729 | 0 | 5.5928e-13 | 339.8396 | 1.347e-08 | 3.511e-09% | 483.0942 | 383.6792 | 483.0942 | 383.6792
946.664 | 97.2524 | 2.6102 | 40.4856 | 0 | 4.087e-13 | 334.0504 | 1.3492e-08 | 3.577e-09% | 474.3986 | 377.1462 | 474.3986 | 377.1462
946.696 | 94.3745 | 2.5349 | 39.5637 | 0 | 8.6042e-13 | 326.2705 | 1.3515e-08 | 3.669e-09% | 462.7436 | 368.3691 | 462.7436 | 368.3691
946.728 | 91.2635 | 2.4532 | 38.5618 | 0 | 4.3021e-13 | 317.7926 | 1.3537e-08 | 3.773e-09% | 450.0711 | 358.8076 | 450.0711 | 358.8076
946.76 | 88.8383 | 2.3889 | 37.778 | 0 | 2.1511e-12 | 311.0853 | 1.356e-08 | 3.86e-09% | 440.0906 | 351.2522 | 440.0906 | 351.2522
946.792 | 88.2149 | 2.3706 | 37.5773 | 0 | 1.5488e-12 | 309.1581 | 1.3583e-08 | 3.891e-09% | 437.3209 | 349.106 | 437.3209 | 349.106
946.824 | 89.8696 | 2.4106 | 38.1182 | 0 | 8.6042e-13 | 313.3167 | 1.3605e-08 | 3.845e-09% | 443.715 | 353.8454 | 443.715 | 353.8454
946.856 | 93.005 | 2.4883 | 39.1445 | 0 | 1.054e-12 | 321.4531 | 1.3628e-08 | 3.753e-09% | 456.0909 | 363.0859 | 456.0909 | 363.0859
946.888 | 95.9558 | 2.5614 | 40.1164 | 0 | 0 | 329.1288 | 1.3651e-08 | 3.671e-09% | 467.7624 | 371.8065 | 467.7624 | 371.8065
946.92 | 97.3332 | 2.5941 | 40.5811 | 0 | 3.8181e-13 | 332.6277 | 1.3673e-08 | 3.638e-09% | 473.1361 | 375.8029 | 473.1361 | 375.8029
946.952 | 96.7366 | 2.5763 | 40.4041 | 0 | 1.8284e-13 | 330.8548 | 1.3696e-08 | 3.664e-09% | 470.5718 | 373.8352 | 470.5718 | 373.8352
946.984 | 94.4818 | 2.5163 | 39.6804 | 0 | 5.4852e-13 | 324.6108 | 1.3719e-08 | 3.74e-09% | 461.2893 | 366.8075 | 461.2893 | 366.8075
947.016 | 90.9301 | 2.4232 | 38.5175 | 0 | 5.5928e-13 | 314.804 | 1.3742e-08 | 3.863e-09% | 446.6747 | 355.7447 | 446.6747 | 355.7447
947.048 | 86.1974 | 2.3002 | 36.9404 | 0 | 2.8018e-12 | 301.6669 | 1.3765e-08 | 4.038e-09% | 427.1049 | 340.9075 | 427.1049 | 340.9075
947.08 | 80.4088 | 2.1503 | 34.9756 | 0 | 0 | 285.4343 | 1.3788e-08 | 4.274e-09% | 402.969 | 322.5602 | 402.969 | 322.5602
947.112 | 74.1949 | 1.9896 | 32.8214 | 0 | 3.1459e-13 | 267.7313 | 1.3811e-08 | 4.565e-09% | 376.7371 | 302.5422 | 376.7371 | 302.5422
947.144 | 68.9822 | 1.8543 | 30.9626 | 0 | 0.00014807 | 252.5111 | 1.3834e-08 | 4.848e-09% | 354.3104 | 285.3282 | 354.3104 | 285.3282
947.176 | 66.6187 | 1.7922 | 30.0606 | 0 | 0.0014031 | 245.1594 | 1.3857e-08 | 5.002e-09% | 343.6324 | 277.0136 | 343.6324 | 277.0136
947.208 | 68.2727 | 1.8339 | 30.5668 | 0 | 0.010494 | 249.3419 | 1.388e-08 | 4.926e-09% | 350.0257 | 281.7531 | 350.0257 | 281.7531
947.24 | 73.466 | 1.9673 | 32.3486 | 0 | 0.061939 | 263.961 | 1.3903e-08 | 4.66e-09% | 371.8049 | 298.3389 | 371.8049 | 298.3389
947.272 | 80.396 | 2.1461 | 34.769 | 0 | 0.28853 | 283.8059 | 1.3926e-08 | 4.338e-09% | 401.4055 | 321.0095 | 401.4055 | 321.0095
947.304 | 87.3048 | 2.3243 | 37.1756 | 0 | 1.0607 | 303.5452 | 1.3949e-08 | 4.054e-09% | 431.4107 | 344.1058 | 431.4107 | 344.1058
947.336 | 93.3242 | 2.4792 | 39.2374 | 0 | 3.0777 | 320.4696 | 1.3973e-08 | 3.825e-09% | 458.5881 | 365.2638 | 458.5881 | 365.2638
947.368 | 98.1631 | 2.6032 | 40.8591 | 0 | 7.0476 | 333.7979 | 1.3996e-08 | 3.642e-09% | 482.4708 | 384.3078 | 482.4708 | 384.3078
947.4 | 101.6097 | 2.6914 | 41.9948 | 0 | 12.7364 | 343.1561 | 1.4019e-08 | 3.5e-09% | 502.1885 | 400.5788 | 502.1885 | 400.5788
947.432 | 103.5643 | 2.7415 | 42.6333 | 0 | 18.1657 | 348.4536 | 1.4043e-08 | 3.408e-09% | 515.5586 | 411.9943 | 515.5586 | 411.9943
947.464 | 104.2185 | 2.7586 | 42.8473 | 0 | 20.4482 | 350.2884 | 1.4066e-08 | 3.378e-09% | 520.561 | 416.3425 | 520.561 | 416.3425
947.496 | 103.9279 | 2.7516 | 42.7547 | 0 | 18.1657 | 349.6238 | 1.4089e-08 | 3.409e-09% | 517.2238 | 413.2958 | 517.2238 | 413.2958
947.528 | 102.863 | 2.725 | 42.4078 | 0 | 12.7364 | 346.8844 | 1.4113e-08 | 3.487e-09% | 507.6167 | 404.7536 | 507.6167 | 404.7536
947.56 | 100.727 | 2.671 | 41.7029 | 0 | 7.0476 | 341.2122 | 1.4136e-08 | 3.6e-09% | 493.3606 | 392.6336 | 493.3606 | 392.6336
947.592 | 96.8219 | 2.5716 | 40.4016 | 0 | 3.0777 | 330.6473 | 1.416e-08 | 3.759e-09% | 473.5201 | 376.6982 | 473.5201 | 376.6982
947.624 | 90.6692 | 2.4146 | 38.3388 | 0 | 1.2205 | 313.8293 | 1.4184e-08 | 3.986e-09% | 446.4724 | 355.8032 | 446.4724 | 355.8032
947.656 | 82.9158 | 2.2164 | 35.7309 | 0 | 1.8021 | 292.5257 | 1.4207e-08 | 4.276e-09% | 415.1908 | 332.275 | 415.1908 | 332.275
947.688 | 75.599 | 2.0292 | 33.2713 | 0 | 11.3818 | 272.4153 | 1.4231e-08 | 4.46e-09% | 394.6965 | 319.0976 | 394.6965 | 319.0976
947.72 | 71.1041 | 1.9143 | 31.7778 | 0 | 66.8262 | 260.1965 | 1.4255e-08 | 3.952e-09% | 431.8189 | 360.7148 | 431.8189 | 360.7148
947.752 | 70.5736 | 1.9011 | 31.6413 | 0 | 311.259 | 259.076 | 1.4278e-08 | 2.364e-09% | 674.451 | 603.8774 | 674.451 | 603.8774
947.784 | 73.3384 | 1.9723 | 32.6246 | 0 | 1144.3747 | 267.1169 | 1.4302e-08 | 9.89e-10% | 1519.4269 | 1446.0885 | 1519.4269 | 1446.0885
947.816 | 77.8116 | 2.087 | 34.1718 | 0 | 3320.7043 | 279.7721 | 1.4326e-08 | 3.939e-10% | 3714.5469 | 3636.7353 | 3714.5469 | 3636.7353
947.848 | 82.6917 | 2.2118 | 35.8302 | 0 | 7605.3322 | 293.3396 | 1.435e-08 | 1.808e-10% | 8019.4054 | 7936.7137 | 8019.4054 | 7936.7137
947.88 | 87.385 | 2.3314 | 37.3986 | 0 | 13748.457 | 306.1759 | 1.4374e-08 | 1.02e-10% | 14181.7478 | 14094.3628 | 14181.7478 | 14094.3628
947.912 | 91.7475 | 2.4423 | 38.8353 | 0 | 19619.0787 | 317.9381 | 1.4397e-08 | 7.207e-11% | 20070.042 | 19978.2944 | 20070.042 | 19978.2944
947.944 | 95.7388 | 2.5436 | 40.135 | 0 | 22104.1403 | 328.5806 | 1.4421e-08 | 6.416e-11% | 22571.1383 | 22475.3995 | 22571.1383 | 22475.3995
947.976 | 99.2115 | 2.6316 | 41.2577 | 0 | 19670.2387 | 337.7689 | 1.4445e-08 | 7.204e-11% | 20151.1084 | 20051.8969 | 20151.1084 | 20051.8969
948.008 | 101.8572 | 2.6984 | 42.1102 | 0 | 13837.6416 | 344.7337 | 1.4469e-08 | 1.017e-10% | 14329.0411 | 14227.184 | 14329.0411 | 14227.184
948.04 | 103.3451 | 2.7356 | 42.5899 | 0 | 7710.6371 | 348.6268 | 1.4494e-08 | 1.788e-10% | 8207.9346 | 8104.5894 | 8207.9346 | 8104.5894
948.072 | 103.4798 | 2.7383 | 42.6315 | 0 | 3419.0564 | 348.9137 | 1.4518e-08 | 3.807e-10% | 3916.8198 | 3813.3399 | 3916.8198 | 3813.3399
948.104 | 102.0893 | 2.7019 | 42.1661 | 0 | 1219.5862 | 345.034 | 1.4542e-08 | 9.035e-10% | 1711.5775 | 1609.4881 | 1711.5775 | 1609.4881
948.136 | 98.7078 | 2.6144 | 41.01 | 0 | 358.5144 | 335.4982 | 1.4566e-08 | 1.975e-09% | 836.3447 | 737.6369 | 836.3447 | 737.6369
948.168 | 92.5637 | 2.4556 | 38.8624 | 0 | 91.0554 | 317.8598 | 1.459e-08 | 3.241e-09% | 542.7969 | 450.2332 | 542.7969 | 450.2332
948.2 | 83.3303 | 2.2168 | 35.5781 | 0 | 21.3836 | 290.9425 | 1.4614e-08 | 4.174e-09% | 433.4513 | 350.1209 | 433.4513 | 350.1209
948.232 | 72.2051 | 1.9287 | 31.5703 | 0 | 4.8699 | 258.1333 | 1.4639e-08 | 4.937e-09% | 368.7072 | 296.5022 | 368.7072 | 296.5022
948.264 | 61.8568 | 1.6606 | 27.8089 | 0 | 1.0536 | 227.3621 | 1.4663e-08 | 5.686e-09% | 319.7419 | 257.8852 | 319.7419 | 257.8852
948.296 | 54.5019 | 1.4698 | 25.1107 | 0 | 0.18934 | 205.3026 | 1.4688e-08 | 6.329e-09% | 286.5743 | 232.0724 | 286.5743 | 232.0724
948.328 | 49.958 | 1.3516 | 23.4 | 0 | 0.03181 | 191.3302 | 1.4712e-08 | 6.808e-09% | 266.0717 | 216.1137 | 266.0717 | 216.1137
948.36 | 46.3784 | 1.2578 | 21.9876 | 0 | 0.0041941 | 179.8036 | 1.4736e-08 | 7.257e-09% | 249.4316 | 203.0532 | 249.4316 | 203.0532
948.392 | 43.1346 | 1.1725 | 20.6829 | 0 | 0.00044253 | 169.1654 | 1.4761e-08 | 7.727e-09% | 234.1558 | 191.0212 | 234.1558 | 191.0212
948.424 | 42.1737 | 1.1474 | 20.2969 | 0 | 1.0325e-12 | 166.0515 | 1.4785e-08 | 7.886e-09% | 229.6695 | 187.4958 | 229.6695 | 187.4958
948.456 | 46.0925 | 1.2506 | 21.8367 | 0 | 3.4417e-13 | 178.7025 | 1.481e-08 | 7.339e-09% | 247.8823 | 201.7898 | 247.8823 | 201.7898
948.488 | 55.3951 | 1.4942 | 25.4183 | 0 | 0 | 208.0699 | 1.4835e-08 | 6.313e-09% | 290.3775 | 234.9824 | 290.3775 | 234.9824
948.52 | 67.9163 | 1.8204 | 30.1152 | 0 | 1.7208e-13 | 246.5773 | 1.4859e-08 | 5.335e-09% | 346.4292 | 278.5129 | 346.4292 | 278.5129
948.552 | 80.4014 | 2.1441 | 34.6662 | 0 | 0 | 283.9117 | 1.4884e-08 | 4.641e-09% | 401.1234 | 320.722 | 401.1234 | 320.722
948.584 | 90.3518 | 2.401 | 38.1941 | 0 | 0 | 312.896 | 1.4909e-08 | 4.218e-09% | 443.8428 | 353.4911 | 443.8428 | 353.4911
948.616 | 96.859 | 2.5686 | 40.4462 | 0 | 9.2496e-13 | 331.4624 | 1.4934e-08 | 3.988e-09% | 471.3362 | 374.4773 | 471.3362 | 374.4773
948.648 | 100.335 | 2.6584 | 41.6264 | 0 | 4.4097e-13 | 341.2738 | 1.4958e-08 | 3.88e-09% | 485.8935 | 385.5586 | 485.8935 | 385.5586
948.68 | 101.686 | 2.6939 | 42.08 | 0 | 0 | 345.1465 | 1.4983e-08 | 3.843e-09% | 491.6063 | 389.9203 | 491.6063 | 389.9203
948.712 | 101.6312 | 2.6935 | 42.0667 | 0 | 0 | 345.1917 | 1.5008e-08 | 3.849e-09% | 491.5831 | 389.9519 | 491.5831 | 389.9519
948.744 | 100.5515 | 2.667 | 41.7202 | 0 | 1.8015e-13 | 342.4882 | 1.5033e-08 | 3.886e-09% | 487.4269 | 386.8754 | 487.4269 | 386.8754
948.776 | 98.7359 | 2.6215 | 41.1359 | 0 | 0 | 337.8046 | 1.5058e-08 | 3.946e-09% | 480.2978 | 381.562 | 480.2978 | 381.562
948.808 | 96.6505 | 2.569 | 40.4635 | 0 | 0 | 332.3624 | 1.5083e-08 | 4.018e-09% | 472.0454 | 375.3949 | 472.0454 | 375.3949
948.84 | 94.9248 | 2.5252 | 39.9057 | 0 | 2.1343e-13 | 327.8237 | 1.5108e-08 | 4.08e-09% | 465.1795 | 370.2547 | 465.1795 | 370.2547
948.872 | 93.9816 | 2.5011 | 39.6001 | 0 | 0 | 325.3188 | 1.5133e-08 | 4.119e-09% | 461.4017 | 367.4201 | 461.4017 | 367.4201
948.904 | 93.7031 | 2.4936 | 39.5097 | 0 | 8.4295e-13 | 324.5478 | 1.5158e-08 | 4.135e-09% | 460.2542 | 366.5511 | 460.2542 | 366.5511
948.936 | 93.6915 | 2.4926 | 39.5059 | 0 | 0 | 324.4597 | 1.5183e-08 | 4.143e-09% | 460.1498 | 366.4583 | 460.1498 | 366.4583
948.968 | 93.945 | 2.4982 | 39.5879 | 0 | 8.0127e-13 | 325.0499 | 1.5209e-08 | 4.143e-09% | 461.0811 | 367.136 | 461.0811 | 367.136
949 | 95.0029 | 2.5241 | 39.9303 | 0 | 0 | 327.7536 | 1.5234e-08 | 4.115e-09% | 465.2109 | 370.208 | 465.2109 | 370.208
949.032 | 97.2338 | 2.5796 | 40.6529 | 0 | 5.9154e-13 | 333.5574 | 1.5259e-08 | 4.05e-09% | 474.0237 | 376.7899 | 474.0237 | 376.7899
949.064 | 100.193 | 2.6535 | 41.6124 | 0 | 6.2381e-13 | 341.2869 | 1.5285e-08 | 3.964e-09% | 485.7458 | 385.5528 | 485.7458 | 385.5528
949.096 | 102.8807 | 2.7204 | 42.4858 | 0 | 7.0985e-13 | 348.295 | 1.531e-08 | 3.891e-09% | 496.3819 | 393.5012 | 496.3819 | 393.5012
949.128 | 104.5128 | 2.7603 | 43.0202 | 0 | 0 | 352.5104 | 1.5335e-08 | 3.85e-09% | 502.8037 | 398.2909 | 502.8037 | 398.2909
949.16 | 104.9569 | 2.7701 | 43.1727 | 0 | 2.3662e-13 | 353.5913 | 1.5361e-08 | 3.845e-09% | 504.4911 | 399.5341 | 504.4911 | 399.5341
949.192 | 104.632 | 2.7604 | 43.0778 | 0 | 1.936e-13 | 352.6507 | 1.5386e-08 | 3.861e-09% | 503.1208 | 398.4888 | 503.1208 | 398.4888
949.224 | 104.1599 | 2.747 | 42.9342 | 0 | 3.0115e-13 | 351.3299 | 1.5412e-08 | 3.882e-09% | 501.1711 | 397.0112 | 501.1711 | 397.0112
949.256 | 103.9813 | 2.7414 | 42.8825 | 0 | 0 | 350.7916 | 1.5437e-08 | 3.894e-09% | 500.3968 | 396.4155 | 500.3968 | 396.4155
949.288 | 104.0972 | 2.7435 | 42.9228 | 0 | 0 | 351.0497 | 1.5463e-08 | 3.898e-09% | 500.8132 | 396.716 | 500.8132 | 396.716
949.32 | 104.1505 | 2.7445 | 42.9415 | 0 | 1.7208e-13 | 351.1814 | 1.5489e-08 | 3.903e-09% | 501.0178 | 396.8673 | 501.0178 | 396.8673
949.352 | 103.8126 | 2.7359 | 42.834 | 0 | 0 | 350.3322 | 1.5514e-08 | 3.919e-09% | 499.7147 | 395.9021 | 499.7147 | 395.9021
949.384 | 103.0638 | 2.7173 | 42.5927 | 0 | 3.4417e-13 | 348.4374 | 1.554e-08 | 3.947e-09% | 496.8113 | 393.7475 | 496.8113 | 393.7475
949.416 | 101.9906 | 2.6907 | 42.2401 | 0 | 0 | 345.671 | 1.5566e-08 | 3.985e-09% | 492.5924 | 390.6018 | 492.5924 | 390.6018
949.448 | 100.2542 | 2.6473 | 41.653 | 0 | 1.7208e-13 | 341.0108 | 1.5592e-08 | 4.047e-09% | 485.5651 | 385.311 | 485.5651 | 385.311
949.48 | 96.8411 | 2.5609 | 40.4749 | 0 | 0 | 331.5223 | 1.5618e-08 | 4.17e-09% | 471.3991 | 374.558 | 471.3991 | 374.558
949.512 | 90.5346 | 2.4 | 38.266 | 0 | 0 | 313.5847 | 1.5643e-08 | 4.416e-09% | 444.7853 | 354.2507 | 444.7853 | 354.2507
949.544 | 80.8695 | 2.152 | 34.8257 | 0 | 0 | 285.5381 | 1.5669e-08 | 4.858e-09% | 403.3853 | 322.5158 | 403.3853 | 322.5158
949.576 | 68.8384 | 1.8417 | 30.4563 | 0 | 0 | 249.8503 | 1.5695e-08 | 5.563e-09% | 350.9867 | 282.1483 | 350.9867 | 282.1483
949.608 | 56.8351 | 1.5305 | 25.9877 | 0 | 0 | 213.3249 | 1.5721e-08 | 6.528e-09% | 297.6781 | 240.843 | 297.6781 | 240.843
949.64 | 47.9738 | 1.2994 | 22.5813 | 0 | 4.1139e-13 | 185.5019 | 1.5747e-08 | 7.521e-09% | 257.3565 | 209.3826 | 257.3565 | 209.3826
949.672 | 45.1109 | 1.2239 | 21.3775 | 0 | 4.1399e-13 | 175.7594 | 1.5774e-08 | 7.952e-09% | 243.4717 | 198.3608 | 243.4717 | 198.3608
949.704 | 49.5761 | 1.34 | 22.9599 | 0 | 1.1757e-12 | 188.9073 | 1.58e-08 | 7.41e-09% | 262.7834 | 213.2073 | 262.7834 | 213.2073
949.736 | 60.0512 | 1.6136 | 26.86 | 0 | 8.7992e-13 | 221.0965 | 1.5826e-08 | 6.341e-09% | 309.6213 | 249.5701 | 309.6213 | 249.5701
949.768 | 72.843 | 1.9478 | 31.6539 | 0 | 4.3929e-13 | 260.6138 | 1.5852e-08 | 5.388e-09% | 367.0585 | 294.2155 | 367.0585 | 294.2155
949.8 | 83.825 | 2.2342 | 35.7549 | 0 | 1.775e-12 | 294.4012 | 1.5878e-08 | 4.777e-09% | 416.2153 | 332.3904 | 416.2153 | 332.3904
949.832 | 90.318 | 2.4032 | 38.1614 | 0 | 0 | 314.2154 | 1.5905e-08 | 4.483e-09% | 445.0979 | 354.7799 | 445.0979 | 354.7799
949.864 | 91.2993 | 2.4283 | 38.5056 | 0 | 4.1946e-13 | 317.0335 | 1.5931e-08 | 4.45e-09% | 449.2667 | 357.9674 | 449.2667 | 357.9674
949.896 | 86.4614 | 2.3013 | 36.6396 | 0 | 0 | 301.6465 | 1.5957e-08 | 4.685e-09% | 427.0489 | 340.5875 | 427.0489 | 340.5875
949.928 | 75.7733 | 2.0205 | 32.4475 | 0 | 0 | 267.109 | 1.5984e-08 | 5.3e-09% | 377.3503 | 301.577 | 377.3503 | 301.577
949.96 | 60.1596 | 1.6084 | 26.1531 | 0 | 0 | 215.2746 | 1.601e-08 | 6.588e-09% | 303.1957 | 243.0361 | 303.1957 | 243.0361
949.992 | 42.2218 | 1.1326 | 18.7 | 0 | 0 | 153.9151 | 1.6037e-08 | 9.23e-09% | 215.9694 | 173.7477 | 215.9694 | 173.7477
950 | 48.0213 | 1.2938 | 21.6661 | 2.746e-18 | 5.5285e-12 | 178.2582 | 1.6044e-08 | 7.973e-09% | 249.2394 | 201.2181 | 249.2394 | 201.2181
950.096 | 72.1238 | 1.9332 | 31.7766 | 6.5905e-19 | 0.029107 | 261.4624 | 1.6123e-08 | 5.462e-09% | 367.3251 | 295.2014 | 367.3251 | 295.2014
950.192 | 71.6446 | 1.9261 | 32.0024 | 4.3937e-19 | 2.2973 | 263.4576 | 1.6204e-08 | 5.407e-09% | 371.3279 | 299.6833 | 371.3279 | 299.6833
950.288 | 56.254 | 1.5282 | 26.3347 | 4.3937e-19 | 68.6786 | 217.1656 | 1.6284e-08 | 5.191e-09% | 369.9611 | 313.707 | 369.9611 | 313.707
950.384 | 49.8025 | 1.3614 | 23.7148 | 0 | 777.7308 | 196.3448 | 1.6365e-08 | 1.638e-09% | 1048.9543 | 999.1518 | 1048.9543 | 999.1518
950.48 | 66.8557 | 1.8098 | 29.8391 | 1.0984e-18 | 3336.0627 | 248.0321 | 1.6447e-08 | 4.549e-10% | 3682.5994 | 3615.7437 | 3682.5994 | 3615.7437
950.576 | 88.7263 | 2.382 | 37.6306 | 2.8559e-18 | 5420.4561 | 313.5034 | 1.6529e-08 | 2.863e-10% | 5862.6984 | 5773.9722 | 5862.6984 | 5773.9722
950.672 | 97.9031 | 2.622 | 40.8066 | 2.1968e-18 | 3336.064 | 340.4763 | 1.6611e-08 | 4.465e-10% | 3817.8719 | 3719.9689 | 3817.8719 | 3719.9689
950.768 | 98.2814 | 2.6323 | 40.9592 | 1.7575e-18 | 777.7705 | 341.9638 | 1.6693e-08 | 1.435e-09% | 1261.6071 | 1163.3258 | 1261.6071 | 1163.3258
950.864 | 98.1151 | 2.6257 | 40.915 | 1.5378e-18 | 69.1275 | 341.458 | 1.6776e-08 | 3.694e-09% | 552.2413 | 454.1262 | 552.2413 | 454.1262
950.96 | 100.2709 | 2.6766 | 41.6126 | 2.4714e-19 | 4.2228 | 346.9473 | 1.6859e-08 | 4.263e-09% | 495.7303 | 395.4593 | 495.7303 | 395.4593
951.056 | 101.7344 | 2.7099 | 42.0911 | 0 | 3.1578 | 350.6121 | 1.6943e-08 | 4.251e-09% | 500.3053 | 398.5709 | 500.3053 | 398.5709
951.152 | 102.0499 | 2.7146 | 42.2021 | 0 | 1.9294 | 351.3002 | 1.7027e-08 | 4.277e-09% | 500.1963 | 398.1464 | 500.1963 | 398.1464
951.248 | 101.3375 | 2.694 | 41.985 | 0 | 0.56473 | 349.3282 | 1.7112e-08 | 4.337e-09% | 495.9095 | 394.5719 | 495.9095 | 394.5719
951.344 | 100.1629 | 2.6618 | 41.6211 | 0 | 1.4085 | 346.1509 | 1.7197e-08 | 4.389e-09% | 492.0051 | 391.8422 | 492.0051 | 391.8422
951.44 | 99.8444 | 2.6509 | 41.5295 | 3.6503e-19 | 6.5205 | 345.2033 | 1.7282e-08 | 4.365e-09% | 495.7485 | 395.9041 | 495.7485 | 395.9041
951.536 | 97.6252 | 2.5915 | 40.8348 | 1.0302e-19 | 13.3702 | 339.1834 | 1.7368e-08 | 4.386e-09% | 493.6051 | 395.9799 | 493.6051 | 395.9799
951.632 | 94.9337 | 2.5199 | 39.9851 | 2.123e-18 | 12.7423 | 331.8436 | 1.7454e-08 | 4.509e-09% | 482.0245 | 387.0909 | 482.0245 | 387.0909
951.728 | 93.2126 | 2.4728 | 39.385 | 1.2056e-18 | 5.7984 | 326.6616 | 1.7541e-08 | 4.686e-09% | 467.5304 | 374.3178 | 467.5304 | 374.3178
951.824 | 84.6814 | 2.2535 | 36.4275 | 1.241e-18 | 5.0933 | 302.1527 | 1.7628e-08 | 5.096e-09% | 430.6084 | 345.927 | 430.6084 | 345.927
951.92 | 70.6455 | 1.897 | 31.67 | 8.5448e-19 | 117.8285 | 262.9565 | 1.7715e-08 | 4.275e-09% | 484.9975 | 414.3519 | 484.9975 | 414.3519
952.016 | 69.7561 | 1.8769 | 31.4339 | 1.4777e-18 | 1333.2328 | 261.389 | 1.7803e-08 | 1.094e-09% | 1697.6888 | 1627.9327 | 1697.6888 | 1627.9327
952.112 | 76.5944 | 2.0526 | 33.7867 | 0 | 5718.865 | 281.2296 | 1.7891e-08 | 2.964e-10% | 6112.5283 | 6035.9339 | 6112.5283 | 6035.9339
952.208 | 78.5131 | 2.1012 | 34.4483 | 2.4294e-19 | 9292.0485 | 286.8315 | 1.7979e-08 | 1.87e-10% | 9693.9426 | 9615.4296 | 9693.9426 | 9615.4296
952.304 | 80.5251 | 2.1491 | 35.0417 | 1.2072e-19 | 5718.865 | 291.6547 | 1.8069e-08 | 2.988e-10% | 6128.2355 | 6047.7104 | 6128.2355 | 6047.7104
952.4 | 73.0769 | 1.9507 | 32.1352 | 1.7823e-18 | 1333.2296 | 267.216 | 1.8158e-08 | 1.111e-09% | 1707.6084 | 1634.5316 | 1707.6084 | 1634.5316
952.496 | 64.3175 | 1.7197 | 28.8461 | 8.5723e-19 | 117.7326 | 239.5812 | 1.8248e-08 | 4.705e-09% | 452.1971 | 387.8796 | 452.1971 | 387.8796
952.592 | 75.5945 | 2.0084 | 32.9741 | 2.7689e-18 | 3.9381 | 273.7531 | 1.8338e-08 | 5.865e-09% | 388.2682 | 312.6737 | 388.2682 | 312.6737
952.688 | 86.3288 | 2.2875 | 36.9905 | 0 | 0.049897 | 307.3971 | 1.8429e-08 | 5.315e-09% | 433.0538 | 346.725 | 433.0538 | 346.725
952.784 | 86.8729 | 2.3076 | 37.2727 | 2.3986e-18 | 5.7589e-12 | 310.5344 | 1.852e-08 | 5.29e-09% | 436.9875 | 350.1147 | 436.9875 | 350.1147
952.88 | 88.7526 | 2.3617 | 37.8895 | 2.613e-18 | 3.0522e-12 | 316.7421 | 1.8612e-08 | 5.214e-09% | 445.746 | 356.9933 | 445.746 | 356.9933
952.976 | 84.7808 | 2.2664 | 36.5762 | 1.132e-18 | 4.06e-12 | 306.6764 | 1.8704e-08 | 5.413e-09% | 430.2998 | 345.519 | 430.2998 | 345.519
953.072 | 77.1223 | 2.0752 | 34.0327 | 0 | 8.2352e-12 | 286.0144 | 1.8797e-08 | 5.835e-09% | 399.2445 | 322.1222 | 399.2445 | 322.1222
953.168 | 79.7294 | 2.1425 | 34.8826 | 0 | 1.6701e-12 | 293.4984 | 1.889e-08 | 5.715e-09% | 410.2529 | 330.5235 | 410.2529 | 330.5235
953.264 | 90.4013 | 2.413 | 38.4004 | 0 | 8.5231e-12 | 323.1199 | 1.8983e-08 | 5.216e-09% | 454.3347 | 363.9333 | 454.3347 | 363.9333
953.36 | 96.4343 | 2.5648 | 40.3986 | 0 | 5.5285e-12 | 339.8565 | 1.9077e-08 | 4.983e-09% | 479.2542 | 382.8199 | 479.2542 | 382.8199
953.456 | 97.1764 | 2.5829 | 40.653 | 0 | 9.2142e-13 | 342.0635 | 1.9171e-08 | 4.976e-09% | 482.4758 | 385.2994 | 482.4758 | 385.2994
953.552 | 97.9497 | 2.6032 | 40.8914 | 0 | 1.3821e-12 | 344.3943 | 1.9266e-08 | 4.967e-09% | 485.8386 | 387.8889 | 485.8386 | 387.8889
953.648 | 96.4997 | 2.568 | 40.3731 | 0 | 8.9838e-12 | 340.525 | 1.9361e-08 | 5.049e-09% | 479.9658 | 383.4661 | 479.9658 | 383.4661
953.744 | 87.8743 | 2.3498 | 37.4465 | 0 | 7.6593e-12 | 316.3636 | 1.9456e-08 | 5.463e-09% | 444.0342 | 356.1599 | 444.0342 | 356.1599
953.84 | 79.7889 | 2.1454 | 34.7241 | 0 | 2.7643e-12 | 293.8752 | 1.9553e-08 | 5.912e-09% | 410.5335 | 330.7446 | 410.5335 | 330.7446
953.936 | 85.6237 | 2.2968 | 36.7085 | 0 | 0 | 311.0758 | 1.9649e-08 | 5.613e-09% | 435.7048 | 350.0811 | 435.7048 | 350.0811
954.032 | 93.1711 | 2.4915 | 39.265 | 3.3257e-19 | 0 | 333.0388 | 1.9746e-08 | 5.268e-09% | 467.9664 | 374.7953 | 467.9664 | 374.7953
954.128 | 93.5807 | 2.5049 | 39.4149 | 9.612e-19 | 0 | 334.8521 | 1.9843e-08 | 5.267e-09% | 470.3525 | 376.7719 | 470.3525 | 376.7719
954.224 | 91.2203 | 2.452 | 38.6074 | 5.2366e-19 | 0 | 329.2383 | 1.9941e-08 | 5.385e-09% | 461.518 | 370.2977 | 461.518 | 370.2977
954.32 | 88.019 | 2.3868 | 37.4974 | 0 | 0 | 322.3359 | 2.004e-08 | 5.532e-09% | 450.239 | 362.2201 | 450.239 | 362.2201
954.416 | 88.2474 | 2.4187 | 37.4556 | 1.1226e-18 | 0 | 325.9057 | 2.0138e-08 | 5.506e-09% | 454.0274 | 365.7801 | 454.0274 | 365.7801
954.512 | 82.501 | 2.2934 | 35.3304 | 1.8865e-18 | 0 | 311.549 | 2.0238e-08 | 5.796e-09% | 431.6738 | 349.1729 | 431.6738 | 349.1729
954.608 | 65.7474 | 1.87 | 29.4059 | 9.7049e-19 | 0 | 263.2123 | 2.0337e-08 | 6.906e-09% | 360.2356 | 294.4882 | 360.2356 | 294.4882
954.704 | 57.9975 | 1.6861 | 26.5614 | 0 | 4.33e-06 | 241.8722 | 2.0438e-08 | 7.566e-09% | 328.1173 | 270.1198 | 328.1173 | 270.1198
954.8 | 69.0131 | 2.0097 | 30.3818 | 0 | 0.00034175 | 279.4818 | 2.0538e-08 | 6.585e-09% | 380.8867 | 311.8736 | 380.8867 | 311.8736
954.896 | 81.1179 | 2.3484 | 34.6302 | 0 | 0.010217 | 318.8556 | 2.064e-08 | 5.8e-09% | 436.9623 | 355.8443 | 436.9623 | 355.8443
954.992 | 86.9384 | 2.4961 | 36.6492 | 2.3091e-18 | 0.12982 | 335.661 | 2.0741e-08 | 5.532e-09% | 461.8746 | 374.9362 | 461.8746 | 374.9362
955.088 | 89.0448 | 2.5285 | 37.4339 | 1.7689e-18 | 1.6153 | 339.3547 | 2.0843e-08 | 5.472e-09% | 469.9771 | 380.9324 | 469.9771 | 380.9324
955.184 | 90.6231 | 2.5387 | 38.0625 | 1.8948e-18 | 34.4903 | 340.5332 | 2.0946e-08 | 5.04e-09% | 506.2478 | 415.6247 | 506.2478 | 415.6247
955.28 | 93.0076 | 2.5686 | 38.9471 | 1.4005e-18 | 388.827 | 343.7794 | 2.1049e-08 | 2.719e-09% | 867.1297 | 774.1221 | 867.1297 | 774.1221
955.376 | 94.1551 | 2.5703 | 39.3939 | 1.4279e-18 | 1743.8427 | 343.7942 | 2.1153e-08 | 9.933e-10% | 2223.7562 | 2129.6011 | 2223.7562 | 2129.6011
955.472 | 87.2467 | 2.371 | 37.1467 | 0 | 3167.8775 | 321.5444 | 2.1257e-08 | 6.024e-10% | 3616.1862 | 3528.9395 | 3616.1862 | 3528.9395
955.568 | 73.929 | 2.013 | 32.7616 | 0 | 2494.038 | 281.7879 | 2.1361e-08 | 7.6e-10% | 2884.5294 | 2810.6004 | 2884.5294 | 2810.6004
955.664 | 70.9167 | 1.9247 | 31.8226 | 1.3181e-18 | 917.9274 | 272.1928 | 2.1466e-08 | 1.754e-09% | 1294.7842 | 1223.8675 | 1294.7842 | 1223.8675
955.76 | 78.1921 | 2.1043 | 34.342 | 0 | 161.1953 | 292.6168 | 2.1572e-08 | 4.4e-09% | 568.4506 | 490.2585 | 568.4506 | 490.2585
955.856 | 78.6353 | 2.1109 | 34.5486 | 0 | 13.3444 | 293.615 | 2.1678e-08 | 6.309e-09% | 422.2543 | 343.619 | 422.2543 | 343.619
955.952 | 74.6776 | 2.0057 | 33.2474 | 0 | 0.62483 | 281.9327 | 2.1784e-08 | 6.854e-09% | 392.4881 | 317.8105 | 392.4881 | 317.8105
956.048 | 79.4703 | 2.124 | 34.8726 | 1.3181e-18 | 0.024976 | 295.2168 | 2.1891e-08 | 6.589e-09% | 411.7087 | 332.2384 | 411.7087 | 332.2384
956.144 | 90.5058 | 2.4014 | 38.5301 | 0 | 0.00066679 | 325.8954 | 2.1999e-08 | 5.997e-09% | 457.3334 | 366.8276 | 457.3334 | 366.8276
956.24 | 99.3901 | 2.6248 | 41.4224 | 2.6087e-18 | 8.3593e-06 | 350.2581 | 2.2107e-08 | 5.607e-09% | 493.6954 | 394.3053 | 493.6954 | 394.3053
956.336 | 101.3295 | 2.673 | 42.0411 | 0 | 1.1057e-11 | 355.4405 | 2.2215e-08 | 5.552e-09% | 501.484 | 400.1545 | 501.484 | 400.1545
956.432 | 94.3541 | 2.4958 | 39.765 | 8.1189e-19 | 0 | 336.0883 | 2.2325e-08 | 5.901e-09% | 472.7032 | 378.349 | 472.7032 | 378.349
956.528 | 83.3823 | 2.2178 | 36.202 | 9.8712e-19 | 0.041583 | 305.8197 | 2.2434e-08 | 6.516e-09% | 427.6633 | 344.2811 | 427.6633 | 344.2811
956.624 | 78.4205 | 2.0924 | 34.6145 | 1.0148e-18 | 3.282 | 292.3266 | 2.2544e-08 | 6.784e-09% | 410.7359 | 332.3154 | 410.7359 | 332.3154
956.72 | 77.0308 | 2.0578 | 34.1357 | 6.3778e-19 | 98.1176 | 288.4298 | 2.2655e-08 | 5.359e-09% | 499.7717 | 422.7408 | 499.7717 | 422.7408
956.816 | 72.7574 | 1.9507 | 32.5662 | 5.3129e-19 | 1111.1043 | 275.6579 | 2.2766e-08 | 1.602e-09% | 1494.0365 | 1421.2792 | 1494.0365 | 1421.2792
956.912 | 72.0321 | 1.9368 | 32.1637 | 2.5178e-18 | 4766.0624 | 273.2454 | 2.2877e-08 | 4.509e-10% | 5145.4406 | 5073.4084 | 5145.4406 | 5073.4084
957.008 | 81.9675 | 2.1996 | 35.5121 | 0 | 7743.9289 | 303.0339 | 2.2988e-08 | 2.843e-10% | 8166.642 | 8084.6745 | 8166.642 | 8084.6745
957.104 | 88.4915 | 2.3776 | 37.7859 | 3.8163e-19 | 4766.0624 | 323.832 | 2.3102e-08 | 4.503e-10% | 5218.5496 | 5130.058 | 5218.5496 | 5130.058
957.2 | 88.3705 | 2.3846 | 37.7608 | 1.8493e-19 | 1111.1043 | 324.9916 | 2.3216e-08 | 1.573e-09% | 1564.6119 | 1476.2414 | 1564.6119 | 1476.2414
957.296 | 86.601 | 2.3453 | 37.1425 | 1.8807e-18 | 98.1176 | 320.6177 | 2.3329e-08 | 5.091e-09% | 544.8241 | 458.2231 | 544.8241 | 458.2231
957.392 | 86.8083 | 2.3519 | 37.1757 | 2.9816e-18 | 3.282 | 321.17 | 2.3444e-08 | 6.441e-09% | 450.7879 | 363.9796 | 450.7879 | 363.9796
957.488 | 93.5859 | 2.5231 | 39.3887 | 8.9557e-19 | 0.041583 | 339.8645 | 2.3558e-08 | 6.17e-09% | 475.4038 | 381.8179 | 475.4038 | 381.8179
957.584 | 99.9276 | 2.6791 | 41.4851 | 0 | 0 | 356.9749 | 2.3674e-08 | 5.902e-09% | 501.0666 | 401.139 | 501.0666 | 401.139
957.68 | 102.2178 | 2.728 | 42.269 | 1.6819e-19 | 1.3821e-12 | 362.3608 | 2.379e-08 | 5.84e-09% | 509.5755 | 407.3577 | 509.5755 | 407.3577
957.776 | 101.9765 | 2.7111 | 42.2377 | 0 | 1.1518e-11 | 360.6253 | 2.3906e-08 | 5.894e-09% | 507.5505 | 405.574 | 507.5505 | 405.574
957.872 | 99.848 | 2.6473 | 41.5999 | 0 | 1.6355e-11 | 353.8477 | 2.4023e-08 | 6.035e-09% | 497.9429 | 398.0949 | 497.9429 | 398.0949
957.968 | 98.5663 | 2.6068 | 41.2235 | 0 | 1.2439e-11 | 349.5288 | 2.4141e-08 | 6.137e-09% | 491.9254 | 393.3591 | 491.9254 | 393.3591
958.064 | 97.5971 | 2.5757 | 40.9075 | 0 | 3.916e-12 | 345.9899 | 2.4259e-08 | 6.229e-09% | 487.0703 | 389.4732 | 487.0703 | 389.4732
958.16 | 88.2439 | 2.3346 | 37.7902 | 0 | 3.916e-12 | 319.0446 | 2.4377e-08 | 6.787e-09% | 447.4132 | 359.1693 | 447.4132 | 359.1693
958.256 | 73.3741 | 1.9563 | 32.8329 | 4.8056e-20 | 0 | 276.8396 | 2.4497e-08 | 7.861e-09% | 385.003 | 311.6289 | 385.003 | 311.6289
958.352 | 70.1021 | 1.8731 | 31.7758 | 2.5143e-18 | 1.1518e-12 | 267.7892 | 2.4616e-08 | 8.166e-09% | 371.5403 | 301.4382 | 371.5403 | 301.4382
958.448 | 81.7895 | 2.1686 | 35.7132 | 0 | 3.225e-12 | 301.0481 | 2.4737e-08 | 7.298e-09% | 420.7194 | 338.9299 | 420.7194 | 338.9299
958.544 | 95.6089 | 2.5177 | 40.2941 | 4.9772e-19 | 0 | 339.8688 | 2.4858e-08 | 6.496e-09% | 478.2896 | 382.6806 | 478.2896 | 382.6806
958.64 | 101.5636 | 2.6691 | 42.2471 | 1.6305e-19 | 0 | 356.6304 | 2.4979e-08 | 6.221e-09% | 503.1103 | 401.5466 | 503.1103 | 401.5466
958.736 | 100.9138 | 2.655 | 42.0437 | 2.0046e-18 | 0 | 355.2544 | 2.5101e-08 | 6.276e-09% | 500.8668 | 399.953 | 500.8668 | 399.953
958.832 | 97.9865 | 2.5836 | 41.1045 | 0 | 2.3035e-13 | 347.6443 | 2.5224e-08 | 6.446e-09% | 489.3189 | 391.3324 | 489.3189 | 391.3324
958.928 | 94.7216 | 2.5028 | 40.0399 | 0 | 0 | 338.8676 | 2.5347e-08 | 6.646e-09% | 476.1319 | 381.4103 | 476.1319 | 381.4103
959.024 | 87.7606 | 2.3274 | 37.732 | 1.0572e-18 | 3.6857e-12 | 319.4207 | 2.547e-08 | 7.085e-09% | 447.2407 | 359.4801 | 447.2407 | 359.4801
959.12 | 77.8335 | 2.0764 | 34.4444 | 1.5309e-18 | 0 | 291.556 | 2.5595e-08 | 7.801e-09% | 405.9104 | 328.0768 | 405.9104 | 328.0768
959.216 | 74.0609 | 1.9806 | 33.2227 | 9.7484e-19 | 3.6857e-12 | 281.1004 | 2.572e-08 | 8.131e-09% | 390.3647 | 316.3038 | 390.3647 | 316.3038
959.312 | 75.2591 | 2.0103 | 33.6499 | 1.4142e-18 | 2.6491e-12 | 284.5916 | 2.5845e-08 | 8.07e-09% | 395.5109 | 320.2519 | 395.5109 | 320.2519
959.408 | 75.0557 | 2.0044 | 33.5627 | 2.6293e-18 | 2.4475e-12 | 283.8227 | 2.5971e-08 | 8.131e-09% | 394.4454 | 319.3898 | 394.4454 | 319.3898
959.504 | 78.2385 | 2.0847 | 34.5709 | 5.4921e-19 | 8.3216e-12 | 292.4906 | 2.6098e-08 | 7.929e-09% | 407.3847 | 329.1462 | 407.3847 | 329.1462
959.6 | 85.6916 | 2.2748 | 37.0395 | 2.0321e-18 | 6.4499e-12 | 313.699 | 2.6225e-08 | 7.429e-09% | 438.7049 | 353.0133 | 438.7049 | 353.0133
959.696 | 89.4192 | 2.373 | 38.2988 | 0 | 0 | 324.8995 | 2.6353e-08 | 7.209e-09% | 454.9904 | 365.5712 | 454.9904 | 365.5712
959.792 | 92.9428 | 2.4672 | 39.4541 | 0 | 0 | 335.4707 | 2.6481e-08 | 7.017e-09% | 470.3348 | 377.3919 | 470.3348 | 377.3919
959.888 | 94.8741 | 2.5219 | 40.0759 | 0 | 2.1467e-06 | 341.6122 | 2.661e-08 | 6.926e-09% | 479.084 | 384.21 | 479.084 | 384.21
959.984 | 92.312 | 2.4627 | 39.2325 | 7.4143e-19 | 0.00017161 | 335.2725 | 2.674e-08 | 7.093e-09% | 469.2799 | 376.9679 | 469.2799 | 376.9679
960.08 | 88.4663 | 2.3706 | 37.9581 | 2.746e-20 | 0.0052376 | 325.2601 | 2.687e-08 | 7.35e-09% | 454.0604 | 365.5941 | 454.0604 | 365.5941
960.176 | 88.351 | 2.3733 | 37.884 | 9.7088e-19 | 0.062511 | 325.5913 | 2.7001e-08 | 7.379e-09% | 454.2622 | 365.9111 | 454.2622 | 365.9111
960.272 | 93.3405 | 2.506 | 39.4777 | 2.0908e-18 | 0.30437 | 340.2224 | 2.7132e-08 | 7.093e-09% | 475.851 | 382.5105 | 475.851 | 382.5105
960.368 | 97.7955 | 2.6247 | 40.9058 | 7.8911e-19 | 0.64994 | 353.3494 | 2.7264e-08 | 6.858e-09% | 495.3253 | 397.5298 | 495.3253 | 397.5298
960.464 | 99.9566 | 2.6847 | 41.5818 | 5.3159e-19 | 0.65251 | 359.9753 | 2.7397e-08 | 6.766e-09% | 504.8509 | 404.8943 | 504.8509 | 404.8943
960.56 | 97.6821 | 2.6296 | 40.799 | 4.1417e-18 | 0.31633 | 353.8737 | 2.753e-08 | 6.924e-09% | 495.3008 | 397.6186 | 495.3008 | 397.6186
960.656 | 87.4497 | 2.3668 | 37.3699 | 5.2642e-18 | 0.75869 | 324.5065 | 2.7664e-08 | 7.579e-09% | 452.4516 | 365.0019 | 452.4516 | 365.0019
960.752 | 77.2327 | 2.1019 | 33.975 | 3.2145e-18 | 20.7921 | 295.024 | 2.7799e-08 | 7.9e-09% | 429.1257 | 351.893 | 429.1257 | 351.893
960.848 | 81.183 | 2.2008 | 35.3636 | 1.7962e-18 | 235.3947 | 306.6674 | 2.7934e-08 | 4.819e-09% | 660.8095 | 579.6265 | 660.8095 | 579.6265
960.944 | 90.5361 | 2.4355 | 38.5395 | 2.1219e-18 | 1009.7206 | 333.3629 | 2.807e-08 | 2.028e-09% | 1474.5946 | 1384.0585 | 1474.5946 | 1384.0585
961.04 | 93.8957 | 2.5121 | 39.7055 | 2.3101e-18 | 1640.6005 | 342.1568 | 2.8206e-08 | 1.393e-09% | 2118.8706 | 2024.9749 | 2118.8706 | 2024.9749
961.136 | 93.2218 | 2.4832 | 39.5363 | 1.3593e-18 | 1009.7206 | 339.1436 | 2.8343e-08 | 2.038e-09% | 1484.1055 | 1390.8837 | 1484.1055 | 1390.8837
961.232 | 92.5459 | 2.4541 | 39.361 | 0 | 235.3945 | 336.0622 | 2.8481e-08 | 4.644e-09% | 705.8178 | 613.2718 | 705.8178 | 613.2718
961.328 | 96.6136 | 2.5458 | 40.7147 | 0 | 20.7868 | 346.2312 | 2.8619e-08 | 6.976e-09% | 506.8921 | 410.2785 | 506.8921 | 410.2785
961.424 | 102.1057 | 2.6761 | 42.5145 | 0 | 0.69531 | 360.5787 | 2.8758e-08 | 7.075e-09% | 508.5703 | 406.4646 | 508.5703 | 406.4646
961.52 | 103.4462 | 2.7054 | 42.9611 | 9.7484e-19 | 0.0088097 | 363.9085 | 2.8898e-08 | 7.055e-09% | 513.03 | 409.5838 | 513.03 | 409.5838
961.616 | 99.1486 | 2.597 | 41.5729 | 1.4829e-18 | 0 | 352.1745 | 2.9038e-08 | 7.326e-09% | 495.493 | 396.3443 | 495.493 | 396.3443
961.712 | 91.1298 | 2.3984 | 38.9512 | 3.1442e-18 | 7.3713e-12 | 330.4032 | 2.9179e-08 | 7.849e-09% | 462.8825 | 371.7528 | 462.8825 | 371.7528
961.808 | 88.6887 | 2.3425 | 38.1174 | 2.7735e-18 | 0.0095415 | 324.2182 | 2.9321e-08 | 8.04e-09% | 453.3763 | 364.6876 | 453.3763 | 364.6876
961.904 | 94.7403 | 2.5024 | 40.0572 | 1.3318e-18 | 0.75664 | 342.0071 | 2.9463e-08 | 7.646e-09% | 480.0636 | 385.3234 | 480.0636 | 385.3234
962 | 96.316 | 2.5515 | 40.5486 | 1.1224e-18 | 22.796 | 347.6774 | 2.9606e-08 | 7.159e-09% | 509.8896 | 413.5736 | 509.8896 | 413.5736
962.096 | 92.6822 | 2.4696 | 39.3382 | 1.0778e-18 | 263.395 | 338.8696 | 2.9749e-08 | 4.619e-09% | 736.7547 | 644.0725 | 736.7547 | 644.0725
962.192 | 90.158 | 2.4144 | 38.4757 | 1.4348e-18 | 1189.2567 | 332.8764 | 2.9894e-08 | 1.913e-09% | 1653.1811 | 1563.0232 | 1653.1811 | 1563.0232
962.288 | 83.6664 | 2.2554 | 36.298 | 2.3067e-18 | 2187.2296 | 315.1996 | 3.0039e-08 | 1.182e-09% | 2624.6491 | 2540.9827 | 2624.6491 | 2540.9827
962.384 | 78.9105 | 2.1394 | 34.6995 | 1.1533e-18 | 1760.3395 | 302.3184 | 3.0184e-08 | 1.438e-09% | 2178.4072 | 2099.4967 | 2178.4072 | 2099.4967
962.48 | 82.1884 | 2.2282 | 35.791 | 0 | 665.3027 | 312.5858 | 3.033e-08 | 2.986e-09% | 1098.096 | 1015.9076 | 1098.096 | 1015.9076
962.576 | 86.6233 | 2.3449 | 37.2672 | 0 | 118.179 | 325.9595 | 3.0477e-08 | 6.3e-09% | 570.3738 | 483.7505 | 570.3738 | 483.7505
962.672 | 89.1865 | 2.4109 | 38.1 | 2.3685e-18 | 9.2009 | 333.4287 | 3.0625e-08 | 7.993e-09% | 472.3271 | 383.1406 | 472.3271 | 383.1406
962.768 | 86.7694 | 2.346 | 37.2855 | 1.0332e-18 | 0.29212 | 326.0993 | 3.0773e-08 | 8.407e-09% | 452.7924 | 366.023 | 452.7924 | 366.023
962.864 | 84.1359 | 2.2725 | 36.4158 | 9.6111e-20 | 0.0035803 | 317.8393 | 3.0922e-08 | 8.673e-09% | 440.6671 | 356.5311 | 440.6671 | 356.5311
962.96 | 89.665 | 2.4062 | 38.2736 | 1.4073e-18 | 0 | 333.0101 | 3.1072e-08 | 8.315e-09% | 463.3548 | 373.6898 | 463.3548 | 373.6898
963.056 | 95.5988 | 2.5489 | 40.2776 | 6.9337e-19 | 0 | 349.25 | 3.1222e-08 | 7.963e-09% | 487.6753 | 392.0765 | 487.6753 | 392.0765
963.152 | 98.0693 | 2.6034 | 41.1196 | 0 | 0 | 355.4868 | 3.1373e-08 | 7.859e-09% | 497.279 | 399.2097 | 497.279 | 399.2097
963.248 | 100.5495 | 2.6609 | 41.9359 | 9.3365e-19 | 0 | 361.9256 | 3.1525e-08 | 7.755e-09% | 507.0719 | 406.5224 | 507.0719 | 406.5224
963.344 | 102.7708 | 2.7159 | 42.6554 | 0 | 0 | 368.0622 | 3.1677e-08 | 7.662e-09% | 516.2043 | 413.4335 | 516.2043 | 413.4335
963.44 | 103.6447 | 2.7412 | 42.9272 | 0 | 0 | 370.967 | 3.183e-08 | 7.64e-09% | 520.2801 | 416.6354 | 520.2801 | 416.6354
963.536 | 103.127 | 2.7359 | 42.7318 | 0 | 9.2142e-13 | 370.549 | 3.1984e-08 | 7.688e-09% | 519.1438 | 416.0168 | 519.1438 | 416.0168
963.632 | 101.3102 | 2.7 | 42.1068 | 0 | 0 | 366.7819 | 3.2139e-08 | 7.808e-09% | 512.8989 | 411.5888 | 512.8989 | 411.5888
963.728 | 96.8085 | 2.594 | 40.6171 | 1.6476e-19 | 0 | 355.2166 | 3.2294e-08 | 8.105e-09% | 495.2362 | 398.4277 | 495.2362 | 398.4277
963.824 | 87.9661 | 2.3725 | 37.7042 | 4.6683e-19 | 0 | 330.5926 | 3.245e-08 | 8.754e-09% | 458.6355 | 370.6693 | 458.6355 | 370.6693
963.92 | 77.8624 | 2.1135 | 34.3129 | 8.6766e-19 | 0 | 301.1796 | 3.2607e-08 | 9.658e-09% | 415.4685 | 337.606 | 415.4685 | 337.606
964.016 | 76.2674 | 2.0688 | 33.7205 | 2.8536e-18 | 5.5285e-12 | 295.7492 | 3.2764e-08 | 9.883e-09% | 407.8059 | 331.5385 | 407.8059 | 331.5385
964.112 | 86.7079 | 2.3309 | 37.2188 | 2.7506e-18 | 4.6071e-13 | 325.6375 | 3.2923e-08 | 9.015e-09% | 451.8951 | 365.1872 | 451.8951 | 365.1872
964.208 | 93.1425 | 2.4885 | 39.4406 | 5.2967e-18 | 6.9682e-12 | 343.9781 | 3.3081e-08 | 8.572e-09% | 479.0496 | 385.9071 | 479.0496 | 385.9071
964.304 | 92.9852 | 2.4754 | 39.4517 | 3.4634e-18 | 1.814e-11 | 342.8347 | 3.3241e-08 | 8.639e-09% | 477.7469 | 384.7618 | 477.7469 | 384.7618
964.4 | 96.8907 | 2.5655 | 40.7568 | 2.4039e-18 | 7.7745e-12 | 353.0618 | 3.3401e-08 | 8.427e-09% | 493.2748 | 396.3841 | 493.2748 | 396.3841
964.496 | 100.5014 | 2.6507 | 41.9553 | 1.1853e-18 | 8.0624e-12 | 362.7316 | 3.3563e-08 | 8.239e-09% | 507.839 | 407.3376 | 507.839 | 407.3376
964.592 | 98.4605 | 2.5961 | 41.2793 | 2.0288e-18 | 9.6749e-12 | 356.6333 | 3.3724e-08 | 8.42e-09% | 498.9692 | 400.5087 | 498.9692 | 400.5087
964.688 | 89.1609 | 2.3609 | 38.1509 | 4.4562e-19 | 6.4499e-12 | 329.7977 | 3.3887e-08 | 9.151e-09% | 459.4704 | 370.3095 | 459.4704 | 370.3095
964.784 | 77.9233 | 2.0797 | 34.3935 | 0 | 0 | 297.8687 | 3.405e-08 | 1.018e-08% | 412.2652 | 334.3418 | 412.2652 | 334.3418
964.88 | 80.4564 | 2.1482 | 35.2752 | 0 | 4.9185e-08 | 306.1911 | 3.4215e-08 | 9.957e-09% | 424.0708 | 343.6144 | 424.0708 | 343.6144
964.976 | 91.9096 | 2.441 | 39.0969 | 3.3607e-18 | 7.8399e-05 | 339.8545 | 3.4379e-08 | 9.014e-09% | 473.302 | 381.3924 | 473.302 | 381.3924
965.072 | 97.7936 | 2.5916 | 41.0454 | 1.3355e-18 | 0.0062744 | 357.1656 | 3.4545e-08 | 8.619e-09% | 498.6024 | 400.8089 | 498.6024 | 400.8089
965.168 | 98.5415 | 2.6125 | 41.2906 | 2.1678e-19 | 0.19926 | 359.732 | 3.4711e-08 | 8.595e-09% | 502.3758 | 403.8343 | 502.3758 | 403.8343
965.264 | 99.3642 | 2.6354 | 41.5476 | 0 | 2.6704 | 362.4346 | 3.4879e-08 | 8.522e-09% | 508.6521 | 409.2879 | 508.6521 | 409.2879
965.36 | 99.4031 | 2.6385 | 41.5526 | 0 | 16.5487 | 362.943 | 3.5046e-08 | 8.272e-09% | 523.0859 | 423.6828 | 523.0859 | 423.6828
965.456 | 97.2559 | 2.5879 | 40.8497 | 0 | 52.41 | 357.5075 | 3.5215e-08 | 7.768e-09% | 550.611 | 453.3551 | 550.611 | 453.3551
965.552 | 95.6541 | 2.5545 | 40.307 | 0 | 89.8349 | 353.9769 | 3.5385e-08 | 7.271e-09% | 582.3274 | 486.6733 | 582.3274 | 486.6733
965.648 | 95.7734 | 2.5677 | 40.3042 | 0 | 88.8917 | 355.6118 | 3.5555e-08 | 7.295e-09% | 583.1488 | 487.3754 | 583.1488 | 487.3754
965.744 | 95.7291 | 2.5778 | 40.2454 | 0 | 70.4626 | 356.9104 | 3.5726e-08 | 7.598e-09% | 565.9254 | 470.1963 | 565.9254 | 470.1963
965.84 | 96.2222 | 2.6012 | 40.3624 | 0 | 64.7951 | 359.6677 | 3.5898e-08 | 7.68e-09% | 563.6487 | 467.4265 | 563.6487 | 467.4265
965.936 | 96.0461 | 2.6046 | 40.2758 | 0 | 70.5524 | 360.1999 | 3.607e-08 | 7.616e-09% | 569.6787 | 473.6326 | 569.6787 | 473.6326
966.032 | 95.3458 | 2.5893 | 40.0422 | 0 | 185.8902 | 358.6639 | 3.6244e-08 | 6.172e-09% | 682.5315 | 587.1857 | 682.5315 | 587.1857
966.128 | 95.2947 | 2.5838 | 40.044 | 0 | 379.5682 | 358.2033 | 3.6418e-08 | 4.667e-09% | 875.6941 | 780.3994 | 875.6941 | 780.3994
966.224 | 93.2114 | 2.5191 | 39.4138 | 0 | 381.3345 | 351.1565 | 3.6593e-08 | 4.725e-09% | 867.6353 | 774.4239 | 867.6353 | 774.4239
966.32 | 90.1705 | 2.4262 | 38.4743 | 0 | 211.4367 | 340.8355 | 3.6769e-08 | 6.199e-09% | 683.3432 | 593.1727 | 683.3432 | 593.1727
966.416 | 86.1538 | 2.308 | 37.1815 | 2.7323e-18 | 181.8337 | 327.3287 | 3.6945e-08 | 6.734e-09% | 634.8057 | 548.6519 | 634.8057 | 548.6519
966.512 | 82.9213 | 2.2105 | 36.1506 | 1.6476e-18 | 239.1806 | 316.2017 | 3.7123e-08 | 6.252e-09% | 676.6648 | 593.7435 | 676.6648 | 593.7435
966.608 | 86.3412 | 2.285 | 37.3506 | 1.5927e-18 | 145.4306 | 325.0274 | 3.7301e-08 | 7.313e-09% | 596.4348 | 510.0936 | 596.4348 | 510.0936
966.704 | 91.7652 | 2.4148 | 39.1871 | 1.071e-18 | 34.5626 | 340.1263 | 3.748e-08 | 9.003e-09% | 508.056 | 416.2908 | 508.056 | 416.2908
966.8 | 96.5617 | 2.532 | 40.7646 | 2.4714e-19 | 23.6439 | 353.5596 | 3.766e-08 | 8.956e-09% | 517.0618 | 420.5001 | 517.0618 | 420.5001
966.896 | 98.3444 | 2.5763 | 41.3475 | 0 | 241.1654 | 358.7374 | 3.7841e-08 | 5.877e-09% | 742.171 | 643.8266 | 742.171 | 643.8266
966.992 | 98.096 | 2.5713 | 41.2651 | 0 | 1115.5307 | 358.3636 | 3.8022e-08 | 2.505e-09% | 1615.8267 | 1517.7307 | 1615.8267 | 1517.7307
967.088 | 98.5002 | 2.5838 | 41.3796 | 0 | 2162.0427 | 359.8627 | 3.8205e-08 | 1.489e-09% | 2664.3691 | 2565.8689 | 2664.3691 | 2565.8689
967.184 | 95.229 | 2.5055 | 40.29 | 0 | 1898.5591 | 351.0648 | 3.8388e-08 | 1.675e-09% | 2387.6484 | 2292.4194 | 2387.6484 | 2292.4194
967.28 | 90.0613 | 2.3816 | 38.5878 | 1.0315e-18 | 792.5296 | 337.2234 | 3.8572e-08 | 3.295e-09% | 1260.7837 | 1170.7224 | 1260.7837 | 1170.7224
967.376 | 92.2698 | 2.4453 | 39.2883 | 1.1739e-18 | 163.3758 | 344.6637 | 3.8757e-08 | 7.05e-09% | 642.0429 | 549.7731 | 642.0429 | 549.7731
967.472 | 98.6136 | 2.6141 | 41.3213 | 2.135e-18 | 147.493 | 363.8818 | 3.8943e-08 | 7.013e-09% | 653.9238 | 555.3102 | 653.9238 | 555.3102
967.568 | 101.8739 | 2.7042 | 42.3495 | 7.9635e-19 | 580.4717 | 374.1815 | 3.9129e-08 | 3.914e-09% | 1101.5808 | 999.7069 | 1101.5808 | 999.7069
967.664 | 102.3633 | 2.7218 | 42.4884 | 1.6579e-18 | 942.5156 | 376.3371 | 3.9317e-08 | 2.882e-09% | 1466.4263 | 1364.0631 | 1466.4263 | 1364.0631
967.76 | 102.2572 | 2.7206 | 42.4481 | 1.567e-18 | 580.0791 | 376.3747 | 3.9505e-08 | 3.944e-09% | 1103.8797 | 1001.6225 | 1103.8797 | 1001.6225
967.856 | 102.3292 | 2.7192 | 42.4826 | 1.1808e-18 | 135.5065 | 376.4072 | 3.9694e-08 | 7.125e-09% | 659.4447 | 557.1156 | 659.4447 | 557.1156
967.952 | 102.5953 | 2.7187 | 42.5959 | 5.1488e-19 | 20.3146 | 376.5281 | 3.9884e-08 | 9.02e-09% | 544.7526 | 442.1573 | 544.7526 | 442.1573
968.048 | 102.4881 | 2.7062 | 42.5972 | 1.5927e-18 | 100.4007 | 375.2885 | 4.0075e-08 | 7.692e-09% | 623.4806 | 520.9926 | 623.4806 | 520.9926
968.144 | 100.001 | 2.6329 | 41.823 | 2.1213e-18 | 492.1809 | 367.1565 | 4.0267e-08 | 4.455e-09% | 1003.7943 | 903.7933 | 1003.7943 | 903.7933
968.24 | 93.1357 | 2.4507 | 39.6038 | 1.9154e-18 | 1152.849 | 346.5253 | 4.046e-08 | 2.625e-09% | 1634.5645 | 1541.4288 | 1634.5645 | 1541.4288
968.336 | 88.341 | 2.3228 | 38.0517 | 1.2426e-18 | 1985.9476 | 332.0449 | 4.0653e-08 | 1.724e-09% | 2446.7081 | 2358.367 | 2446.7081 | 2358.367
968.432 | 93.3423 | 2.4433 | 39.7154 | 1.809e-18 | 3895.7668 | 346.0567 | 4.0848e-08 | 9.535e-10% | 4377.3245 | 4283.9822 | 4377.3245 | 4283.9822
968.528 | 100.2451 | 2.6144 | 41.9891 | 0 | 5219.8692 | 365.8113 | 4.1044e-08 | 7.29e-10% | 5730.529 | 5630.2839 | 5730.529 | 5630.2839
968.624 | 102.9252 | 2.6826 | 42.8612 | 7.8262e-19 | 3060.9108 | 373.7389 | 4.1239e-08 | 1.185e-09% | 3583.1188 | 3480.1935 | 3583.1188 | 3480.1935
968.72 | 103.0232 | 2.6887 | 42.8797 | 1.5017e-18 | 703.1858 | 374.6095 | 4.1436e-08 | 3.689e-09% | 1226.387 | 1123.3638 | 1226.387 | 1123.3638
968.816 | 102.2007 | 2.6736 | 42.5927 | 4.9772e-19 | 61.7964 | 373.0978 | 4.1635e-08 | 8.671e-09% | 582.3613 | 480.1606 | 582.3613 | 480.1606
968.912 | 101.53 | 2.6632 | 42.3531 | 1.9909e-19 | 3.1187 | 372.1124 | 4.1833e-08 | 9.954e-09% | 521.7775 | 420.2475 | 521.7775 | 420.2475
969.008 | 101.5446 | 2.6699 | 42.336 | 0 | 31.593 | 373.0363 | 4.2033e-08 | 9.348e-09% | 551.1799 | 449.6352 | 551.1799 | 449.6352
969.104 | 101.5378 | 2.6743 | 42.316 | 0 | 357.4708 | 373.708 | 4.2234e-08 | 5.441e-09% | 877.7068 | 776.1691 | 877.7068 | 776.1691
969.2 | 101.6486 | 2.6786 | 42.3457 | 0 | 1533.3645 | 374.3616 | 4.2436e-08 | 2.173e-09% | 2054.399 | 1952.7504 | 2054.399 | 1952.7504
969.296 | 101.4635 | 2.6714 | 42.2951 | 0 | 2491.4205 | 373.7353 | 4.2638e-08 | 1.465e-09% | 3011.5857 | 2910.1223 | 3011.5857 | 2910.1223
969.392 | 100.3217 | 2.6373 | 41.9476 | 0 | 1533.3645 | 370.0671 | 4.2842e-08 | 2.199e-09% | 2048.3382 | 1948.0165 | 2048.3382 | 1948.0165
969.488 | 99.6541 | 2.6138 | 41.7595 | 0 | 357.4708 | 367.5886 | 4.3046e-08 | 5.595e-09% | 869.0867 | 769.4327 | 869.0867 | 769.4327
969.584 | 100.9596 | 2.6393 | 42.2083 | 0 | 31.5669 | 370.6402 | 4.3252e-08 | 9.675e-09% | 548.0143 | 447.0548 | 548.0143 | 447.0548
969.68 | 102.1067 | 2.661 | 42.6033 | 0 | 1.1106 | 373.2738 | 4.3458e-08 | 1.036e-08% | 521.7554 | 419.6487 | 521.7554 | 419.6487
969.776 | 102.623 | 2.6685 | 42.791 | 0 | 4.3382 | 374.2963 | 4.3665e-08 | 1.03e-08% | 526.7171 | 424.0941 | 526.7171 | 424.0941
969.872 | 103.1409 | 2.6783 | 42.9733 | 0 | 129.5257 | 375.5687 | 4.3873e-08 | 7.966e-09% | 653.887 | 550.7461 | 653.887 | 550.7461
969.968 | 102.6975 | 2.666 | 42.836 | 0 | 1473.6662 | 374.3396 | 4.4083e-08 | 2.328e-09% | 1996.2053 | 1893.5078 | 1996.2053 | 1893.5078
970.064 | 101.6264 | 2.6398 | 42.4874 | 5.4921e-20 | 6399.2772 | 371.5196 | 4.4293e-08 | 6.498e-10% | 6917.5503 | 6815.924 | 6917.5503 | 6815.924
970.16 | 100.771 | 2.6208 | 42.2029 | 0 | 10732.218 | 369.479 | 4.4503e-08 | 3.993e-10% | 11247.2916 | 11146.5206 | 11247.2916 | 11146.5206
970.256 | 98.4424 | 2.5669 | 41.4354 | 7.1397e-19 | 7148.9396 | 363.4543 | 4.4716e-08 | 5.918e-10% | 7654.8387 | 7556.3963 | 7654.8387 | 7556.3963
970.352 | 94.5083 | 2.4754 | 40.136 | 1.8742e-18 | 2001.2518 | 353.0791 | 4.4929e-08 | 1.874e-09% | 2491.4506 | 2396.9423 | 2491.4506 | 2396.9423
970.448 | 93.3656 | 2.4558 | 39.7321 | 1.9771e-18 | 254.7353 | 350.8553 | 4.5143e-08 | 6.969e-09% | 741.1441 | 647.7785 | 741.1441 | 647.7785
970.544 | 97.6283 | 2.5716 | 41.0864 | 6.5218e-19 | 15.4097 | 364.1407 | 4.5358e-08 | 1.072e-08% | 520.8367 | 423.2084 | 520.8367 | 423.2084
970.64 | 101.2851 | 2.6705 | 42.2518 | 8.65e-19 | 0.42568 | 375.5349 | 4.5573e-08 | 1.083e-08% | 522.1679 | 420.8829 | 522.1679 | 420.8829
970.736 | 101.8419 | 2.6891 | 42.4169 | 1.0984e-18 | 0.0046999 | 377.7775 | 4.579e-08 | 1.083e-08% | 524.7301 | 422.8882 | 524.7301 | 422.8882
970.832 | 101.6448 | 2.6856 | 42.3496 | 4.3937e-19 | 5.9892e-12 | 377.4867 | 4.6008e-08 | 1.089e-08% | 524.1667 | 422.5219 | 524.1667 | 422.5219
970.928 | 101.5673 | 2.6811 | 42.3396 | 0 | 0.024783 | 377.0676 | 4.6227e-08 | 1.095e-08% | 523.6803 | 422.113 | 523.6803 | 422.113
971.024 | 100.3693 | 2.6446 | 41.9792 | 0 | 1.956 | 373.0246 | 4.6447e-08 | 1.107e-08% | 519.9737 | 419.6044 | 519.9737 | 419.6044
971.12 | 99.0425 | 2.6029 | 41.5806 | 0 | 58.4761 | 368.4047 | 4.6668e-08 | 9.907e-09% | 570.1069 | 471.0644 | 570.1069 | 471.0644
971.216 | 100.2987 | 2.6262 | 42.0182 | 8.2381e-19 | 662.1964 | 371.1554 | 4.689e-08 | 4.35e-09% | 1178.2949 | 1077.9962 | 1178.2949 | 1077.9962
971.312 | 102.3417 | 2.6707 | 42.7086 | 0 | 2840.4797 | 376.2855 | 4.7113e-08 | 1.444e-09% | 3364.4861 | 3262.1444 | 3364.4861 | 3262.1444
971.408 | 103.1097 | 2.6853 | 42.9776 | 1.8389e-18 | 4615.2296 | 378.0409 | 4.7337e-08 | 9.394e-10% | 5142.0432 | 5038.9335 | 5142.0432 | 5038.9335
971.504 | 103.0076 | 2.6809 | 42.9531 | 6.6945e-19 | 2840.4797 | 377.6327 | 4.7561e-08 | 1.457e-09% | 3366.754 | 3263.7464 | 3366.754 | 3263.7464
971.6 | 101.5902 | 2.6459 | 42.489 | 7.2246e-19 | 662.1964 | 373.6772 | 4.7787e-08 | 4.421e-09% | 1182.5986 | 1081.0084 | 1182.5986 | 1081.0084
971.696 | 96.4416 | 2.5188 | 40.7951 | 0 | 58.4761 | 359.0592 | 4.8014e-08 | 1.042e-08% | 557.291 | 460.8493 | 557.291 | 460.8493
971.792 | 92.1138 | 2.4123 | 39.3711 | 5.6967e-19 | 2.032 | 346.8282 | 4.8242e-08 | 1.235e-08% | 482.7575 | 390.6436 | 482.7575 | 390.6436
971.888 | 96.09 | 2.5125 | 40.6773 | 2.5549e-18 | 6.0259 | 358.5457 | 4.8471e-08 | 1.189e-08% | 503.8514 | 407.7614 | 503.8514 | 407.7614
971.984 | 101.4281 | 2.6463 | 42.433 | 0 | 179.4093 | 374.1201 | 4.8701e-08 | 8.136e-09% | 700.0368 | 598.6087 | 700.0368 | 598.6087
972.08 | 103.1683 | 2.6899 | 43.0083 | 8.1406e-19 | 2031.6696 | 379.2441 | 4.8933e-08 | 1.992e-09% | 2559.7802 | 2456.612 | 2559.7802 | 2456.612
972.176 | 103.3386 | 2.6936 | 43.0691 | 0 | 8714.8109 | 379.773 | 4.9165e-08 | 5.379e-10% | 9243.6853 | 9140.3467 | 9243.6853 | 9140.3467
972.272 | 103.1542 | 2.6878 | 43.0148 | 0 | 14159.8808 | 379.2099 | 4.9396e-08 | 3.387e-10% | 14687.9474 | 14584.7932 | 14687.9474 | 14584.7932
972.368 | 102.3692 | 2.6671 | 42.7663 | 0 | 8714.8109 | 376.9411 | 4.9632e-08 | 5.432e-10% | 9239.5546 | 9137.1854 | 9239.5546 | 9137.1854
972.464 | 99.4964 | 2.5953 | 41.838 | 1.5892e-18 | 2031.6696 | 368.8159 | 4.9867e-08 | 2.04e-09% | 2544.4152 | 2444.9188 | 2544.4152 | 2444.9188
972.56 | 96.188 | 2.514 | 40.7623 | 8.3478e-19 | 179.4093 | 359.615 | 5.0104e-08 | 8.604e-09% | 678.4886 | 582.3007 | 678.4886 | 582.3007
972.656 | 95.763 | 2.5063 | 40.6163 | 2.1968e-19 | 6.0011 | 358.8624 | 5.0341e-08 | 1.234e-08% | 503.7492 | 407.9861 | 503.7492 | 407.9861
972.752 | 96.7613 | 2.5361 | 40.9261 | 1.3181e-18 | 0.076036 | 362.381 | 5.058e-08 | 1.246e-08% | 502.6805 | 405.9192 | 502.6805 | 405.9192
972.848 | 98.9977 | 2.5979 | 41.6304 | 1.0984e-18 | 0 | 369.5532 | 5.0819e-08 | 1.228e-08% | 512.7792 | 413.7815 | 512.7792 | 413.7815
972.944 | 100.3708 | 2.6377 | 42.0541 | 0 | 0 | 374.2178 | 5.106e-08 | 1.219e-08% | 519.2805 | 418.9097 | 519.2805 | 418.9097
973.04 | 100.4854 | 2.6446 | 42.0776 | 8.7873e-19 | 0 | 375.1099 | 5.1302e-08 | 1.222e-08% | 520.3175 | 419.8321 | 520.3175 | 419.8321
973.136 | 100.5309 | 2.6476 | 42.0903 | 8.7873e-19 | 0 | 375.5438 | 5.1545e-08 | 1.226e-08% | 520.8127 | 420.2818 | 520.8127 | 420.2818
973.232 | 99.5877 | 2.6235 | 41.7923 | 2.6362e-18 | 0.00054664 | 372.8736 | 5.1789e-08 | 1.241e-08% | 516.8777 | 417.29 | 516.8777 | 417.29
973.328 | 98.5467 | 2.5955 | 41.4658 | 3.9543e-18 | 0.043704 | 369.7637 | 5.2034e-08 | 1.257e-08% | 512.4153 | 413.8687 | 512.4153 | 413.8687
973.424 | 99.9446 | 2.6291 | 41.9278 | 1.7575e-18 | 1.334 | 373.7077 | 5.228e-08 | 1.246e-08% | 519.5432 | 419.5986 | 519.5432 | 419.5986
973.52 | 101.3033 | 2.6645 | 42.3679 | 1.9771e-18 | 15.9271 | 377.8459 | 5.2528e-08 | 1.197e-08% | 540.1088 | 438.8055 | 540.1088 | 438.8055
973.616 | 99.5472 | 2.6261 | 41.7777 | 4.3937e-19 | 77.6388 | 373.5418 | 5.2776e-08 | 1.065e-08% | 595.1318 | 495.5845 | 595.1318 | 495.5845
973.712 | 94.2195 | 2.5017 | 40.0059 | 1.7575e-18 | 168.137 | 359.323 | 5.3026e-08 | 9.303e-09% | 664.1871 | 569.9676 | 664.1871 | 569.9676
973.808 | 87.8718 | 2.3525 | 37.8892 | 4.3937e-19 | 231.9325 | 342.1601 | 5.3276e-08 | 8.672e-09% | 702.206 | 614.3343 | 702.206 | 614.3343
973.904 | 85.5782 | 2.3051 | 37.0968 | 1.4005e-18 | 815.1552 | 336.74 | 5.3528e-08 | 4.493e-09% | 1276.8752 | 1191.297 | 1276.8752 | 1191.297
974 | 89.2371 | 2.4064 | 38.2649 | 0 | 3174.9641 | 348.5981 | 5.3781e-08 | 1.509e-09% | 3653.4706 | 3564.2335 | 3653.4706 | 3564.2335
974.096 | 94.568 | 2.5451 | 39.9971 | 0 | 5133.6664 | 364.7479 | 5.4035e-08 | 9.752e-10% | 5635.5245 | 5540.9565 | 5635.5245 | 5540.9565
974.192 | 98.2537 | 2.6359 | 41.2129 | 0 | 3158.7609 | 375.2663 | 5.429e-08 | 1.517e-09% | 3676.1297 | 3577.876 | 3676.1297 | 3577.876
974.288 | 99.8547 | 2.6692 | 41.7651 | 0 | 736.3879 | 379.1667 | 5.4547e-08 | 4.702e-09% | 1259.8435 | 1159.9888 | 1259.8435 | 1159.9888
974.384 | 99.0283 | 2.6395 | 41.5271 | 2.1659e-18 | 65.1101 | 375.8078 | 5.4804e-08 | 1.13e-08% | 584.1128 | 485.0845 | 584.1128 | 485.0845
974.48 | 94.1604 | 2.509 | 39.9599 | 2.3341e-19 | 4.6939 | 360.74 | 5.5063e-08 | 1.35e-08% | 502.0632 | 407.9028 | 502.0632 | 407.9028
974.576 | 88.6441 | 2.3655 | 38.1744 | 1.5824e-18 | 30.0951 | 344.2102 | 5.5323e-08 | 1.334e-08% | 503.4893 | 414.8452 | 503.4893 | 414.8452
974.672 | 90.4403 | 2.4108 | 38.7747 | 9.5425e-19 | 146.4586 | 349.6498 | 5.5584e-08 | 1.035e-08% | 627.7342 | 537.2939 | 627.7342 | 537.2939
974.768 | 96.4388 | 2.5643 | 40.7343 | 0 | 312.9657 | 367.5643 | 5.5846e-08 | 7.715e-09% | 820.2674 | 723.8286 | 820.2674 | 723.8286
974.864 | 99.9058 | 2.6533 | 41.8636 | 0 | 314.4758 | 377.9277 | 5.611e-08 | 7.614e-09% | 836.8262 | 736.9204 | 836.8262 | 736.9204
974.96 | 99.8573 | 2.6501 | 41.8578 | 0 | 148.312 | 377.6443 | 5.6375e-08 | 9.882e-09% | 670.3215 | 570.4642 | 670.3215 | 570.4642
975.056 | 96.2553 | 2.5524 | 40.7122 | 1.071e-18 | 30.5812 | 366.4516 | 5.664e-08 | 1.286e-08% | 536.5527 | 440.2974 | 536.5527 | 440.2974
975.152 | 91.4872 | 2.4223 | 39.2009 | 2.4915e-18 | 2.5669 | 351.51 | 5.6907e-08 | 1.438e-08% | 487.1873 | 395.7001 | 487.1873 | 395.7001
975.248 | 92.2968 | 2.4329 | 39.507 | 5.4042e-19 | 0.084169 | 352.8302 | 5.7176e-08 | 1.448e-08% | 487.151 | 394.8543 | 487.151 | 394.8543
975.344 | 97.9509 | 2.5667 | 41.3832 | 9.0204e-20 | 0.0010534 | 368.3964 | 5.7445e-08 | 1.393e-08% | 510.2982 | 412.3473 | 510.2982 | 412.3473
975.44 | 100.745 | 2.6304 | 42.3186 | 0 | 8.3503e-12 | 375.8521 | 5.7716e-08 | 1.372e-08% | 521.546 | 420.8011 | 521.546 | 420.8011
975.536 | 97.8372 | 2.5542 | 41.3828 | 0 | 3.916e-12 | 367.0921 | 5.7988e-08 | 1.411e-08% | 508.8663 | 411.0291 | 508.8663 | 411.0291
975.632 | 94.5233 | 2.4711 | 40.3034 | 5.9375e-19 | 4.6071e-13 | 357.5479 | 5.8261e-08 | 1.455e-08% | 494.8457 | 400.3224 | 494.8457 | 400.3224
975.728 | 96.3426 | 2.5181 | 40.8938 | 8.4777e-19 | 3.225e-12 | 363.1527 | 5.8535e-08 | 1.44e-08% | 502.9072 | 406.5646 | 502.9072 | 406.5646
975.824 | 97.6143 | 2.5523 | 41.2976 | 4.7542e-19 | 6.9106e-13 | 367.213 | 5.8811e-08 | 1.431e-08% | 508.6771 | 411.0628 | 508.6771 | 411.0628
975.92 | 93.5312 | 2.453 | 39.9359 | 1.4355e-18 | 0 | 355.5934 | 5.9087e-08 | 1.485e-08% | 491.5134 | 397.9823 | 491.5134 | 397.9823
976.016 | 89.274 | 2.3502 | 38.5195 | 8.5219e-19 | 0 | 343.5988 | 5.9365e-08 | 1.544e-08% | 473.7424 | 384.4684 | 473.7424 | 384.4684
976.112 | 92.9411 | 2.4481 | 39.7157 | 1.046e-18 | 6.6803e-12 | 355.2263 | 5.9645e-08 | 1.501e-08% | 490.3312 | 397.3901 | 490.3312 | 397.3901
976.208 | 98.5336 | 2.5975 | 41.5308 | 6.4293e-19 | 3.225e-12 | 372.8251 | 5.9925e-08 | 1.437e-08% | 515.487 | 416.9533 | 515.487 | 416.9533
976.304 | 99.6869 | 2.6371 | 41.8751 | 0 | 0 | 377.5632 | 6.0207e-08 | 1.426e-08% | 521.7624 | 422.0754 | 521.7624 | 422.0754
976.4 | 96.8305 | 2.575 | 40.9069 | 0 | 0 | 370.4937 | 6.049e-08 | 1.461e-08% | 510.8061 | 413.9756 | 510.8061 | 413.9756
976.496 | 92.0193 | 2.4617 | 39.3037 | 0 | 0 | 357.4313 | 6.0774e-08 | 1.522e-08% | 491.216 | 399.1966 | 491.216 | 399.1966
976.592 | 89.8254 | 2.4123 | 38.5629 | 0 | 0 | 351.7397 | 6.106e-08 | 1.555e-08% | 482.5403 | 392.7149 | 482.5403 | 392.7149
976.688 | 92.2123 | 2.4752 | 39.3388 | 0 | 0 | 359.1799 | 6.1347e-08 | 1.53e-08% | 493.2062 | 400.9939 | 493.2062 | 400.9939
976.784 | 95.0882 | 2.5464 | 40.293 | 1.2981e-18 | 0 | 367.5773 | 6.1635e-08 | 1.502e-08% | 505.5049 | 410.4167 | 505.5049 | 410.4167
976.88 | 97.9529 | 2.6149 | 41.2486 | 2.1798e-18 | 0 | 375.5996 | 6.1925e-08 | 1.476e-08% | 517.4159 | 419.463 | 517.4159 | 419.463
976.976 | 99.9247 | 2.6595 | 41.9154 | 1.966e-18 | 0 | 380.8454 | 6.2215e-08 | 1.462e-08% | 525.345 | 425.4203 | 525.345 | 425.4203
977.072 | 100.0252 | 2.6557 | 41.9728 | 1.2482e-18 | 0 | 380.5188 | 6.2508e-08 | 1.47e-08% | 525.1726 | 425.1474 | 525.1726 | 425.1474
977.168 | 99.8903 | 2.6466 | 41.953 | 8.7401e-19 | 0 | 379.5725 | 6.2801e-08 | 1.481e-08% | 524.0624 | 424.1721 | 524.0624 | 424.1721
977.264 | 100.7893 | 2.6651 | 42.2689 | 7.2386e-19 | 0 | 381.7946 | 6.3096e-08 | 1.479e-08% | 527.5179 | 426.7286 | 527.5179 | 426.7286
977.36 | 101.6197 | 2.6816 | 42.5614 | 0 | 1.3245e-12 | 383.7927 | 6.3392e-08 | 1.478e-08% | 530.6555 | 429.0358 | 530.6555 | 429.0358
977.456 | 101.494 | 2.6723 | 42.5456 | 5.7197e-19 | 0 | 382.8174 | 6.3689e-08 | 1.488e-08% | 529.5293 | 428.0353 | 529.5293 | 428.0353
977.552 | 100.0131 | 2.6275 | 42.0938 | 9.773e-19 | 0 | 377.7359 | 6.3988e-08 | 1.515e-08% | 522.4702 | 422.4571 | 522.4702 | 422.4571
977.648 | 98.6295 | 2.5848 | 41.6735 | 0 | 0 | 372.9153 | 6.4288e-08 | 1.541e-08% | 515.8031 | 417.1736 | 515.8031 | 417.1736
977.744 | 99.5935 | 2.6028 | 42.011 | 0 | 0 | 375.0993 | 6.4589e-08 | 1.539e-08% | 519.3066 | 419.7131 | 519.3066 | 419.7131
977.84 | 100.2667 | 2.6165 | 42.2455 | 0 | 0 | 376.7912 | 6.4892e-08 | 1.539e-08% | 521.9199 | 421.6532 | 521.9199 | 421.6532
977.936 | 99.8451 | 2.6063 | 42.1114 | 0 | 0 | 375.7091 | 6.5196e-08 | 1.551e-08% | 520.2719 | 420.4268 | 520.2719 | 420.4268
978.032 | 100.0888 | 2.6162 | 42.1786 | 0 | 0 | 376.9404 | 6.5502e-08 | 1.553e-08% | 521.824 | 421.7352 | 521.824 | 421.7352
978.128 | 99.016 | 2.5962 | 41.8051 | 6.3159e-19 | 0 | 374.7083 | 6.5808e-08 | 1.57e-08% | 518.1255 | 419.1095 | 518.1255 | 419.1095
978.224 | 97.459 | 2.5667 | 41.2654 | 0 | 1.8428e-12 | 371.3816 | 6.6117e-08 | 1.592e-08% | 512.6727 | 415.2137 | 512.6727 | 415.2137
978.32 | 97.4054 | 2.576 | 41.2051 | 0 | 5.2981e-12 | 372.4935 | 6.6426e-08 | 1.596e-08% | 513.68 | 416.2746 | 513.68 | 416.2746
978.416 | 94.2086 | 2.5052 | 40.1063 | 1.3181e-18 | 4.7367e-12 | 364.1747 | 6.6737e-08 | 1.641e-08% | 500.9948 | 406.7862 | 500.9948 | 406.7862
978.512 | 90.4282 | 2.4206 | 38.8189 | 0 | 0 | 354.292 | 6.705e-08 | 1.695e-08% | 485.9598 | 395.5316 | 485.9598 | 395.5316
978.608 | 93.6316 | 2.5146 | 39.8351 | 0 | 5.0678e-12 | 365.4702 | 6.7363e-08 | 1.652e-08% | 501.4516 | 407.8199 | 501.4516 | 407.8199
978.704 | 97.9714 | 2.6358 | 41.2329 | 0 | 0.021649 | 379.8364 | 6.7678e-08 | 1.597e-08% | 521.6982 | 423.7268 | 521.6982 | 423.7268
978.8 | 98.7683 | 2.6628 | 41.4758 | 0 | 1.7086 | 383.1163 | 6.7995e-08 | 1.585e-08% | 527.7319 | 428.9635 | 527.7319 | 428.9635
978.896 | 97.5532 | 2.634 | 41.0723 | 0 | 51.2557 | 379.8959 | 6.8313e-08 | 1.439e-08% | 572.4111 | 474.8579 | 572.4111 | 474.8579
978.992 | 96.6778 | 2.6097 | 40.7968 | 0 | 592.2774 | 377.1785 | 6.8633e-08 | 6.776e-09% | 1109.5401 | 1012.8624 | 1109.5401 | 1012.8624
979.088 | 97.6925 | 2.6288 | 41.1563 | 0 | 2894.7388 | 379.4899 | 6.8953e-08 | 2.078e-09% | 3415.7064 | 3318.0138 | 3415.7064 | 3318.0138
979.184 | 98.2497 | 2.6316 | 41.3816 | 0 | 8714.1493 | 379.8952 | 6.9276e-08 | 7.581e-10% | 9236.3074 | 9138.0577 | 9236.3074 | 9138.0577
979.28 | 96.2346 | 2.567 | 40.7754 | 0 | 22567.2722 | 372.4379 | 6.9599e-08 | 3.028e-10% | 23079.2871 | 22983.0525 | 23079.2871 | 22983.0525
979.376 | 93.7359 | 2.4908 | 40.0106 | 0 | 33214.371 | 363.6039 | 6.9922e-08 | 2.08e-10% | 33714.2121 | 33620.4762 | 33714.2121 | 33620.4762
979.472 | 92.9889 | 2.4611 | 39.8094 | 0 | 20137.126 | 360.2104 | 7.0251e-08 | 3.42e-10% | 20632.5959 | 20539.6069 | 20632.5959 | 20539.6069
979.568 | 92.528 | 2.4421 | 39.6895 | 0 | 4684.8614 | 358.0825 | 7.0579e-08 | 1.388e-09% | 5177.6035 | 5085.0755 | 5177.6035 | 5085.0755
979.664 | 95.1457 | 2.505 | 40.5603 | 0 | 429.295 | 365.5944 | 7.0909e-08 | 8.462e-09% | 933.1005 | 837.9547 | 933.1005 | 837.9547
979.76 | 98.8955 | 2.6019 | 41.781 | 0 | 192.459 | 377.0472 | 7.124e-08 | 1.16e-08% | 712.7847 | 613.8892 | 712.7847 | 613.8892
979.856 | 100.7189 | 2.6549 | 42.3569 | 0 | 771.5097 | 383.3202 | 7.1572e-08 | 5.965e-09% | 1300.5607 | 1199.8417 | 1300.5607 | 1199.8417
979.952 | 101.0433 | 2.672 | 42.4361 | 0 | 1406.1809 | 385.3979 | 7.1906e-08 | 3.915e-09% | 1937.7302 | 1836.6869 | 1937.7302 | 1836.6869
980.048 | 100.1901 | 2.6585 | 42.1297 | 0 | 2597.0507 | 383.9184 | 7.2242e-08 | 2.388e-09% | 3125.9474 | 3025.7573 | 3125.9474 | 3025.7573
980.144 | 97.762 | 2.6031 | 41.3151 | 0 | 8033.1374 | 377.5421 | 7.2579e-08 | 8.585e-10% | 8552.3596 | 8454.5976 | 8552.3596 | 8454.5976
980.24 | 95.1111 | 2.5393 | 40.4383 | 0 | 12777.9374 | 370.1639 | 7.292e-08 | 5.528e-10% | 13286.1899 | 13191.0788 | 13286.1899 | 13191.0788
980.336 | 93.4036 | 2.4955 | 39.881 | 0 | 7855.1058 | 365.0654 | 7.3257e-08 | 8.866e-10% | 8355.9515 | 8262.5478 | 8355.9515 | 8262.5478
980.432 | 92.3789 | 2.4646 | 39.5633 | 4.1191e-20 | 1831.1317 | 361.4936 | 7.3599e-08 | 3.294e-09% | 2327.0321 | 2234.6532 | 2327.0321 | 2234.6532
980.528 | 94.5606 | 2.5127 | 40.3102 | 3.8788e-19 | 161.7002 | 367.2711 | 7.3941e-08 | 1.293e-08% | 666.3549 | 571.7943 | 666.3549 | 571.7943
980.624 | 97.499 | 2.5796 | 41.3095 | 5.5264e-19 | 5.4346 | 375.2392 | 7.4286e-08 | 1.75e-08% | 522.062 | 424.563 | 522.062 | 424.563
980.72 | 99.8734 | 2.6326 | 42.1183 | 0 | 0.96455 | 381.5089 | 7.4632e-08 | 1.747e-08% | 527.0978 | 427.2244 | 527.0978 | 427.2244
980.816 | 101.3186 | 2.6636 | 42.6141 | 0 | 13.8204 | 385.2005 | 7.498e-08 | 1.688e-08% | 545.6173 | 444.2987 | 545.6173 | 444.2987
980.912 | 101.7665 | 2.6723 | 42.7745 | 0 | 100.8842 | 386.2958 | 7.5329e-08 | 1.414e-08% | 634.3934 | 532.6269 | 634.3934 | 532.6269
981.008 | 101.705 | 2.6707 | 42.7589 | 0 | 342.3896 | 386.1925 | 7.568e-08 | 9.778e-09% | 875.7166 | 774.0116 | 875.7166 | 774.0116
981.104 | 101.4817 | 2.6661 | 42.6845 | 0 | 502.4391 | 385.7479 | 7.6032e-08 | 8.144e-09% | 1035.0192 | 933.5375 | 1035.0192 | 933.5375
981.2 | 101.5566 | 2.6694 | 42.708 | 0 | 348.3925 | 386.2118 | 7.6386e-08 | 9.793e-09% | 881.5383 | 779.9817 | 881.5383 | 779.9817
981.296 | 101.6335 | 2.6724 | 42.7336 | 0 | 670.3986 | 386.6459 | 7.6741e-08 | 6.961e-09% | 1204.084 | 1102.4505 | 1204.084 | 1102.4505
981.392 | 101.2932 | 2.6642 | 42.6236 | 0 | 2591.3443 | 385.7814 | 7.7098e-08 | 2.551e-09% | 3123.7067 | 3022.4134 | 3123.7067 | 3022.4134
981.488 | 100.3343 | 2.6396 | 42.3117 | 0 | 4200.9845 | 383.0081 | 7.7456e-08 | 1.673e-09% | 4729.2782 | 4628.9439 | 4729.2782 | 4628.9439
981.584 | 99.8013 | 2.6254 | 42.1421 | 0 | 2585.4291 | 381.4495 | 7.7817e-08 | 2.584e-09% | 3111.4475 | 3011.6462 | 3111.4475 | 3011.6462
981.68 | 100.4765 | 2.642 | 42.3699 | 0 | 603.3251 | 383.454 | 7.8179e-08 | 7.577e-09% | 1132.2674 | 1031.7909 | 1132.2674 | 1031.7909
981.776 | 100.827 | 2.6503 | 42.49 | 0 | 60.3099 | 384.5086 | 7.8542e-08 | 1.603e-08% | 590.7859 | 489.9589 | 590.7859 | 489.9589
981.872 | 100.4201 | 2.64 | 42.3588 | 0 | 36.3151 | 383.395 | 7.8907e-08 | 1.698e-08% | 565.129 | 464.7088 | 565.129 | 464.7088
981.968 | 100.0894 | 2.6327 | 42.2491 | 0 | 73.9112 | 382.6398 | 7.9274e-08 | 1.581e-08% | 601.5221 | 501.4328 | 601.5221 | 501.4328
982.064 | 100.12 | 2.6358 | 42.2561 | 0 | 74.3584 | 383.0754 | 7.9642e-08 | 1.585e-08% | 602.4457 | 502.3257 | 602.4457 | 502.3257
982.16 | 100.8185 | 2.6564 | 42.482 | 0 | 35.1114 | 385.5633 | 8.0012e-08 | 1.718e-08% | 566.6316 | 465.813 | 566.6316 | 465.813
982.256 | 101.2723 | 2.6712 | 42.6258 | 0 | 7.2456 | 387.3611 | 8.0383e-08 | 1.827e-08% | 541.1759 | 439.9036 | 541.1759 | 439.9036
982.352 | 100.7211 | 2.6601 | 42.437 | 0 | 0.67379 | 386.153 | 8.0756e-08 | 1.87e-08% | 532.6449 | 431.9238 | 532.6449 | 431.9238
982.448 | 100.0413 | 2.645 | 42.2072 | 0 | 1.9783 | 384.4827 | 8.1131e-08 | 1.881e-08% | 531.3544 | 431.3132 | 531.3544 | 431.3132
982.544 | 100.0269 | 2.6462 | 42.1997 | 0 | 22.1772 | 384.7069 | 8.1508e-08 | 1.804e-08% | 551.757 | 451.7301 | 551.757 | 451.7301
982.64 | 99.0485 | 2.6223 | 41.8781 | 0 | 95.1338 | 381.9914 | 8.1886e-08 | 1.57e-08% | 620.6741 | 521.6256 | 620.6741 | 521.6256
982.736 | 96.4179 | 2.5559 | 41.0187 | 0 | 155.0399 | 374.2952 | 8.2266e-08 | 1.436e-08% | 669.3276 | 572.9097 | 669.3276 | 572.9097
982.832 | 94.9402 | 2.5182 | 40.5407 | 0 | 109.3487 | 369.952 | 8.2647e-08 | 1.582e-08% | 617.2997 | 522.3596 | 617.2997 | 522.3596
982.928 | 96.9517 | 2.5688 | 41.2051 | 0 | 183.2181 | 375.9705 | 8.303e-08 | 1.377e-08% | 699.9141 | 602.9625 | 699.9141 | 602.9625
983.024 | 99.7743 | 2.6409 | 42.134 | 0 | 692.7414 | 384.5055 | 8.3415e-08 | 7.434e-09% | 1221.7961 | 1122.0218 | 1221.7961 | 1122.0218
983.12 | 100.9501 | 2.6727 | 42.5183 | 0 | 1122.4542 | 388.3074 | 8.3802e-08 | 5.386e-09% | 1656.9027 | 1555.9526 | 1656.9027 | 1555.9526
983.216 | 100.8066 | 2.6724 | 42.461 | 0 | 690.7838 | 388.3603 | 8.419e-08 | 7.488e-09% | 1225.0841 | 1124.2775 | 1225.0841 | 1124.2775
983.312 | 99.8483 | 2.6525 | 42.1296 | 0 | 161.0411 | 386.1232 | 8.458e-08 | 1.429e-08% | 691.7947 | 591.9464 | 691.7947 | 591.9464
983.408 | 98.3986 | 2.6205 | 41.6374 | 0 | 14.221 | 382.4674 | 8.4972e-08 | 1.927e-08% | 539.3448 | 440.9463 | 539.3448 | 440.9463
983.504 | 97.8556 | 2.6114 | 41.4479 | 0 | 0.47568 | 381.4931 | 8.5366e-08 | 2.004e-08% | 523.8838 | 426.0281 | 523.8838 | 426.0281
983.6 | 98.9871 | 2.6439 | 41.8142 | 0 | 0.006027 | 385.3635 | 8.5761e-08 | 1.995e-08% | 528.8147 | 429.8276 | 528.8147 | 429.8276
983.696 | 100.005 | 2.6701 | 42.1521 | 0 | 1.1503e-11 | 388.5162 | 8.6158e-08 | 1.988e-08% | 533.3434 | 433.3384 | 533.3434 | 433.3384
983.792 | 100.1633 | 2.6705 | 42.2183 | 0 | 3.8008e-12 | 388.6552 | 8.6557e-08 | 1.996e-08% | 533.7074 | 433.544 | 533.7074 | 433.544
983.888 | 100.2191 | 2.6664 | 42.2588 | 2.168e-18 | 0 | 388.2558 | 8.6957e-08 | 2.007e-08% | 533.4001 | 433.181 | 533.4001 | 433.181
983.984 | 100.5528 | 2.6699 | 42.3913 | 1.9311e-18 | 3.6857e-12 | 388.7586 | 8.736e-08 | 2.014e-08% | 534.3725 | 433.8198 | 534.3725 | 433.8198
984.08 | 100.7961 | 2.6734 | 42.486 | 2.3942e-18 | 7.3713e-12 | 389.2455 | 8.7764e-08 | 2.02e-08% | 535.201 | 434.4049 | 535.201 | 434.4049
984.176 | 100.7537 | 2.6719 | 42.4767 | 3.0289e-18 | 7.3713e-12 | 389.1631 | 8.8169e-08 | 2.03e-08% | 535.0654 | 434.3117 | 535.0654 | 434.3117
984.272 | 100.6012 | 2.6698 | 42.4237 | 3.1071e-18 | 0.00022499 | 388.9933 | 8.8577e-08 | 2.041e-08% | 534.6882 | 434.087 | 534.6882 | 434.087
984.368 | 100.3642 | 2.6668 | 42.339 | 4.8117e-18 | 0.017757 | 388.7314 | 8.8987e-08 | 2.052e-08% | 534.1192 | 433.755 | 534.1192 | 433.755
984.464 | 99.4199 | 2.6453 | 42.0212 | 7.6406e-19 | 0.53086 | 386.2979 | 8.9398e-08 | 2.072e-08% | 530.9151 | 431.4952 | 530.9151 | 431.4952
984.56 | 98.2107 | 2.6146 | 41.6232 | 4.5344e-19 | 6.0116 | 382.7924 | 8.9811e-08 | 2.074e-08% | 531.2524 | 433.0418 | 531.2524 | 433.0418
984.656 | 98.3565 | 2.6161 | 41.6817 | 2.3032e-18 | 25.8336 | 383.0516 | 9.0226e-08 | 1.991e-08% | 551.5395 | 453.1831 | 551.5395 | 453.1831
984.752 | 99.5357 | 2.643 | 42.0857 | 0 | 45.6125 | 386.2927 | 9.0643e-08 | 1.902e-08% | 576.1695 | 476.6338 | 576.1695 | 476.6338
984.848 | 100.3106 | 2.6599 | 42.3559 | 5.7824e-19 | 136.829 | 388.36 | 9.1061e-08 | 1.597e-08% | 670.5155 | 570.2049 | 670.5155 | 570.2049
984.944 | 100.1967 | 2.6547 | 42.3313 | 1.8331e-18 | 1263.4802 | 387.8382 | 9.1482e-08 | 5.393e-09% | 1796.5011 | 1696.3044 | 1796.5011 | 1696.3044
985.04 | 98.9284 | 2.6209 | 41.9241 | 1.2409e-19 | 5394.4204 | 383.9752 | 9.1904e-08 | 1.578e-09% | 5921.8691 | 5822.9407 | 5921.8691 | 5822.9407
985.136 | 97.803 | 2.5924 | 41.5573 | 1.4692e-18 | 8764.0441 | 380.7398 | 9.2328e-08 | 1.005e-09% | 9286.7366 | 9188.9336 | 9286.7366 | 9188.9336
985.232 | 98.6525 | 2.6155 | 41.8314 | 1.1332e-18 | 5393.8898 | 383.5953 | 9.2754e-08 | 1.593e-09% | 5920.5844 | 5821.9319 | 5920.5844 | 5821.9319
985.328 | 99.8727 | 2.6484 | 42.2269 | 1.0848e-18 | 1257.4686 | 387.6038 | 9.3182e-08 | 5.514e-09% | 1789.8204 | 1689.9477 | 1789.8204 | 1689.9477
985.424 | 100.413 | 2.6634 | 42.404 | 2.0851e-18 | 111.0424 | 389.5017 | 9.3612e-08 | 1.716e-08% | 646.0245 | 545.6115 | 646.0245 | 545.6115
985.52 | 100.6218 | 2.669 | 42.4757 | 1.6013e-18 | 3.7143 | 390.2949 | 9.4043e-08 | 2.141e-08% | 539.7758 | 439.154 | 539.7758 | 439.154
985.616 | 100.7157 | 2.671 | 42.5116 | 2.9348e-19 | 0.047061 | 390.6607 | 9.4477e-08 | 2.167e-08% | 536.606 | 435.8903 | 536.606 | 435.8903
985.712 | 100.7748 | 2.6716 | 42.5372 | 5.5951e-19 | 0 | 390.8706 | 9.4912e-08 | 2.176e-08% | 536.8542 | 436.0794 | 536.8542 | 436.0794
985.808 | 100.7484 | 2.6702 | 42.5333 | 0 | 0 | 390.8328 | 9.535e-08 | 2.187e-08% | 536.7846 | 436.0362 | 536.7846 | 436.0362
985.904 | 100.5515 | 2.6659 | 42.4662 | 2.0252e-18 | 0 | 390.47 | 9.5789e-08 | 2.199e-08% | 536.1536 | 435.6021 | 536.1536 | 435.6021
986 | 100.3291 | 2.6644 | 42.3802 | 7.0024e-19 | 0 | 390.4262 | 9.623e-08 | 2.21e-08% | 535.7999 | 435.4708 | 535.7999 | 435.4708
986.096 | 100.2445 | 2.6694 | 42.3317 | 5.904e-19 | 5.0678e-12 | 391.1472 | 9.6674e-08 | 2.217e-08% | 536.3929 | 436.1483 | 536.3929 | 436.1483
986.192 | 100.0807 | 2.6729 | 42.2539 | 9.6111e-19 | 1.0596e-11 | 391.6994 | 9.7119e-08 | 2.224e-08% | 536.707 | 436.6262 | 536.707 | 436.6262
986.288 | 99.7533 | 2.6714 | 42.1222 | 0 | 0 | 391.6634 | 9.7566e-08 | 2.235e-08% | 536.2104 | 436.4571 | 536.2104 | 436.4571
986.384 | 99.4921 | 2.67 | 42.0188 | 1.2083e-18 | 0 | 391.6285 | 9.8015e-08 | 2.246e-08% | 535.8094 | 436.3173 | 535.8094 | 436.3173
986.48 | 99.4889 | 2.6715 | 42.0157 | 6.5905e-19 | 0 | 391.9441 | 9.8466e-08 | 2.255e-08% | 536.1202 | 436.6313 | 536.1202 | 436.6313
986.576 | 99.6481 | 2.6723 | 42.0833 | 1.7575e-18 | 0 | 392.17 | 9.8919e-08 | 2.264e-08% | 536.5736 | 436.9256 | 536.5736 | 436.9256
986.672 | 99.8242 | 2.6698 | 42.1674 | 8.7873e-19 | 5.297e-05 | 392.0171 | 9.9374e-08 | 2.275e-08% | 536.6786 | 436.8544 | 536.6786 | 436.8544
986.768 | 99.968 | 2.665 | 42.2454 | 1.7575e-18 | 0.0041807 | 391.5815 | 9.9831e-08 | 2.287e-08% | 536.4639 | 436.496 | 536.4639 | 436.496
986.864 | 100.1197 | 2.6605 | 42.3257 | 3.9543e-18 | 0.12498 | 391.1976 | 1.0029e-07 | 2.299e-08% | 536.4286 | 436.3088 | 536.4286 | 436.3088
986.96 | 100.2052 | 2.6572 | 42.3753 | 1.6476e-18 | 1.4922 | 390.9394 | 1.0075e-07 | 2.303e-08% | 537.6692 | 437.464 | 537.6692 | 437.464
987.056 | 100.0546 | 2.6531 | 42.3274 | 2.746e-19 | 12.2109 | 390.5905 | 1.0121e-07 | 2.26e-08% | 547.8365 | 447.7819 | 547.8365 | 447.7819
987.152 | 99.7685 | 2.6506 | 42.2165 | 0 | 197.1975 | 390.4396 | 1.0168e-07 | 1.608e-08% | 732.2727 | 632.5042 | 732.2727 | 632.5042
987.248 | 99.4285 | 2.6494 | 42.0793 | 1.0984e-19 | 2240.4162 | 390.4269 | 1.0215e-07 | 3.818e-09% | 2775.0002 | 2675.5717 | 2775.0002 | 2675.5717
987.344 | 99.2372 | 2.6523 | 41.9921 | 0 | 10864.605 | 390.9091 | 1.0262e-07 | 9.081e-10% | 11399.3957 | 11300.1585 | 11399.3957 | 11300.1585
987.44 | 99.0914 | 2.6547 | 41.9271 | 1.0984e-18 | 23136.9793 | 391.33 | 1.0309e-07 | 4.373e-10% | 23671.9825 | 23572.8912 | 23671.9825 | 23572.8912
987.536 | 98.4379 | 2.6396 | 41.7074 | 0 | 23153.8979 | 389.6712 | 1.0356e-07 | 4.39e-10% | 23686.354 | 23587.916 | 23686.354 | 23587.916
987.632 | 97.9122 | 2.6221 | 41.5475 | 0 | 10884.1034 | 387.7438 | 1.0404e-07 | 9.194e-10% | 11413.9291 | 11316.0169 | 11413.9291 | 11316.0169
987.728 | 98.7015 | 2.6351 | 41.8379 | 2.746e-19 | 2240.1413 | 389.4098 | 1.0451e-07 | 3.908e-09% | 2772.7256 | 2674.0241 | 2772.7256 | 2674.0241
987.824 | 99.8621 | 2.6564 | 42.258 | 2.0046e-18 | 187.8758 | 392.0736 | 1.0499e-07 | 1.68e-08% | 724.726 | 624.8638 | 724.726 | 624.8638
987.92 | 100.4353 | 2.6631 | 42.4805 | 2.444e-18 | 6.1584 | 393.0009 | 1.0547e-07 | 2.374e-08% | 544.7382 | 444.3029 | 544.7382 | 444.3029
988.016 | 100.491 | 2.6584 | 42.5215 | 3.9543e-18 | 0.077055 | 392.5772 | 1.0596e-07 | 2.42e-08% | 538.3251 | 437.8341 | 538.3251 | 437.8341
988.112 | 100.3687 | 2.6523 | 42.4913 | 2.5813e-18 | 0 | 391.9973 | 1.0644e-07 | 2.435e-08% | 537.5096 | 437.1409 | 537.5096 | 437.1409
988.208 | 100.4165 | 2.6541 | 42.5078 | 7.6889e-19 | 4.6071e-13 | 392.3515 | 1.0693e-07 | 2.444e-08% | 537.9298 | 437.5134 | 537.9298 | 437.5134
988.304 | 100.501 | 2.6589 | 42.531 | 0 | 0 | 393.0521 | 1.0742e-07 | 2.451e-08% | 538.7429 | 438.242 | 538.7429 | 438.242
988.4 | 100.5059 | 2.6616 | 42.5279 | 4.3937e-19 | 4.639e-05 | 393.5009 | 1.0791e-07 | 2.46e-08% | 539.1963 | 438.6904 | 539.1963 | 438.6904
988.496 | 100.4758 | 2.6623 | 42.5158 | 1.3181e-18 | 0.0036768 | 393.732 | 1.0841e-07 | 2.47e-08% | 539.3896 | 438.9137 | 539.3896 | 438.9137
988.592 | 100.3547 | 2.6611 | 42.4708 | 0 | 0.11068 | 393.7265 | 1.0891e-07 | 2.481e-08% | 539.3238 | 438.9691 | 539.3238 | 438.9691
988.688 | 100.0852 | 2.6591 | 42.3654 | 0 | 1.276 | 393.6196 | 1.094e-07 | 2.487e-08% | 540.0053 | 439.9201 | 540.0053 | 439.9201
988.784 | 99.689 | 2.6584 | 42.2024 | 0 | 5.7302 | 393.6733 | 1.0991e-07 | 2.474e-08% | 543.9532 | 444.2643 | 543.9532 | 444.2643
988.88 | 99.1784 | 2.6587 | 41.988 | 0 | 10.4118 | 393.8494 | 1.1041e-07 | 2.46e-08% | 548.0863 | 448.9078 | 548.0863 | 448.9078
988.976 | 98.5707 | 2.6584 | 41.7344 | 0 | 8.1973 | 393.9449 | 1.1091e-07 | 2.484e-08% | 545.1057 | 446.535 | 545.1057 | 446.535
989.072 | 97.9633 | 2.6571 | 41.4835 | 0 | 3.0123 | 393.9306 | 1.1142e-07 | 2.526e-08% | 539.0468 | 441.0835 | 539.0468 | 441.0835
989.168 | 97.5536 | 2.6566 | 41.3141 | 7.9399e-20 | 0.52273 | 394.0066 | 1.1193e-07 | 2.553e-08% | 536.0537 | 438.5 | 536.0537 | 438.5
989.264 | 97.4656 | 2.6565 | 41.2796 | 0 | 0.096645 | 394.1397 | 1.1244e-07 | 2.566e-08% | 535.6381 | 438.1725 | 535.6381 | 438.1725
989.36 | 97.7078 | 2.656 | 41.3865 | 0 | 4.4597 | 394.2091 | 1.1296e-07 | 2.552e-08% | 540.419 | 442.7112 | 540.419 | 442.7112
989.456 | 98.1842 | 2.6546 | 41.5949 | 0 | 133.2916 | 394.1859 | 1.1347e-07 | 1.985e-08% | 669.9112 | 571.727 | 669.9112 | 571.727
989.552 | 98.7062 | 2.652 | 41.8264 | 2.9541e-19 | 1509.4974 | 394.015 | 1.1399e-07 | 5.852e-09% | 2046.6971 | 1947.9908 | 2046.6971 | 1947.9908
989.648 | 99.098 | 2.6485 | 42.0054 | 3.8768e-21 | 6475.8061 | 393.7359 | 1.1451e-07 | 1.656e-09% | 7013.2939 | 6914.1959 | 7013.2939 | 6914.1959
989.744 | 99.3352 | 2.6474 | 42.1118 | 0 | 10525.5667 | 393.7435 | 1.1504e-07 | 1.049e-09% | 11063.4046 | 10964.0693 | 11063.4046 | 10964.0693
989.84 | 99.3349 | 2.6477 | 42.1135 | 0 | 6484.1406 | 393.9107 | 1.1556e-07 | 1.669e-09% | 7022.1473 | 6922.8124 | 7022.1473 | 6922.8124
989.936 | 99.001 | 2.6451 | 41.9829 | 0 | 1516.2065 | 393.7303 | 1.1609e-07 | 5.94e-09% | 2053.5658 | 1954.5648 | 2053.5658 | 1954.5648
990.032 | 98.3949 | 2.6383 | 41.7507 | 0 | 136.2859 | 393.0405 | 1.1662e-07 | 2.033e-08% | 672.1103 | 573.7154 | 672.1103 | 573.7154
990.128 | 97.7942 | 2.631 | 41.5235 | 0 | 5.6698 | 392.266 | 1.1715e-07 | 2.65e-08% | 539.8844 | 442.0902 | 539.8844 | 442.0902
990.224 | 97.6237 | 2.6304 | 41.4568 | 0 | 1.2363 | 392.2943 | 1.1769e-07 | 2.689e-08% | 535.2416 | 437.6179 | 535.2416 | 437.6179
990.32 | 97.9751 | 2.6377 | 41.5856 | 0 | 4.056 | 393.2635 | 1.1823e-07 | 2.678e-08% | 539.518 | 441.5428 | 539.518 | 441.5428
990.416 | 98.5115 | 2.6459 | 41.7907 | 0 | 6.557 | 394.3397 | 1.1877e-07 | 2.667e-08% | 543.8449 | 445.3335 | 543.8449 | 445.3335
990.512 | 99.0048 | 2.651 | 41.9885 | 0 | 4.0352 | 395.0336 | 1.1931e-07 | 2.689e-08% | 542.713 | 443.7082 | 542.713 | 443.7082
990.608 | 99.4138 | 2.6527 | 42.1609 | 0 | 0.94071 | 395.3309 | 1.1985e-07 | 2.717e-08% | 540.4989 | 441.0851 | 540.4989 | 441.0851
990.704 | 99.7001 | 2.6518 | 42.2888 | 0 | 0.08307 | 395.322 | 1.204e-07 | 2.734e-08% | 540.0458 | 440.3457 | 540.0458 | 440.3457
990.8 | 99.866 | 2.6506 | 42.3667 | 0 | 0.0027787 | 395.2724 | 1.2095e-07 | 2.747e-08% | 540.1584 | 440.2924 | 540.1584 | 440.2924
990.896 | 99.9534 | 2.6505 | 42.4081 | 0 | 3.5206e-05 | 395.3564 | 1.215e-07 | 2.759e-08% | 540.3685 | 440.415 | 540.3685 | 440.415
990.992 | 99.8458 | 2.6481 | 42.3739 | 0 | 0 | 395.1612 | 1.2205e-07 | 2.773e-08% | 540.0289 | 440.1831 | 540.0289 | 440.1831
991.088 | 99.5798 | 2.6449 | 42.2745 | 0 | 5.4133e-12 | 394.8743 | 1.2261e-07 | 2.788e-08% | 539.3735 | 439.7937 | 539.3735 | 439.7937
991.184 | 99.3534 | 2.6458 | 42.1791 | 1.373e-19 | 0 | 395.0827 | 1.2317e-07 | 2.8e-08% | 539.261 | 439.9076 | 539.261 | 439.9076
991.28 | 99.1119 | 2.6477 | 42.0744 | 1.6476e-19 | 0.15869 | 395.3998 | 1.2373e-07 | 2.81e-08% | 539.3925 | 440.2805 | 539.3925 | 440.2805
991.376 | 98.8524 | 2.6491 | 41.9637 | 2.0321e-18 | 12.5245 | 395.667 | 1.2429e-07 | 2.745e-08% | 551.6567 | 452.8043 | 551.6567 | 452.8043
991.472 | 98.6181 | 2.6501 | 41.8652 | 1.6476e-18 | 374.4312 | 395.8777 | 1.2486e-07 | 1.532e-08% | 913.4423 | 814.8242 | 913.4423 | 814.8242
991.568 | 98.5057 | 2.6506 | 41.8198 | 1.5378e-18 | 4240.1397 | 396.0337 | 1.2543e-07 | 2.68e-09% | 4779.1495 | 4680.6438 | 4779.1495 | 4680.6438
991.664 | 98.5755 | 2.6502 | 41.8544 | 1.9222e-18 | 18188.0045 | 396.0776 | 1.26e-07 | 6.764e-10% | 18727.1621 | 18628.5867 | 18727.1621 | 18628.5867
991.76 | 98.8081 | 2.6492 | 41.9596 | 5.4921e-19 | 29551.9866 | 396.0622 | 1.2657e-07 | 4.22e-10% | 30091.4658 | 29992.6577 | 30091.4658 | 29992.6577
991.856 | 99.175 | 2.6494 | 42.1188 | 1.6614e-18 | 18188.0045 | 396.1731 | 1.2715e-07 | 6.825e-10% | 18728.1207 | 18628.9458 | 18728.1207 | 18628.9458
991.952 | 99.604 | 2.6504 | 42.3019 | 6.7278e-19 | 4240.1397 | 396.3918 | 1.2773e-07 | 2.728e-09% | 4781.0878 | 4681.4838 | 4781.0878 | 4681.4838
992.048 | 99.9455 | 2.6504 | 42.4508 | 9.3365e-19 | 374.4312 | 396.4872 | 1.2831e-07 | 1.572e-08% | 915.965 | 816.0196 | 915.965 | 816.0196
992.144 | 100.0634 | 2.6483 | 42.511 | 0 | 12.5245 | 396.3247 | 1.2889e-07 | 2.839e-08% | 554.0718 | 454.0084 | 554.0718 | 454.0084
992.24 | 99.9849 | 2.6454 | 42.4898 | 7.6889e-19 | 0.15869 | 396.0742 | 1.2948e-07 | 2.934e-08% | 541.353 | 441.3681 | 541.353 | 441.3681
992.336 | 99.8914 | 2.6452 | 42.4542 | 9.3365e-19 | 5.7589e-12 | 396.1529 | 1.3006e-07 | 2.948e-08% | 541.1437 | 441.2523 | 541.1437 | 441.2523
992.432 | 99.8404 | 2.6476 | 42.4292 | 3.8445e-19 | 1.0553e-11 | 396.532 | 1.3066e-07 | 2.959e-08% | 541.4491 | 441.6088 | 541.4491 | 441.6088
992.528 | 99.737 | 2.6485 | 42.3862 | 1.2632e-18 | 4.4919e-12 | 396.7366 | 1.3125e-07 | 2.971e-08% | 541.5084 | 441.7714 | 541.5084 | 441.7714
992.624 | 99.6134 | 2.6478 | 42.3395 | 1.1808e-18 | 9.7181e-12 | 396.7511 | 1.3185e-07 | 2.985e-08% | 541.3518 | 441.7384 | 541.3518 | 441.7384
992.72 | 99.4773 | 2.6455 | 42.2934 | 0 | 1.7737e-11 | 396.5587 | 1.3244e-07 | 3e-08% | 540.9749 | 441.4976 | 540.9749 | 441.4976
992.816 | 99.1202 | 2.6363 | 42.1758 | 0 | 1.4743e-11 | 395.5547 | 1.3305e-07 | 3.021e-08% | 539.487 | 440.3667 | 539.487 | 440.3667
992.912 | 98.7326 | 2.6264 | 42.047 | 0 | 6.4499e-12 | 394.4626 | 1.3365e-07 | 3.043e-08% | 537.8685 | 439.136 | 537.8685 | 439.136
993.008 | 98.8337 | 2.6301 | 42.0804 | 0 | 0 | 395.0062 | 1.3426e-07 | 3.053e-08% | 538.5505 | 439.7168 | 538.5505 | 439.7168
993.104 | 99.11 | 2.6393 | 42.1712 | 2.559e-18 | 0 | 396.2011 | 1.3487e-07 | 3.058e-08% | 540.1217 | 441.0117 | 540.1217 | 441.0117
993.2 | 99.1625 | 2.6433 | 42.1844 | 0 | 2.2131e-06 | 396.7717 | 1.3548e-07 | 3.068e-08% | 540.7619 | 441.5994 | 540.7619 | 441.5994
993.296 | 99.1015 | 2.6446 | 42.1582 | 0 | 0.00017687 | 397.0264 | 1.3609e-07 | 3.08e-08% | 540.9309 | 441.8294 | 540.9309 | 441.8294
993.392 | 99.056 | 2.6455 | 42.1398 | 0 | 0.0053955 | 397.2366 | 1.3671e-07 | 3.093e-08% | 541.0834 | 442.0274 | 541.0834 | 442.0274
993.488 | 99.0897 | 2.6466 | 42.1549 | 0 | 0.064327 | 397.4629 | 1.3733e-07 | 3.105e-08% | 541.4184 | 442.3287 | 541.4184 | 442.3287
993.584 | 99.1593 | 2.6466 | 42.1884 | 0 | 0.31247 | 397.5575 | 1.3795e-07 | 3.116e-08% | 541.8643 | 442.705 | 541.8643 | 442.705
993.68 | 99.2511 | 2.6459 | 42.2335 | 0 | 0.66445 | 397.5619 | 1.3858e-07 | 3.127e-08% | 542.3568 | 443.1057 | 542.3568 | 443.1057
993.776 | 99.4038 | 2.646 | 42.3019 | 0 | 0.66362 | 397.6754 | 1.3921e-07 | 3.14e-08% | 542.6908 | 443.287 | 542.6908 | 443.287
993.872 | 99.5693 | 2.6466 | 42.3746 | 0 | 0.31145 | 397.841 | 1.3984e-07 | 3.155e-08% | 542.7429 | 443.1736 | 542.7429 | 443.1736
993.968 | 99.6941 | 2.6474 | 42.4294 | 7.1846e-19 | 0.11777 | 398.0274 | 1.4047e-07 | 3.169e-08% | 542.9161 | 443.2219 | 542.9161 | 443.2219
994.064 | 99.7256 | 2.6475 | 42.4463 | 0 | 4.2453 | 398.1408 | 1.4111e-07 | 3.153e-08% | 547.2055 | 447.4799 | 547.2055 | 447.4799
994.16 | 99.6414 | 2.6462 | 42.418 | 0 | 126.7561 | 398.0817 | 1.4174e-07 | 2.487e-08% | 669.5434 | 569.9021 | 669.5434 | 569.9021
994.256 | 99.4972 | 2.6445 | 42.3656 | 5.9148e-20 | 1435.4119 | 397.9692 | 1.4239e-07 | 7.58e-09% | 1977.8883 | 1878.3911 | 1977.8883 | 1878.3911
994.352 | 99.3707 | 2.6437 | 42.3179 | 1.2895e-18 | 6157.2325 | 397.9685 | 1.4303e-07 | 2.167e-09% | 6699.5333 | 6600.1626 | 6699.5333 | 6600.1626
994.448 | 99.2914 | 2.6438 | 42.2878 | 8.9378e-19 | 10008.3223 | 398.0739 | 1.4368e-07 | 1.375e-09% | 10550.6193 | 10451.3279 | 10550.6193 | 10451.3279
994.544 | 99.2907 | 2.6453 | 42.2871 | 1.7463e-18 | 6281.4391 | 398.3495 | 1.4433e-07 | 2.146e-09% | 6824.0117 | 6724.721 | 6824.0117 | 6724.721
994.64 | 99.2988 | 2.6466 | 42.2908 | 1.6957e-18 | 2926.4815 | 398.5971 | 1.4498e-07 | 4.302e-09% | 3469.3148 | 3370.016 | 3469.3148 | 3370.016
994.736 | 99.2778 | 2.6467 | 42.2853 | 5.0521e-19 | 7502.682 | 398.7133 | 1.4564e-07 | 1.833e-09% | 8045.605 | 7946.3272 | 8045.605 | 7946.3272
994.832 | 99.2433 | 2.6465 | 42.2753 | 3.1073e-18 | 16431.7252 | 398.7739 | 1.4629e-07 | 8.669e-10% | 16974.6642 | 16875.4209 | 16974.6642 | 16875.4209
994.928 | 99.1906 | 2.6462 | 42.2576 | 3.8148e-18 | 18449.9449 | 398.835 | 1.4696e-07 | 7.778e-10% | 18992.8743 | 18893.6837 | 18992.8743 | 18893.6837
995.024 | 99.1164 | 2.6462 | 42.2299 | 2.2943e-18 | 11719.9462 | 398.9286 | 1.4762e-07 | 1.214e-09% | 12262.8672 | 12163.7509 | 12262.8672 | 12163.7509
995.12 | 99.018 | 2.6459 | 42.1927 | 4.6683e-19 | 5126.4795 | 398.9923 | 1.4829e-07 | 2.662e-09% | 5669.3284 | 5570.3104 | 5669.3284 | 5570.3104
995.216 | 98.8936 | 2.6447 | 42.1471 | 0 | 1993.1598 | 398.9408 | 1.4896e-07 | 6.113e-09% | 2535.786 | 2436.8924 | 2535.786 | 2436.8924
995.312 | 98.7808 | 2.6432 | 42.1071 | 2.0595e-20 | 625.3921 | 398.8601 | 1.4963e-07 | 1.4e-08% | 1167.7833 | 1069.0025 | 1167.7833 | 1069.0025
995.408 | 98.7452 | 2.643 | 42.0964 | 8.5127e-19 | 111.134 | 398.9331 | 1.5031e-07 | 2.709e-08% | 653.5517 | 554.8065 | 653.5517 | 554.8065
995.504 | 98.7794 | 2.6436 | 42.1133 | 0 | 14.2521 | 399.0924 | 1.5098e-07 | 3.296e-08% | 556.8808 | 458.1014 | 556.8808 | 458.1014
995.6 | 98.8501 | 2.644 | 42.1461 | 0 | 163.0375 | 399.2436 | 1.5167e-07 | 2.498e-08% | 705.9212 | 607.0711 | 705.9212 | 607.0711
995.696 | 98.9073 | 2.6437 | 42.1753 | 1.0023e-18 | 1862.3431 | 399.3036 | 1.5235e-07 | 6.605e-09% | 2405.373 | 2306.4657 | 2405.373 | 2306.4657
995.792 | 98.9223 | 2.6426 | 42.1887 | 1.1396e-18 | 8206.8119 | 399.2667 | 1.5304e-07 | 1.769e-09% | 8749.8322 | 8650.9099 | 8749.8322 | 8650.9099
995.888 | 98.9113 | 2.6416 | 42.191 | 7.483e-19 | 14271.2841 | 399.2367 | 1.5373e-07 | 1.045e-09% | 14814.2648 | 14715.3534 | 14814.2648 | 14715.3534
995.984 | 98.8926 | 2.6412 | 42.1881 | 8.1695e-19 | 10312.8435 | 399.2821 | 1.5442e-07 | 1.436e-09% | 10855.8475 | 10756.9549 | 10855.8475 | 10756.9549
996.08 | 98.91 | 2.6423 | 42.1963 | 0 | 3435.5011 | 399.5132 | 1.5512e-07 | 3.998e-09% | 3978.7629 | 3879.8528 | 3978.7629 | 3879.8528
996.176 | 98.9289 | 2.6436 | 42.2044 | 0 | 1133.1251 | 399.7732 | 1.5582e-07 | 9.876e-09% | 1676.6751 | 1577.7463 | 1676.6751 | 1577.7463
996.272 | 98.9132 | 2.644 | 42.2007 | 9.4052e-19 | 3372.4999 | 399.9084 | 1.5652e-07 | 4.1e-09% | 3916.1661 | 3817.2529 | 3916.1661 | 3817.2529
996.368 | 98.8877 | 2.6435 | 42.195 | 0 | 12043.5119 | 399.9537 | 1.5723e-07 | 1.259e-09% | 12587.1917 | 12488.304 | 12587.1917 | 12488.304
996.464 | 98.8909 | 2.6432 | 42.2013 | 0 | 19037.9595 | 400.0057 | 1.5793e-07 | 8.106e-10% | 19581.7005 | 19482.8096 | 19581.7005 | 19482.8096
996.56 | 98.9299 | 2.6433 | 42.2215 | 0 | 11670.3728 | 400.1184 | 1.5865e-07 | 1.309e-09% | 12214.2858 | 12115.3559 | 12214.2858 | 12115.3559
996.656 | 98.9634 | 2.6433 | 42.2398 | 0 | 2719.1333 | 400.2127 | 1.5936e-07 | 5.036e-09% | 3263.1925 | 3164.2292 | 3263.1925 | 3164.2292
996.752 | 98.9676 | 2.6427 | 42.2474 | 0 | 240.0969 | 400.2306 | 1.6008e-07 | 2.336e-08% | 784.1851 | 685.2175 | 784.1851 | 685.2175
996.848 | 98.9433 | 2.6414 | 42.2447 | 0 | 8.031 | 400.1714 | 1.608e-07 | 3.549e-08% | 552.0317 | 453.0884 | 552.0317 | 453.0884
996.944 | 98.8869 | 2.6395 | 42.2302 | 0 | 0.10211 | 400.033 | 1.6152e-07 | 3.63e-08% | 543.8917 | 445.0048 | 543.8917 | 445.0048
997.04 | 98.8528 | 2.6384 | 42.2226 | 0 | 0.031454 | 400.0058 | 1.6225e-07 | 3.647e-08% | 543.7511 | 444.8984 | 543.7511 | 444.8984
997.136 | 98.8996 | 2.6398 | 42.2426 | 0 | 1.7607 | 400.2672 | 1.6298e-07 | 3.647e-08% | 545.8099 | 446.9103 | 545.8099 | 446.9103
997.232 | 98.9447 | 2.6411 | 42.262 | 1.0435e-18 | 49.4209 | 400.5205 | 1.6371e-07 | 3.308e-08% | 593.7893 | 494.8445 | 593.7893 | 494.8445
997.328 | 98.9621 | 2.6416 | 42.2719 | 0 | 553.9111 | 400.6771 | 1.6445e-07 | 1.645e-08% | 1098.4638 | 999.5018 | 1098.4638 | 999.5018
997.424 | 98.9655 | 2.6419 | 42.2765 | 0 | 2371.6194 | 400.8126 | 1.6519e-07 | 5.863e-09% | 2916.3158 | 2817.3503 | 2916.3158 | 2817.3503
997.52 | 98.9414 | 2.642 | 42.2701 | 0 | 3851.8874 | 400.9126 | 1.6593e-07 | 3.861e-09% | 4396.6535 | 4297.7121 | 4396.6535 | 4297.7121
997.616 | 98.8901 | 2.6417 | 42.253 | 0 | 2370.4446 | 400.9716 | 1.6668e-07 | 5.918e-09% | 2915.201 | 2816.3109 | 2915.201 | 2816.3109
997.712 | 98.8292 | 2.6412 | 42.2323 | 0 | 553.3978 | 401.0145 | 1.6743e-07 | 1.675e-08% | 1098.115 | 999.2858 | 1098.115 | 999.2858
997.808 | 98.7524 | 2.6403 | 42.2061 | 1.9909e-19 | 58.7441 | 401.0007 | 1.6818e-07 | 3.333e-08% | 603.3437 | 504.5912 | 603.3437 | 504.5912
997.904 | 98.612 | 2.6375 | 42.1585 | 0 | 53.6896 | 400.7564 | 1.6893e-07 | 3.384e-08% | 597.854 | 499.242 | 597.854 | 499.242
998 | 98.5035 | 2.6352 | 42.1229 | 0 | 124.8938 | 400.5739 | 1.6969e-07 | 2.976e-08% | 668.7294 | 570.2259 | 668.7294 | 570.2259
998.096 | 98.5623 | 2.6372 | 42.1461 | 0 | 142.5089 | 400.9137 | 1.7045e-07 | 2.898e-08% | 686.7682 | 588.2059 | 686.7682 | 588.2059
998.192 | 98.6414 | 2.6397 | 42.1764 | 0 | 74.4511 | 401.3129 | 1.7122e-07 | 3.289e-08% | 619.2215 | 520.58 | 619.2215 | 520.58
998.288 | 98.6495 | 2.6405 | 42.1817 | 0 | 17.519 | 401.4971 | 1.7199e-07 | 3.708e-08% | 562.4877 | 463.8382 | 562.4877 | 463.8382
998.384 | 98.6074 | 2.6405 | 42.1677 | 0 | 2.3729 | 401.5923 | 1.7276e-07 | 3.85e-08% | 547.3808 | 448.7733 | 547.3808 | 448.7733
998.48 | 98.511 | 2.6398 | 42.1323 | 0 | 0.28111 | 401.6113 | 1.7354e-07 | 3.885e-08% | 545.1755 | 446.6645 | 545.1755 | 446.6645
998.576 | 98.3586 | 2.6379 | 42.0769 | 0 | 0.021419 | 401.4683 | 1.7431e-07 | 3.907e-08% | 544.563 | 446.2044 | 544.563 | 446.2044
998.672 | 98.2336 | 2.6362 | 42.0323 | 0 | 0.00069753 | 401.3576 | 1.751e-07 | 3.926e-08% | 544.2604 | 446.0268 | 544.2604 | 446.0268
998.768 | 98.2299 | 2.6372 | 42.0316 | 1.1259e-18 | 8.8379e-06 | 401.583 | 1.7588e-07 | 3.941e-08% | 544.4818 | 446.2519 | 544.4818 | 446.2519
998.864 | 98.2557 | 2.6384 | 42.0433 | 1.6108e-18 | 9.2718e-12 | 401.8175 | 1.7667e-07 | 3.957e-08% | 544.7549 | 446.4992 | 544.7549 | 446.4992
998.96 | 98.2639 | 2.638 | 42.0517 | 1.6595e-18 | 0 | 401.8728 | 1.7746e-07 | 3.974e-08% | 544.8265 | 446.5626 | 544.8265 | 446.5626
999.056 | 98.2678 | 2.6373 | 42.0594 | 1.65e-18 | 0 | 401.8815 | 1.7826e-07 | 3.992e-08% | 544.846 | 446.5782 | 544.846 | 446.5782
999.152 | 98.2527 | 2.637 | 42.058 | 1.9929e-18 | 0 | 401.9358 | 1.7906e-07 | 4.009e-08% | 544.8834 | 446.6307 | 544.8834 | 446.6307
999.248 | 98.235 | 2.6376 | 42.0528 | 3.1719e-18 | 0 | 402.1043 | 1.7986e-07 | 4.026e-08% | 545.0296 | 446.7946 | 545.0296 | 446.7946
999.344 | 98.1681 | 2.6374 | 42.0287 | 5.8188e-19 | 4.6071e-12 | 402.1832 | 1.8066e-07 | 4.043e-08% | 545.0174 | 446.8493 | 545.0174 | 446.8493
999.44 | 97.9714 | 2.6346 | 41.9569 | 0 | 8.2928e-12 | 401.932 | 1.8147e-07 | 4.064e-08% | 544.4949 | 446.5235 | 544.4949 | 446.5235
999.536 | 97.7347 | 2.6315 | 41.8688 | 0 | 0 | 401.6454 | 1.8229e-07 | 4.086e-08% | 543.8803 | 446.1457 | 543.8803 | 446.1457
999.632 | 97.6756 | 2.6327 | 41.8438 | 9.8594e-19 | 3.6857e-12 | 401.8878 | 1.831e-07 | 4.102e-08% | 544.0398 | 446.3643 | 544.0398 | 446.3643
999.728 | 97.7355 | 2.6356 | 41.8648 | 3.8176e-19 | 0 | 402.3392 | 1.8392e-07 | 4.116e-08% | 544.5751 | 446.8395 | 544.5751 | 446.8396
999.824 | 97.7784 | 2.637 | 41.8827 | 4.6571e-19 | 0.022007 | 402.6129 | 1.8474e-07 | 4.132e-08% | 544.933 | 447.1546 | 544.933 | 447.1546
999.92 | 97.7753 | 2.6367 | 41.8854 | 0 | 1.737 | 402.677 | 1.8557e-07 | 4.134e-08% | 546.7115 | 448.9362 | 546.7115 | 448.9362
1000.016 | 97.7546 | 2.6349 | 41.8842 | 4.0634e-19 | 51.9322 | 402.5713 | 1.864e-07 | 3.735e-08% | 596.7773 | 499.0228 | 596.7773 | 499.0228
1000.112 | 97.7247 | 2.6318 | 41.8825 | 4.7369e-19 | 588.2017 | 402.3195 | 1.8723e-07 | 1.809e-08% | 1132.7603 | 1035.0355 | 1132.7603 | 1035.0355
1000.208 | 97.7332 | 2.6298 | 41.8937 | 0 | 2524.4373 | 402.2098 | 1.8807e-07 | 6.33e-09% | 3068.9038 | 2971.1706 | 3068.9038 | 2971.1706
1000.304 | 97.8848 | 2.632 | 41.9532 | 0 | 4108.8703 | 402.6216 | 1.8891e-07 | 4.146e-09% | 4653.9619 | 4556.077 | 4653.9619 | 4556.077
1000.4 | 98.0595 | 2.6343 | 42.0222 | 0 | 2546.5537 | 403.0453 | 1.8976e-07 | 6.337e-09% | 3092.315 | 2994.2555 | 3092.315 | 2994.2555
1000.496 | 98.1841 | 2.6345 | 42.0761 | 1.6442e-18 | 616.213 | 403.2107 | 1.906e-07 | 1.791e-08% | 1162.3185 | 1064.1344 | 1162.3185 | 1064.1344
1000.592 | 98.2819 | 2.6342 | 42.1201 | 3.8273e-18 | 69.6259 | 403.3144 | 1.9145e-07 | 3.698e-08% | 615.9765 | 517.6946 | 615.9765 | 517.6946
1000.688 | 98.3463 | 2.6339 | 42.1501 | 1.3181e-18 | 7.7132 | 403.4102 | 1.9231e-07 | 4.218e-08% | 554.2537 | 455.9074 | 554.2537 | 455.9074
1000.784 | 98.3794 | 2.6334 | 42.1669 | 1.222e-18 | 1.0357 | 403.4908 | 1.9317e-07 | 4.299e-08% | 547.7061 | 449.3267 | 547.7061 | 449.3267
1000.88 | 98.3853 | 2.6328 | 42.1722 | 0 | 0.084603 | 403.566 | 1.9403e-07 | 4.327e-08% | 546.841 | 448.4557 | 546.841 | 448.4557
1000.976 | 98.3618 | 2.6323 | 42.165 | 1.5584e-18 | 0.5696 | 403.6387 | 1.949e-07 | 4.341e-08% | 547.3674 | 449.0056 | 547.3674 | 449.0056
1001.072 | 98.316 | 2.6316 | 42.1486 | 7.6546e-19 | 17.4598 | 403.6922 | 1.9577e-07 | 4.202e-08% | 564.2482 | 465.9322 | 564.2482 | 465.9322
1001.168 | 98.2543 | 2.6302 | 42.1273 | 0 | 218.0077 | 403.6676 | 1.9664e-07 | 2.951e-08% | 764.6871 | 666.4328 | 764.6871 | 666.4328
1001.264 | 98.1804 | 2.628 | 42.1035 | 3.2266e-19 | 1339.2457 | 403.5288 | 1.9752e-07 | 1.105e-08% | 1885.6862 | 1787.5058 | 1885.6862 | 1787.5058
1001.36 | 98.1244 | 2.6256 | 42.0877 | 0 | 5913.2498 | 403.3749 | 1.984e-07 | 3.119e-09% | 6459.4622 | 6361.3379 | 6459.4622 | 6361.3379
1001.456 | 98.1412 | 2.6247 | 42.0987 | 0 | 18666.6654 | 403.4074 | 1.9928e-07 | 1.043e-09% | 19212.9374 | 19114.7962 | 19212.9374 | 19114.7962
1001.552 | 98.2426 | 2.6259 | 42.1399 | 2.0595e-19 | 30002.3082 | 403.6984 | 2.0018e-07 | 6.574e-10% | 30549.015 | 30450.7724 | 30549.015 | 30450.7724
1001.648 | 98.3261 | 2.6269 | 42.1742 | 0 | 23058.7907 | 403.9601 | 2.0106e-07 | 8.553e-10% | 23605.8779 | 23507.5518 | 23605.8779 | 23507.5518
1001.744 | 98.2305 | 2.6238 | 42.1449 | 0 | 10760.1655 | 403.7161 | 2.0196e-07 | 1.802e-09% | 11306.8808 | 11208.6503 | 11306.8808 | 11208.6503
1001.84 | 97.7967 | 2.6125 | 41.9978 | 2.2895e-18 | 3643.8334 | 402.4715 | 2.0286e-07 | 4.959e-09% | 4188.7119 | 4090.9152 | 4188.7119 | 4090.9152
1001.936 | 97.3946 | 2.6028 | 41.859 | 0 | 693.6355 | 401.4131 | 2.0376e-07 | 1.788e-08% | 1236.905 | 1139.5104 | 1236.905 | 1139.5104
1002.032 | 97.5523 | 2.6082 | 41.9084 | 1.6476e-19 | 57.7595 | 402.2164 | 2.0467e-07 | 4.057e-08% | 602.0449 | 504.4926 | 602.0449 | 504.4926
1002.128 | 97.8126 | 2.6164 | 41.9926 | 2.4714e-19 | 12.9104 | 403.3739 | 2.0558e-07 | 4.461e-08% | 558.7059 | 460.8933 | 558.7059 | 460.8933
1002.224 | 97.9042 | 2.6205 | 42.0196 | 7.6889e-19 | 124.9725 | 404.0219 | 2.065e-07 | 3.6e-08% | 671.5388 | 573.6346 | 671.5388 | 573.6346
1002.32 | 97.7976 | 2.6199 | 41.977 | 5.4921e-20 | 536.0226 | 404.0809 | 2.0742e-07 | 2.106e-08% | 1082.498 | 984.7004 | 1082.498 | 984.7004
1002.416 | 97.5528 | 2.6159 | 41.8849 | 0 | 875.2458 | 403.7338 | 2.0834e-07 | 1.574e-08% | 1421.0333 | 1323.4805 | 1421.0333 | 1323.4805
1002.512 | 97.3874 | 2.6142 | 41.8203 | 0 | 667.6142 | 403.6579 | 2.0927e-07 | 1.876e-08% | 1213.094 | 1115.7066 | 1213.094 | 1115.7066
1002.608 | 97.3368 | 2.6155 | 41.7956 | 0 | 1615.753 | 403.9686 | 2.102e-07 | 1.018e-08% | 2161.4696 | 2064.1327 | 2161.4696 | 2064.1327
1002.704 | 97.3509 | 2.6188 | 41.7932 | 0 | 6405.8109 | 404.512 | 2.1113e-07 | 3.08e-09% | 6952.0859 | 6854.735 | 6952.0859 | 6854.735
1002.8 | 97.3161 | 2.6205 | 41.7743 | 0 | 10390.6441 | 404.8652 | 2.1207e-07 | 1.956e-09% | 10937.2202 | 10839.9041 | 10937.2202 | 10839.9041
1002.896 | 97.2272 | 2.6203 | 41.7379 | 0 | 6394.7818 | 404.9848 | 2.1301e-07 | 3.112e-09% | 6941.3521 | 6844.1249 | 6941.3521 | 6844.1249
1002.992 | 97.1471 | 2.6203 | 41.7047 | 0 | 1490.805 | 405.1278 | 2.1396e-07 | 1.103e-08% | 2037.4049 | 1940.2579 | 2037.4049 | 1940.2579
1003.088 | 97.0682 | 2.6203 | 41.6722 | 7.7232e-19 | 131.6787 | 405.2698 | 2.1491e-07 | 3.697e-08% | 678.3093 | 581.241 | 678.3093 | 581.241
1003.184 | 96.9856 | 2.62 | 41.6391 | 0 | 4.7595 | 405.3629 | 2.1587e-07 | 4.751e-08% | 551.367 | 454.3814 | 551.367 | 454.3814
1003.28 | 96.8918 | 2.6194 | 41.6016 | 0 | 1.6273 | 405.4367 | 2.1683e-07 | 4.805e-08% | 548.1769 | 451.2851 | 548.1769 | 451.2851
1003.376 | 96.7614 | 2.6188 | 41.5487 | 0 | 3.059 | 405.5018 | 2.1779e-07 | 4.811e-08% | 549.4897 | 452.7283 | 549.4897 | 452.7283
1003.472 | 96.6034 | 2.6182 | 41.4839 | 0 | 4.0515 | 405.5647 | 2.1876e-07 | 4.821e-08% | 550.3217 | 453.7183 | 550.3217 | 453.7183
1003.568 | 96.4521 | 2.6176 | 41.4219 | 0 | 4.4705 | 405.6335 | 2.1973e-07 | 4.838e-08% | 550.5956 | 454.1436 | 550.5956 | 454.1436
1003.664 | 96.3142 | 2.6169 | 41.3658 | 0 | 2.7244 | 405.6958 | 2.207e-07 | 4.878e-08% | 548.7171 | 452.4029 | 548.7171 | 452.4029
1003.76 | 96.1593 | 2.6155 | 41.3049 | 0 | 5.4016 | 405.6553 | 2.2168e-07 | 4.872e-08% | 551.1365 | 454.9772 | 551.1365 | 454.9772
1003.856 | 95.9349 | 2.6112 | 41.2225 | 0 | 54.524 | 405.2676 | 2.2267e-07 | 4.421e-08% | 599.5602 | 503.6253 | 599.5602 | 503.6253
1003.952 | 95.7547 | 2.6066 | 41.1599 | 0 | 233.6579 | 404.8396 | 2.2365e-07 | 3.278e-08% | 778.0188 | 682.2641 | 778.0188 | 682.2641
1004.048 | 95.8229 | 2.6078 | 41.1867 | 0 | 379.646 | 405.1263 | 2.2465e-07 | 2.711e-08% | 924.3897 | 828.5668 | 924.3897 | 828.5668
1004.144 | 95.978 | 2.6116 | 41.2432 | 0 | 233.678 | 405.7401 | 2.2564e-07 | 3.302e-08% | 779.2508 | 683.2729 | 779.2508 | 683.2729
1004.24 | 95.9858 | 2.6125 | 41.2453 | 0 | 56.1936 | 405.9881 | 2.2664e-07 | 4.479e-08% | 602.0254 | 506.0395 | 602.0254 | 506.0395
1004.336 | 95.7908 | 2.6095 | 41.1714 | 2.1677e-18 | 56.2839 | 405.7664 | 2.2765e-07 | 4.5e-08% | 601.622 | 505.8312 | 601.622 | 505.8312
1004.432 | 95.4765 | 2.6068 | 41.0456 | 8.1866e-19 | 583.0599 | 405.5693 | 2.2866e-07 | 2.215e-08% | 1127.7581 | 1032.2816 | 1127.7581 | 1032.2816
1004.528 | 95.1007 | 2.6086 | 40.8802 | 2.1042e-18 | 2500.3368 | 405.9296 | 2.2967e-07 | 7.786e-09% | 3044.8559 | 2949.7552 | 3044.8559 | 2949.7552
1004.624 | 94.4357 | 2.6109 | 40.5886 | 8.1008e-19 | 4062.56 | 406.3634 | 2.3069e-07 | 5.113e-09% | 4606.5585 | 4512.1229 | 4606.5585 | 4512.1229
1004.72 | 93.3682 | 2.6112 | 40.13 | 1.0778e-18 | 2500.3348 | 406.5451 | 2.3171e-07 | 7.856e-09% | 3042.9893 | 2949.6211 | 3042.9893 | 2949.6211
1004.816 | 92.0335 | 2.6106 | 39.5592 | 1.1533e-18 | 582.899 | 406.6101 | 2.3273e-07 | 2.256e-08% | 1123.7125 | 1031.6789 | 1123.7125 | 1031.6789
1004.912 | 90.6264 | 2.6094 | 38.9588 | 1.4966e-18 | 51.4737 | 406.6029 | 2.3376e-07 | 4.679e-08% | 590.2712 | 499.6448 | 590.2712 | 499.6448
1005.008 | 89.3359 | 2.6077 | 38.4099 | 1.8501e-18 | 1.7218 | 406.5281 | 2.348e-07 | 5.226e-08% | 538.6033 | 449.2674 | 538.6033 | 449.2674
1005.104 | 88.3971 | 2.6067 | 38.0102 | 7.2083e-19 | 0.021815 | 406.5444 | 2.3584e-07 | 5.274e-08% | 535.5801 | 447.183 | 535.5801 | 447.183
1005.2 | 88.0433 | 2.6073 | 37.8577 | 3.4411e-19 | 0 | 406.7594 | 2.3688e-07 | 5.297e-08% | 535.2677 | 447.2244 | 535.2677 | 447.2244
1005.296 | 88.3175 | 2.6077 | 37.9758 | 0 | 0 | 406.9502 | 2.3793e-07 | 5.316e-08% | 535.8511 | 447.5336 | 535.8511 | 447.5336
1005.392 | 89.0589 | 2.6063 | 38.2998 | 8.2381e-20 | 0 | 406.9156 | 2.3898e-07 | 5.337e-08% | 536.8806 | 447.8217 | 536.8806 | 447.8217
1005.488 | 90.0033 | 2.6021 | 38.7191 | 0 | 9.2142e-13 | 406.532 | 2.4004e-07 | 5.36e-08% | 537.8565 | 447.8532 | 537.8565 | 447.8532
1005.584 | 91.0555 | 2.5986 | 39.1828 | 4.3078e-19 | 0 | 406.2408 | 2.411e-07 | 5.381e-08% | 539.0776 | 448.0222 | 539.0776 | 448.0222
1005.68 | 92.2223 | 2.6008 | 39.6793 | 0 | 0.0083227 | 406.6639 | 2.4217e-07 | 5.394e-08% | 541.1746 | 448.9523 | 541.1746 | 448.9523
1005.776 | 93.2128 | 2.604 | 40.0974 | 0 | 0.65687 | 407.2028 | 2.4324e-07 | 5.399e-08% | 543.7739 | 450.5611 | 543.7739 | 450.5611
1005.872 | 93.8523 | 2.6047 | 40.3717 | 0 | 19.6679 | 407.429 | 2.4431e-07 | 5.197e-08% | 563.9255 | 470.0732 | 563.9255 | 470.0732
1005.968 | 94.2287 | 2.604 | 40.537 | 0 | 224.7641 | 407.4824 | 2.4539e-07 | 3.633e-08% | 769.6162 | 675.3875 | 769.6162 | 675.3875
1006.064 | 94.4738 | 2.6022 | 40.6487 | 6.7106e-19 | 1025.1399 | 407.4017 | 2.4647e-07 | 1.67e-08% | 1570.2663 | 1475.7926 | 1570.2663 | 1475.7926
1006.16 | 94.7379 | 2.6006 | 40.7682 | 9.6626e-19 | 2356.6394 | 407.3449 | 2.4756e-07 | 8.818e-09% | 2902.091 | 2807.353 | 2902.091 | 2807.3531
1006.256 | 95.1095 | 2.601 | 40.9282 | 6.5562e-19 | 4414.382 | 407.5379 | 2.4865e-07 | 5.111e-09% | 4960.5586 | 4865.4492 | 4960.5586 | 4865.4492
1006.352 | 95.4926 | 2.6017 | 41.0926 | 2.1968e-18 | 5844.9945 | 407.76 | 2.4975e-07 | 3.967e-09% | 6391.9413 | 6296.4487 | 6391.9413 | 6296.4487
1006.448 | 95.8097 | 2.6012 | 41.2317 | 1.4279e-18 | 3480.1196 | 407.8411 | 2.5085e-07 | 6.38e-09% | 4027.6034 | 3931.7937 | 4027.6034 | 3931.7937
1006.544 | 96.0387 | 2.5997 | 41.3359 | 1.9634e-18 | 807.4011 | 407.7939 | 2.5196e-07 | 2.001e-08% | 1355.1693 | 1259.1306 | 1355.1693 | 1259.1306
1006.64 | 96.1774 | 2.598 | 41.4017 | 5.4921e-20 | 71.8568 | 407.7285 | 2.5307e-07 | 4.833e-08% | 619.7624 | 523.585 | 619.7624 | 523.585
1006.736 | 96.2856 | 2.5979 | 41.4499 | 1.4142e-18 | 20.5758 | 407.8591 | 2.5419e-07 | 5.38e-08% | 568.7683 | 472.4827 | 568.7683 | 472.4827
1006.832 | 96.375 | 2.5987 | 41.4876 | 1.325e-18 | 206.0588 | 408.0934 | 2.5531e-07 | 3.879e-08% | 754.6133 | 658.2384 | 754.6133 | 658.2384
1006.928 | 96.4228 | 2.5986 | 41.5096 | 0 | 884.3778 | 408.233 | 2.5644e-07 | 1.918e-08% | 1433.1418 | 1336.719 | 1433.1418 | 1336.719
1007.024 | 96.4411 | 2.5976 | 41.5219 | 1.3867e-18 | 1455.7501 | 408.24 | 2.5757e-07 | 1.35e-08% | 2004.5507 | 1908.1096 | 2004.5507 | 1908.1096
1007.12 | 96.4524 | 2.5954 | 41.5344 | 0 | 1119.8604 | 408.1137 | 2.587e-07 | 1.646e-08% | 1668.5563 | 1572.1039 | 1668.5563 | 1572.1039
1007.216 | 96.5222 | 2.5938 | 41.5705 | 0 | 1352.1127 | 408.0521 | 2.5984e-07 | 1.44e-08% | 1900.8514 | 1804.3292 | 1900.8514 | 1804.3292
1007.312 | 96.6999 | 2.5946 | 41.6461 | 0 | 2456.522 | 408.2944 | 2.6098e-07 | 8.971e-09% | 3005.7569 | 2909.057 | 3005.7569 | 2909.057
1007.408 | 96.8802 | 2.5955 | 41.7223 | 0 | 2438.58 | 408.5557 | 2.6213e-07 | 9.066e-09% | 2988.3338 | 2891.4536 | 2988.3338 | 2891.4536
1007.504 | 96.99 | 2.5949 | 41.7727 | 0 | 1145.3334 | 408.6208 | 2.6329e-07 | 1.647e-08% | 1695.3118 | 1598.3218 | 1695.3118 | 1598.3218
1007.6 | 97.0548 | 2.5938 | 41.8053 | 2.0733e-18 | 235.6537 | 408.6192 | 2.6445e-07 | 3.84e-08% | 785.7268 | 688.672 | 785.7268 | 688.6721
1007.696 | 97.1021 | 2.5935 | 41.828 | 0 | 19.7619 | 408.7198 | 2.6561e-07 | 5.617e-08% | 570.0053 | 472.9032 | 570.0053 | 472.9032
1007.792 | 97.0919 | 2.5932 | 41.8258 | 0 | 0.64783 | 408.8306 | 2.6678e-07 | 5.878e-08% | 550.9893 | 453.8973 | 550.9893 | 453.8973
1007.888 | 96.9571 | 2.5909 | 41.7758 | 4.1191e-19 | 0.0081086 | 408.687 | 2.6795e-07 | 5.914e-08% | 550.019 | 453.0619 | 550.019 | 453.0619
1007.984 | 96.7012 | 2.5862 | 41.6814 | 3.2815e-18 | 6.3342e-08 | 408.2262 | 2.6913e-07 | 5.948e-08% | 549.195 | 452.4938 | 549.195 | 452.4938
1008.08 | 96.5181 | 2.5837 | 41.6116 | 5.5264e-19 | 0.098147 | 408.0563 | 2.7032e-07 | 5.976e-08% | 548.8678 | 452.3497 | 548.8678 | 452.3497
1008.176 | 96.5353 | 2.5868 | 41.6107 | 0 | 7.7463 | 408.5958 | 2.7151e-07 | 5.895e-08% | 557.0749 | 460.5396 | 557.0749 | 460.5396
1008.272 | 96.539 | 2.5897 | 41.6048 | 0 | 231.5814 | 409.1003 | 2.727e-07 | 3.982e-08% | 781.4153 | 684.8762 | 781.4153 | 684.8762
1008.368 | 96.4189 | 2.5889 | 41.5564 | 5.2003e-19 | 2622.4781 | 409.1483 | 2.739e-07 | 8.905e-09% | 3172.1907 | 3075.7718 | 3172.1907 | 3075.7718
1008.464 | 96.2964 | 2.5874 | 41.5094 | 0 | 11249.0736 | 409.1016 | 2.751e-07 | 2.351e-09% | 11798.5685 | 11702.2721 | 11798.5685 | 11702.2721
1008.56 | 96.2823 | 2.588 | 41.5031 | 0 | 18277.5671 | 409.3128 | 2.7631e-07 | 1.475e-09% | 18827.2534 | 18730.9711 | 18827.2534 | 18730.9711
1008.656 | 96.316 | 2.5888 | 41.5167 | 0 | 11249.0736 | 409.5542 | 2.7752e-07 | 2.371e-09% | 11799.0494 | 11702.7333 | 11799.0494 | 11702.7333
1008.752 | 96.3342 | 2.5879 | 41.5286 | 0 | 2622.4781 | 409.5844 | 2.7874e-07 | 9.061e-09% | 3172.5133 | 3076.179 | 3172.5133 | 3076.179
1008.848 | 96.2967 | 2.5843 | 41.5245 | 0 | 231.5821 | 409.2742 | 2.7997e-07 | 4.087e-08% | 781.2618 | 684.9651 | 781.2618 | 684.9651
1008.944 | 96.2455 | 2.5797 | 41.5176 | 0 | 7.7823 | 408.8343 | 2.812e-07 | 6.103e-08% | 556.9593 | 460.7139 | 556.9593 | 460.7139
1009.04 | 96.3427 | 2.5792 | 41.5624 | 0 | 0.97186 | 408.9069 | 2.8243e-07 | 6.221e-08% | 550.3629 | 454.0203 | 550.3629 | 454.0203
1009.136 | 96.5205 | 2.5812 | 41.6341 | 6.8651e-20 | 9.0238 | 409.3115 | 2.8367e-07 | 6.133e-08% | 559.0711 | 462.5506 | 559.0711 | 462.5506
1009.232 | 96.6019 | 2.5813 | 41.6704 | 2.0595e-19 | 37.2934 | 409.4619 | 2.8492e-07 | 5.803e-08% | 587.6088 | 491.007 | 587.6088 | 491.007
1009.328 | 96.5361 | 2.5781 | 41.6536 | 0 | 59.7243 | 409.1961 | 2.8617e-07 | 5.577e-08% | 609.6881 | 513.152 | 609.6881 | 513.152
1009.424 | 96.3137 | 2.5713 | 41.5805 | 0 | 36.5561 | 408.4831 | 2.8742e-07 | 5.875e-08% | 585.5047 | 489.191 | 585.5047 | 489.191
1009.52 | 96.2213 | 2.5686 | 41.551 | 0 | 8.5999 | 408.2803 | 2.8868e-07 | 6.262e-08% | 557.2212 | 460.9999 | 557.2212 | 460.9999
1009.616 | 96.4125 | 2.5737 | 41.6183 | 4.1191e-19 | 3.6753 | 409.0678 | 2.8995e-07 | 6.345e-08% | 553.3476 | 456.9351 | 553.3476 | 456.9351
1009.712 | 96.5694 | 2.5777 | 41.6742 | 0 | 34.9063 | 409.7177 | 2.9122e-07 | 5.957e-08% | 585.4453 | 488.8758 | 585.4453 | 488.8758
1009.808 | 96.6099 | 2.5782 | 41.6911 | 0 | 169.5314 | 409.9275 | 2.9249e-07 | 4.689e-08% | 720.3382 | 623.7283 | 720.3382 | 623.7283
1009.904 | 96.6395 | 2.5783 | 41.7051 | 0 | 360.8538 | 410.0798 | 2.9377e-07 | 3.604e-08% | 911.8565 | 815.217 | 911.8565 | 815.217
1010 | 96.652 | 2.5779 | 41.7129 | 0 | 360.8465 | 410.1769 | 2.9506e-07 | 3.619e-08% | 911.9662 | 815.3142 | 911.9662 | 815.3142
1010.096 | 96.6732 | 2.5779 | 41.7235 | 0 | 169.5221 | 410.318 | 2.9635e-07 | 4.748e-08% | 720.8147 | 624.1416 | 720.8147 | 624.1416
1010.192 | 96.617 | 2.5764 | 41.7055 | 0 | 34.9187 | 410.2634 | 2.9765e-07 | 6.081e-08% | 586.081 | 489.464 | 586.081 | 489.464
1010.288 | 96.4995 | 2.5745 | 41.6619 | 0 | 6.0848 | 410.1675 | 2.9896e-07 | 6.492e-08% | 556.9883 | 460.4887 | 556.9883 | 460.4887
1010.384 | 96.4614 | 2.5761 | 41.642 | 0 | 94.5695 | 410.5123 | 3.0026e-07 | 5.466e-08% | 645.7613 | 549.2999 | 645.7613 | 549.2999
1010.48 | 96.413 | 2.5778 | 41.6171 | 0 | 1069.8416 | 410.8789 | 3.0158e-07 | 1.978e-08% | 1621.3284 | 1524.9155 | 1621.3284 | 1524.9155
1010.576 | 96.308 | 2.5779 | 41.5729 | 0 | 4589.0616 | 411.0325 | 3.029e-07 | 6.005e-09% | 5140.553 | 5044.2449 | 5140.553 | 5044.2449
1010.672 | 96.201 | 2.5774 | 41.5296 | 0 | 7456.3368 | 411.1108 | 3.0422e-07 | 3.845e-09% | 8007.7556 | 7911.5546 | 8007.7556 | 7911.5546
1010.768 | 96.1117 | 2.576 | 41.4966 | 0 | 4589.0616 | 411.0751 | 3.0555e-07 | 6.057e-09% | 5140.321 | 5044.2093 | 5140.321 | 5044.2093
1010.864 | 96.0997 | 2.5746 | 41.4969 | 0 | 1069.8404 | 411.0397 | 3.0689e-07 | 2.012e-08% | 1621.0513 | 1524.9516 | 1621.0513 | 1524.9516
1010.96 | 96.2076 | 2.5748 | 41.5442 | 0 | 94.4737 | 411.2141 | 3.0823e-07 | 5.606e-08% | 646.0144 | 549.8069 | 646.0144 | 549.8069
1011.056 | 96.3354 | 2.5753 | 41.5995 | 0 | 3.1601 | 411.4155 | 3.0958e-07 | 6.748e-08% | 555.0858 | 458.7504 | 555.0858 | 458.7504
1011.152 | 96.408 | 2.5748 | 41.6336 | 0 | 0.040039 | 411.5025 | 3.1093e-07 | 6.822e-08% | 552.159 | 455.7509 | 552.159 | 455.7509
1011.248 | 96.4327 | 2.5741 | 41.6479 | 0 | 4.6071e-12 | 411.5488 | 3.1229e-07 | 6.852e-08% | 552.2035 | 455.7708 | 552.2035 | 455.7708
1011.344 | 96.4219 | 2.5735 | 41.6463 | 0 | 2.4187e-12 | 411.6219 | 3.1365e-07 | 6.881e-08% | 552.2636 | 455.8417 | 552.2636 | 455.8417
1011.44 | 96.3724 | 2.573 | 41.6278 | 0 | 2.3035e-12 | 411.7016 | 3.1502e-07 | 6.91e-08% | 552.2748 | 455.9024 | 552.2748 | 455.9024
1011.536 | 96.3159 | 2.5727 | 41.6058 | 0 | 0 | 411.8026 | 3.164e-07 | 6.939e-08% | 552.2971 | 455.9811 | 552.2971 | 455.9811
1011.632 | 96.2746 | 2.5721 | 41.5913 | 0 | 0 | 411.8646 | 3.1778e-07 | 6.968e-08% | 552.3025 | 456.0279 | 552.3025 | 456.0279
1011.728 | 96.2378 | 2.5702 | 41.5823 | 0 | 0 | 411.7697 | 3.1917e-07 | 7e-08% | 552.16 | 455.9222 | 552.16 | 455.9222
1011.824 | 96.2342 | 2.5682 | 41.5881 | 0 | 0 | 411.6578 | 3.2056e-07 | 7.033e-08% | 552.0482 | 455.814 | 552.0482 | 455.814
1011.92 | 96.3068 | 2.5681 | 41.621 | 0 | 6.9106e-12 | 411.7937 | 3.2196e-07 | 7.061e-08% | 552.2896 | 455.9828 | 552.2896 | 455.9828
1012.016 | 96.3335 | 2.5677 | 41.6354 | 0 | 0.0011797 | 411.8819 | 3.2336e-07 | 7.09e-08% | 552.4197 | 456.0863 | 552.4197 | 456.0863
1012.112 | 96.161 | 2.5639 | 41.5742 | 0 | 0.094286 | 411.5358 | 3.2477e-07 | 7.126e-08% | 551.9292 | 455.7682 | 551.9292 | 455.7682
1012.208 | 95.9231 | 2.5609 | 41.4823 | 0 | 2.9928 | 411.2958 | 3.2619e-07 | 7.117e-08% | 554.2549 | 458.3317 | 554.2549 | 458.3317
1012.304 | 95.8399 | 2.5639 | 41.4385 | 0 | 43.471 | 411.8175 | 3.2761e-07 | 6.562e-08% | 595.1308 | 499.2909 | 595.1308 | 499.2909
1012.4 | 95.7579 | 2.5672 | 41.3941 | 0 | 440.7695 | 412.3884 | 3.2904e-07 | 3.668e-08% | 992.8771 | 897.1192 | 992.8771 | 897.1192
1012.496 | 95.5932 | 2.5677 | 41.3225 | 0 | 3458.1871 | 412.6015 | 3.3047e-07 | 8.442e-09% | 4010.272 | 3914.6789 | 4010.272 | 3914.6789
1012.592 | 95.4445 | 2.5672 | 41.2613 | 0 | 13666.6097 | 412.6757 | 3.3191e-07 | 2.35e-09% | 14218.5584 | 14123.1139 | 14218.5584 | 14123.1139
1012.688 | 95.395 | 2.5663 | 41.2439 | 4.3937e-19 | 21798.0115 | 412.7067 | 3.3336e-07 | 1.498e-09% | 22349.9233 | 22254.5283 | 22349.9233 | 22254.5283
1012.784 | 95.4774 | 2.5655 | 41.2832 | 0 | 13357.424 | 412.7495 | 3.3481e-07 | 2.424e-09% | 13909.4997 | 13814.0223 | 13909.4997 | 13814.0223
1012.88 | 95.6513 | 2.5652 | 41.3607 | 0 | 3125.0823 | 412.856 | 3.3627e-07 | 9.388e-09% | 3677.5156 | 3581.8643 | 3677.5156 | 3581.8643
1012.976 | 95.8392 | 2.5648 | 41.4448 | 1.7575e-18 | 285.7831 | 412.9408 | 3.3773e-07 | 4.547e-08% | 838.5727 | 742.7335 | 838.5727 | 742.7335
1013.072 | 95.9979 | 2.5633 | 41.5193 | 2.6362e-18 | 12.0795 | 412.8931 | 3.3921e-07 | 7.232e-08% | 565.0531 | 469.0552 | 565.0531 | 469.0552
1013.168 | 96.1219 | 2.5613 | 41.5803 | 0 | 6.3569 | 412.7759 | 3.4068e-07 | 7.354e-08% | 559.3963 | 463.2743 | 559.3963 | 463.2743
1013.264 | 96.2354 | 2.5607 | 41.6325 | 1.3181e-18 | 71.5714 | 412.8475 | 3.4216e-07 | 6.473e-08% | 624.8476 | 528.6121 | 624.8476 | 528.6121
1013.36 | 96.3285 | 2.5617 | 41.6715 | 0 | 347.8188 | 413.1157 | 3.4365e-07 | 4.268e-08% | 901.496 | 805.1676 | 901.496 | 805.1676
1013.456 | 96.3602 | 2.5622 | 41.685 | 1.5378e-18 | 740.3583 | 413.3304 | 3.4515e-07 | 2.881e-08% | 1294.2961 | 1197.9359 | 1294.2961 | 1197.9359
1013.552 | 96.3406 | 2.5619 | 41.6789 | 0 | 740.3584 | 413.4403 | 3.4665e-07 | 2.893e-08% | 1294.3802 | 1198.0395 | 1294.3802 | 1198.0395
1013.648 | 96.3007 | 2.5614 | 41.6646 | 0 | 347.8188 | 413.5189 | 3.4816e-07 | 4.322e-08% | 901.8645 | 805.5638 | 901.8645 | 805.5638
1013.744 | 96.2566 | 2.5609 | 41.6486 | 0 | 71.5634 | 413.594 | 3.4967e-07 | 6.605e-08% | 625.6235 | 529.3669 | 625.6235 | 529.3669
1013.84 | 96.215 | 2.5604 | 41.6336 | 0 | 6.001 | 413.6688 | 3.5119e-07 | 7.571e-08% | 560.0787 | 463.8637 | 560.0787 | 463.8637
1013.936 | 96.1715 | 2.5598 | 41.6179 | 0 | 0.19669 | 413.7433 | 3.5271e-07 | 7.699e-08% | 554.2891 | 458.1176 | 554.2891 | 458.1176
1014.032 | 96.1138 | 2.5593 | 41.596 | 1.949e-20 | 0.002461 | 413.8149 | 3.5425e-07 | 7.735e-08% | 554.0865 | 457.9727 | 554.0865 | 457.9727
1014.128 | 96.016 | 2.5585 | 41.5574 | 0 | 0.001025 | 413.8611 | 3.5579e-07 | 7.769e-08% | 553.9941 | 457.9781 | 553.9941 | 457.9781
1014.224 | 95.817 | 2.557 | 41.4772 | 1.4657e-18 | 0.081819 | 413.8092 | 3.5733e-07 | 7.803e-08% | 553.7422 | 457.9252 | 553.7422 | 457.9252
1014.32 | 95.4673 | 2.5546 | 41.3344 | 1.7025e-19 | 2.4913 | 413.6416 | 3.5888e-07 | 7.801e-08% | 555.4891 | 460.0218 | 555.4891 | 460.0218
1014.416 | 95.0447 | 2.5528 | 41.1579 | 0 | 29.5664 | 413.5614 | 3.6044e-07 | 7.404e-08% | 581.8832 | 486.8386 | 581.8832 | 486.8386
1014.512 | 94.6855 | 2.5531 | 41.0032 | 0 | 142.2172 | 413.7365 | 3.62e-07 | 6.038e-08% | 694.1955 | 599.51 | 694.1955 | 599.51
1014.608 | 94.3875 | 2.5536 | 40.8741 | 2.3045e-22 | 298.84 | 413.9485 | 3.6357e-07 | 4.808e-08% | 850.6038 | 756.2163 | 850.6038 | 756.2163
1014.704 | 94.1015 | 2.5524 | 40.7554 | 0 | 313.7669 | 413.931 | 3.6515e-07 | 4.736e-08% | 865.107 | 771.0055 | 865.107 | 771.0055
1014.8 | 93.9714 | 2.5513 | 40.7037 | 0 | 238.8408 | 413.9356 | 3.6674e-07 | 5.269e-08% | 790.0028 | 696.0314 | 790.0028 | 696.0314
1014.896 | 94.1467 | 2.5524 | 40.7778 | 0 | 217.4943 | 414.2232 | 3.6833e-07 | 5.456e-08% | 769.1944 | 675.0477 | 769.1944 | 675.0477
1014.992 | 94.4819 | 2.5534 | 40.9215 | 1.1058e-18 | 306.0892 | 414.5023 | 3.6992e-07 | 4.842e-08% | 858.5484 | 764.0665 | 858.5484 | 764.0665
1015.088 | 94.8085 | 2.5533 | 41.0647 | 3.2369e-18 | 855.5975 | 414.633 | 3.7153e-07 | 2.828e-08% | 1408.657 | 1313.8486 | 1408.657 | 1313.8486
1015.184 | 95.0846 | 2.5528 | 41.1873 | 1.9737e-18 | 1349.8467 | 414.7124 | 3.7314e-07 | 2.063e-08% | 1903.3839 | 1808.2993 | 1903.3839 | 1808.2993
1015.28 | 95.2909 | 2.5522 | 41.2801 | 9.4738e-19 | 920.0607 | 414.773 | 3.7475e-07 | 2.718e-08% | 1473.9568 | 1378.6659 | 1473.9568 | 1378.6659
1015.376 | 95.3482 | 2.5507 | 41.3109 | 2.3341e-18 | 1245.6732 | 414.7251 | 3.7638e-07 | 2.208e-08% | 1799.608 | 1704.2599 | 1799.608 | 1704.2599
1015.472 | 95.1692 | 2.5469 | 41.2463 | 0 | 4533.3857 | 414.3792 | 3.7801e-07 | 7.573e-09% | 5086.7273 | 4991.5582 | 5086.7273 | 4991.5582
1015.568 | 94.9168 | 2.5437 | 41.1484 | 5.9383e-19 | 7338.8845 | 414.1011 | 3.7964e-07 | 4.869e-09% | 7891.5944 | 7796.6776 | 7891.5944 | 7796.6776
1015.664 | 94.8631 | 2.5455 | 41.1207 | 3.6728e-19 | 4516.8913 | 414.4903 | 3.8129e-07 | 7.664e-09% | 5069.9109 | 4975.0478 | 5069.9109 | 4975.0478
1015.76 | 94.9075 | 2.5483 | 41.1329 | 7.5516e-19 | 1055.7739 | 414.9927 | 3.8294e-07 | 2.529e-08% | 1609.3553 | 1514.4479 | 1609.3553 | 1514.4479
1015.856 | 94.9425 | 2.5488 | 41.148 | 7.8949e-19 | 155.1135 | 415.207 | 3.846e-07 | 6.264e-08% | 708.9598 | 614.0172 | 708.9598 | 614.0172
1015.952 | 95.0099 | 2.5485 | 41.1798 | 4.1534e-19 | 701.1428 | 415.3028 | 3.8626e-07 | 3.329e-08% | 1255.1837 | 1160.1738 | 1255.1837 | 1160.1738
1016.048 | 95.0935 | 2.548 | 41.219 | 0 | 2993.7427 | 415.3829 | 3.8793e-07 | 1.123e-08% | 3547.9861 | 3452.8926 | 3547.9861 | 3452.8926
1016.144 | 95.092 | 2.5474 | 41.2214 | 2.746e-20 | 4864.1718 | 415.4602 | 3.8961e-07 | 7.319e-09% | 5418.4929 | 5323.4009 | 5418.4929 | 5323.4009
1016.24 | 94.9485 | 2.5469 | 41.1622 | 0 | 2993.7061 | 415.5355 | 3.9129e-07 | 1.133e-08% | 3547.8994 | 3452.9508 | 3547.8994 | 3452.9508
1016.336 | 94.7066 | 2.5464 | 41.0605 | 5.0657e-19 | 698.9587 | 415.6102 | 3.9299e-07 | 3.393e-08% | 1252.8824 | 1158.1757 | 1252.8824 | 1158.1757
1016.432 | 94.4057 | 2.5458 | 40.9331 | 0 | 92.8405 | 415.6845 | 3.9469e-07 | 7.15e-08% | 646.4097 | 552.0039 | 646.4097 | 552.0039
1016.528 | 94.0674 | 2.5452 | 40.7896 | 0 | 355.493 | 415.7541 | 3.9639e-07 | 4.866e-08% | 908.6492 | 814.5818 | 908.6492 | 814.5818
1016.624 | 93.7728 | 2.5444 | 40.6659 | 0 | 1516.066 | 415.7834 | 3.981e-07 | 2.016e-08% | 2068.8325 | 1975.0597 | 2068.8325 | 1975.0597
1016.72 | 93.6288 | 2.5426 | 40.6102 | 0 | 2463.3297 | 415.6947 | 3.9982e-07 | 1.368e-08% | 3015.806 | 2922.1772 | 3015.806 | 2922.1772
1016.816 | 93.69 | 2.5407 | 40.6438 | 3.3515e-19 | 1516.7369 | 415.589 | 4.0155e-07 | 2.033e-08% | 2069.2003 | 1975.5103 | 2069.2003 | 1975.5103
1016.912 | 93.9345 | 2.5401 | 40.7528 | 0 | 356.4815 | 415.6659 | 4.0329e-07 | 4.946e-08% | 909.3748 | 815.4403 | 909.3748 | 815.4403
1017.008 | 94.2837 | 2.5404 | 40.9051 | 1.0876e-18 | 39.8158 | 415.8424 | 4.0503e-07 | 8.115e-08% | 593.3873 | 499.1037 | 593.3873 | 499.1037
1017.104 | 94.698 | 2.541 | 41.0846 | 5.5254e-20 | 120.3165 | 416.0675 | 4.0678e-07 | 7.013e-08% | 674.7076 | 580.0096 | 674.7076 | 580.0096
1017.2 | 95.0747 | 2.5412 | 41.249 | 0 | 1487.0209 | 416.2394 | 4.0853e-07 | 2.098e-08% | 2042.1252 | 1947.0505 | 2042.1252 | 1947.0505
1017.296 | 95.297 | 2.5402 | 41.3499 | 0 | 8304.0222 | 416.2598 | 4.1029e-07 | 4.681e-09% | 8859.4691 | 8764.1721 | 8859.4691 | 8764.1721
1017.392 | 95.3464 | 2.5377 | 41.3807 | 0 | 21765.3243 | 416.0658 | 4.1206e-07 | 1.854e-09% | 22320.6548 | 22225.3084 | 22320.6548 | 22225.3084
1017.488 | 95.3535 | 2.5355 | 41.3918 | 0 | 26839.4681 | 415.9263 | 4.1384e-07 | 1.516e-09% | 27394.6752 | 27299.3218 | 27394.6752 | 27299.3218
1017.584 | 95.4564 | 2.5366 | 41.4346 | 1.5378e-18 | 14539.983 | 416.2177 | 4.1563e-07 | 2.771e-09% | 15095.6283 | 15000.172 | 15095.6283 | 15000.172
1017.68 | 95.5563 | 2.5381 | 41.475 | 1.3181e-18 | 3234.2626 | 416.5581 | 4.1742e-07 | 1.13e-08% | 3790.3901 | 3694.8338 | 3790.3901 | 3694.8338
1017.776 | 95.5837 | 2.538 | 41.4886 | 8.7873e-19 | 300.3335 | 416.6939 | 4.1922e-07 | 5.508e-08% | 856.6378 | 761.0541 | 856.6378 | 761.0541
1017.872 | 95.5731 | 2.5374 | 41.4875 | 1.7575e-18 | 19.8636 | 416.7556 | 4.2102e-07 | 8.76e-08% | 576.2171 | 480.6441 | 576.2171 | 480.6441
1017.968 | 95.5268 | 2.5369 | 41.4703 | 8.7873e-19 | 4.8986 | 416.8374 | 4.2284e-07 | 9.079e-08% | 561.27 | 465.7432 | 561.27 | 465.7432
1018.064 | 95.3817 | 2.5365 | 41.41 | 0 | 77.8644 | 416.9363 | 4.2466e-07 | 7.882e-08% | 634.1288 | 538.7472 | 634.1288 | 538.7472
1018.16 | 95.0728 | 2.5361 | 41.2788 | 1.7575e-18 | 879.6851 | 417.0247 | 4.2649e-07 | 3.182e-08% | 1435.5975 | 1340.5247 | 1435.5975 | 1340.5247
1018.256 | 94.6233 | 2.5356 | 41.0867 | 0 | 3773.368 | 417.1021 | 4.2833e-07 | 1.012e-08% | 4328.7156 | 4234.0923 | 4328.7156 | 4234.0923
1018.352 | 94.1163 | 2.535 | 40.8697 | 1.5378e-18 | 6130.9924 | 417.1736 | 4.3017e-07 | 6.526e-09% | 6685.6871 | 6591.5708 | 6685.6871 | 6591.5708
1018.448 | 93.5974 | 2.5343 | 40.648 | 2.1968e-19 | 3773.3679 | 417.222 | 4.3202e-07 | 1.02e-08% | 4327.3697 | 4233.7723 | 4327.3697 | 4233.7723
1018.544 | 93.1066 | 2.5331 | 40.4398 | 8.7873e-19 | 879.6791 | 417.2102 | 4.3388e-07 | 3.238e-08% | 1432.9688 | 1339.8622 | 1432.9688 | 1339.8622
1018.64 | 92.7908 | 2.532 | 40.3073 | 2.6362e-18 | 77.6812 | 417.2164 | 4.3575e-07 | 8.103e-08% | 630.5277 | 537.7369 | 630.5277 | 537.7369
1018.736 | 92.7863 | 2.532 | 40.307 | 0 | 2.7397 | 417.3596 | 4.3762e-07 | 9.453e-08% | 555.7246 | 462.9383 | 555.7246 | 462.9383
1018.832 | 92.9923 | 2.5321 | 40.3976 | 0 | 11.1847 | 417.5204 | 4.3951e-07 | 9.319e-08% | 564.6272 | 471.635 | 564.6272 | 471.635
1018.928 | 93.2325 | 2.5318 | 40.5046 | 0 | 333.4065 | 417.6201 | 4.414e-07 | 5.559e-08% | 887.2956 | 794.063 | 887.2956 | 794.063
1019.024 | 93.4208 | 2.5312 | 40.5897 | 2.952e-19 | 3775.967 | 417.6868 | 4.4329e-07 | 1.046e-08% | 4330.1954 | 4236.7746 | 4330.1954 | 4236.7746
1019.12 | 93.5002 | 2.5298 | 40.6298 | 8.1008e-19 | 16201.7748 | 417.6537 | 4.452e-07 | 2.672e-09% | 16756.0883 | 16662.5881 | 16756.0883 | 16662.5881
1019.216 | 93.3473 | 2.5256 | 40.5779 | 2.4165e-18 | 26348.9588 | 417.2342 | 4.4711e-07 | 1.668e-09% | 26902.6438 | 26809.2965 | 26902.6438 | 26809.2965
1019.312 | 92.9232 | 2.5181 | 40.4186 | 2.5469e-18 | 16270.9783 | 416.3881 | 4.4904e-07 | 2.684e-09% | 16823.2263 | 16730.3031 | 16823.2263 | 16730.3031
1019.408 | 92.574 | 2.5151 | 40.2782 | 1.4691e-18 | 3850.9623 | 416.1352 | 4.5097e-07 | 1.046e-08% | 4402.4647 | 4309.8907 | 4402.4647 | 4309.8907
1019.504 | 92.5995 | 2.5207 | 40.273 | 2.0595e-18 | 368.4889 | 417.0271 | 4.529e-07 | 5.468e-08% | 920.9092 | 828.3096 | 920.9092 | 828.3096
1019.6 | 92.7893 | 2.526 | 40.34 | 1.6476e-18 | 18.3245 | 417.88 | 4.5485e-07 | 9.494e-08% | 571.8598 | 479.0705 | 571.8598 | 479.0705
1019.696 | 93.0048 | 2.5272 | 40.4313 | 1.2769e-18 | 0.74134 | 418.1856 | 4.568e-07 | 9.89e-08% | 554.8903 | 461.8855 | 554.8903 | 461.8855
1019.792 | 93.2799 | 2.5269 | 40.5533 | 2.0321e-18 | 0.054231 | 418.2917 | 4.5876e-07 | 9.942e-08% | 554.7061 | 461.4262 | 554.7061 | 461.4262
1019.888 | 93.624 | 2.5264 | 40.706 | 7.1397e-19 | 1.056 | 418.3695 | 4.6073e-07 | 9.958e-08% | 556.2819 | 462.6579 | 556.2819 | 462.6579
1019.984 | 93.9826 | 2.5259 | 40.8651 | 1.2357e-18 | 12.5896 | 418.4442 | 4.6271e-07 | 9.753e-08% | 568.4075 | 474.4248 | 568.4075 | 474.4248
1020.08 | 94.2502 | 2.5253 | 40.9847 | 7.6889e-19 | 61.2471 | 418.515 | 4.6469e-07 | 8.881e-08% | 617.5223 | 523.2721 | 617.5223 | 523.2721
1020.176 | 94.3697 | 2.5245 | 41.0406 | 7.9635e-19 | 134.8192 | 418.5549 | 4.6669e-07 | 7.818e-08% | 691.309 | 596.9393 | 691.309 | 596.9393
1020.272 | 94.3667 | 2.523 | 41.0454 | 1.1945e-18 | 266.9886 | 418.498 | 4.6869e-07 | 6.429e-08% | 823.4218 | 729.0551 | 823.4218 | 729.0551
1020.368 | 94.3054 | 2.5212 | 41.0255 | 8.9246e-19 | 1609.7064 | 418.4077 | 4.707e-07 | 2.272e-08% | 2165.9662 | 2071.6608 | 2165.9662 | 2071.6608
1020.464 | 94.2635 | 2.5207 | 41.0105 | 5.8216e-18 | 6654.9296 | 418.4816 | 4.7272e-07 | 6.642e-09% | 7211.2059 | 7116.9424 | 7211.2059 | 7116.9424
1020.56 | 94.2639 | 2.5211 | 41.0109 | 4.2564e-18 | 10793.5727 | 418.6876 | 4.7474e-07 | 4.218e-09% | 11350.0562 | 11255.7923 | 11350.0562 | 11255.7923
1020.656 | 94.2968 | 2.5215 | 41.0257 | 2.746e-18 | 6642.3986 | 418.8893 | 4.7678e-07 | 6.711e-09% | 7199.1318 | 7104.835 | 7199.1318 | 7104.835
1020.752 | 94.3408 | 2.5214 | 41.0467 | 2.4165e-18 | 1550.3983 | 419.0219 | 4.7882e-07 | 2.379e-08% | 2107.3293 | 2012.9885 | 2107.3293 | 2012.9885
1020.848 | 94.3759 | 2.5209 | 41.0651 | 2.1968e-18 | 192.9481 | 419.0999 | 4.8087e-07 | 7.334e-08% | 750.01 | 655.6341 | 750.01 | 655.6341
1020.944 | 94.4007 | 2.5203 | 41.0793 | 4.3937e-19 | 641.2173 | 419.1671 | 4.8293e-07 | 4.374e-08% | 1198.3847 | 1103.984 | 1198.3847 | 1103.984
1021.04 | 94.4236 | 2.5198 | 41.0925 | 1.3181e-18 | 2743.9742 | 419.2419 | 4.85e-07 | 1.512e-08% | 3301.2519 | 3206.8283 | 3301.2519 | 3206.8283
1021.136 | 94.4346 | 2.5191 | 41.101 | 2.1968e-18 | 4848.1701 | 419.2935 | 4.8707e-07 | 9.171e-09% | 5405.5183 | 5311.0837 | 5405.5183 | 5311.0837
1021.232 | 94.3981 | 2.5182 | 41.0893 | 0 | 7397.6507 | 419.3196 | 4.8916e-07 | 6.223e-09% | 7954.9759 | 7860.5778 | 7954.9759 | 7860.5778
1021.328 | 94.2592 | 2.5175 | 41.0324 | 0 | 20656.2503 | 419.3768 | 4.9125e-07 | 2.326e-09% | 21213.4363 | 21119.1771 | 21213.4363 | 21119.1771
1021.424 | 93.9796 | 2.5169 | 40.914 | 0 | 32583.5446 | 419.4462 | 4.9335e-07 | 1.493e-09% | 33140.4013 | 33046.4217 | 33140.4013 | 33046.4217
1021.52 | 93.5587 | 2.5154 | 40.7371 | 0 | 20020.8731 | 419.3811 | 4.9547e-07 | 2.419e-09% | 20577.0653 | 20483.5066 | 20577.0653 | 20483.5066
1021.616 | 93.0284 | 2.5124 | 40.5167 | 3.055e-19 | 4667.0101 | 419.127 | 4.9759e-07 | 9.701e-09% | 5222.1946 | 5129.1662 | 5222.1946 | 5129.1662
1021.712 | 92.5215 | 2.5106 | 40.3029 | 0 | 412.2409 | 419.0341 | 4.9971e-07 | 5.717e-08% | 966.61 | 874.0885 | 966.61 | 874.0885
1021.808 | 92.1952 | 2.5121 | 40.1578 | 0 | 14.2916 | 419.3885 | 5.0185e-07 | 1.054e-07% | 568.5451 | 476.35 | 568.5451 | 476.35
1021.904 | 92.0627 | 2.514 | 40.096 | 0 | 0.99732 | 419.7906 | 5.0399e-07 | 1.088e-07% | 555.4607 | 463.398 | 555.4607 | 463.398
1022 | 92.1297 | 2.5144 | 40.1257 | 0 | 0.50633 | 419.9859 | 5.0615e-07 | 1.093e-07% | 555.2621 | 463.1324 | 555.2621 | 463.1324
1022.096 | 92.4038 | 2.514 | 40.2478 | 0 | 0.11927 | 420.0815 | 5.0831e-07 | 1.098e-07% | 555.3663 | 462.9626 | 555.3663 | 462.9626
1022.192 | 92.8432 | 2.5135 | 40.4423 | 0 | 0.048126 | 420.1583 | 5.1048e-07 | 1.102e-07% | 556.0054 | 463.1622 | 556.0054 | 463.1622
1022.288 | 93.3725 | 2.513 | 40.6761 | 0 | 0.44996 | 420.2331 | 5.1266e-07 | 1.105e-07% | 557.2446 | 463.872 | 557.2446 | 463.872
1022.384 | 93.8914 | 2.5124 | 40.9053 | 0 | 2.2395 | 420.3075 | 5.1485e-07 | 1.105e-07% | 559.8562 | 465.9648 | 559.8562 | 465.9648
1022.48 | 94.3021 | 2.5119 | 41.0875 | 0 | 8.9296 | 420.3817 | 5.1705e-07 | 1.093e-07% | 567.2128 | 472.9107 | 567.2128 | 472.9107
1022.576 | 94.5612 | 2.5113 | 41.2037 | 0 | 132.5502 | 420.4539 | 5.1926e-07 | 8.702e-08% | 691.2803 | 596.7191 | 691.2803 | 596.7191
1022.672 | 94.6743 | 2.5106 | 41.2567 | 0 | 1450.5378 | 420.508 | 5.2147e-07 | 2.723e-08% | 2009.4875 | 1914.8131 | 2009.4875 | 1914.8131
1022.768 | 94.6527 | 2.509 | 41.2539 | 0 | 6213.1324 | 420.4377 | 5.237e-07 | 7.843e-09% | 6771.9857 | 6677.333 | 6771.9857 | 6677.333
1022.864 | 94.5034 | 2.5051 | 41.2027 | 0 | 10094.5075 | 420.0603 | 5.2594e-07 | 4.981e-09% | 10652.7789 | 10558.2755 | 10652.7789 | 10558.2755
1022.96 | 94.39 | 2.502 | 41.1645 | 3.2352e-18 | 6217.6474 | 419.7944 | 5.2818e-07 | 7.906e-09% | 6775.4983 | 6681.1083 | 6775.4983 | 6681.1083
1023.056 | 94.4911 | 2.5042 | 41.2033 | 2.5778e-18 | 1596.7367 | 420.2372 | 5.3043e-07 | 2.574e-08% | 2155.1725 | 2060.6813 | 2155.1725 | 2060.6813
1023.152 | 94.6188 | 2.507 | 41.2518 | 2.6997e-18 | 1808.2322 | 420.7559 | 5.3269e-07 | 2.344e-08% | 2367.3657 | 2272.7469 | 2367.3657 | 2272.7469
1023.248 | 94.6558 | 2.5074 | 41.2683 | 0 | 7212.0389 | 420.9536 | 5.3496e-07 | 6.969e-09% | 7771.424 | 7676.7682 | 7771.424 | 7676.7682
1023.344 | 94.6479 | 2.5065 | 41.2691 | 0 | 11711.2703 | 420.9871 | 5.3724e-07 | 4.412e-09% | 12270.6809 | 12176.033 | 12270.681 | 12176.033
1023.44 | 94.5878 | 2.5046 | 41.2504 | 2.5933e-18 | 7207.7608 | 420.8691 | 5.3953e-07 | 7.032e-09% | 7766.9727 | 7672.3849 | 7766.9727 | 7672.3849
1023.536 | 94.499 | 2.5027 | 41.219 | 2.117e-18 | 1680.3335 | 420.7618 | 5.4183e-07 | 2.526e-08% | 2239.3159 | 2144.817 | 2239.3159 | 2144.817
1023.632 | 94.4373 | 2.5024 | 41.1947 | 7.0882e-19 | 148.3841 | 420.8673 | 5.4414e-07 | 8.877e-08% | 707.3857 | 612.9484 | 707.3857 | 612.9484
1023.728 | 94.3138 | 2.5006 | 41.1479 | 1.5446e-19 | 4.9634 | 420.7779 | 5.4645e-07 | 1.164e-07% | 563.7037 | 469.3898 | 563.7037 | 469.3898
1023.824 | 94.0679 | 2.4954 | 41.0588 | 0 | 0.062887 | 420.2189 | 5.4878e-07 | 1.183e-07% | 557.9038 | 463.8359 | 557.9038 | 463.8359
1023.92 | 93.8304 | 2.4902 | 40.9734 | 1.3181e-18 | 0 | 419.6694 | 5.5112e-07 | 1.19e-07% | 556.9634 | 463.133 | 556.9634 | 463.133
1024.016 | 93.8329 | 2.4911 | 40.9733 | 1.0298e-18 | 0 | 419.9403 | 5.5346e-07 | 1.194e-07% | 557.2377 | 463.4047 | 557.2377 | 463.4047
1024.112 | 94.0503 | 2.4971 | 41.051 | 2.746e-18 | 0 | 420.8859 | 5.5582e-07 | 1.197e-07% | 558.4843 | 464.434 | 558.4843 | 464.434
1024.208 | 94.2154 | 2.5009 | 41.1125 | 5.1351e-18 | 3.225e-12 | 421.5523 | 5.5818e-07 | 1.2e-07% | 559.3811 | 465.1657 | 559.3811 | 465.1657
1024.304 | 94.2577 | 2.5015 | 41.1307 | 5.3548e-19 | 1.8428e-12 | 421.777 | 5.6056e-07 | 1.204e-07% | 559.667 | 465.4092 | 559.667 | 465.4092
1024.4 | 94.2516 | 2.5011 | 41.1309 | 0 | 0 | 421.8688 | 5.6294e-07 | 1.209e-07% | 559.7524 | 465.5008 | 559.7524 | 465.5008
1024.496 | 94.2433 | 2.5005 | 41.1306 | 0 | 0 | 421.9447 | 5.6534e-07 | 1.214e-07% | 559.8192 | 465.5759 | 559.8192 | 465.5759
1024.592 | 94.2343 | 2.5 | 41.13 | 0 | 0 | 422.0192 | 5.6774e-07 | 1.219e-07% | 559.8835 | 465.6492 | 559.8835 | 465.6492
1024.688 | 94.208 | 2.4995 | 41.1218 | 0 | 1.8428e-12 | 422.0928 | 5.7015e-07 | 1.224e-07% | 559.922 | 465.714 | 559.922 | 465.714
1024.784 | 94.175 | 2.4989 | 41.1108 | 5.4921e-19 | 4.6071e-13 | 422.1623 | 5.7257e-07 | 1.229e-07% | 559.947 | 465.772 | 559.947 | 465.772
1024.88 | 94.1631 | 2.4982 | 41.1092 | 0 | 5.9892e-12 | 422.2233 | 5.7501e-07 | 1.234e-07% | 559.9938 | 465.8308 | 559.9938 | 465.8308
1024.976 | 94.1692 | 2.4976 | 41.1155 | 0 | 5.7589e-12 | 422.2854 | 5.7745e-07 | 1.239e-07% | 560.0677 | 465.8985 | 560.0677 | 465.8985
1025.072 | 94.1749 | 2.4969 | 41.1217 | 2.1968e-19 | 9.2142e-12 | 422.3387 | 5.799e-07 | 1.245e-07% | 560.1322 | 465.9573 | 560.1322 | 465.9573
1025.168 | 94.1664 | 2.4956 | 41.1235 | 0 | 5.5285e-12 | 422.3132 | 5.8236e-07 | 1.25e-07% | 560.0988 | 465.9324 | 560.0988 | 465.9324
1025.264 | 94.173 | 2.4944 | 41.1318 | 0 | 5.5285e-12 | 422.293 | 5.8484e-07 | 1.255e-07% | 560.0922 | 465.9192 | 560.0922 | 465.9192
1025.36 | 94.2283 | 2.4944 | 41.1575 | 6.5905e-19 | 8.7535e-12 | 422.4471 | 5.8732e-07 | 1.26e-07% | 560.3273 | 466.099 | 560.3273 | 466.099
1025.456 | 94.2795 | 2.4947 | 41.1807 | 4.3937e-18 | 1.1086e-11 | 422.6336 | 5.8981e-07 | 1.265e-07% | 560.5885 | 466.309 | 560.5885 | 466.3091
1025.552 | 94.2917 | 2.4942 | 41.1895 | 0 | 6.853e-12 | 422.7042 | 5.9231e-07 | 1.27e-07% | 560.6796 | 466.3879 | 560.6796 | 466.3879
1025.648 | 94.2628 | 2.4924 | 41.1838 | 0 | 0 | 422.6179 | 5.9483e-07 | 1.276e-07% | 560.557 | 466.2942 | 560.557 | 466.2942
1025.744 | 94.2298 | 2.4906 | 41.1765 | 4.3937e-19 | 0 | 422.517 | 5.9735e-07 | 1.281e-07% | 560.4139 | 466.1842 | 560.4139 | 466.1842
1025.84 | 94.2588 | 2.4907 | 41.1908 | 0 | 0 | 422.6704 | 5.9988e-07 | 1.286e-07% | 560.6107 | 466.3519 | 560.6107 | 466.3519
1025.936 | 94.303 | 2.4915 | 41.2092 | 0 | 0 | 422.9389 | 6.0243e-07 | 1.291e-07% | 560.9426 | 466.6396 | 560.9426 | 466.6396
1026.032 | 94.2958 | 2.4917 | 41.2074 | 3.0756e-18 | 0 | 423.1035 | 6.0498e-07 | 1.296e-07% | 561.0984 | 466.8025 | 561.0984 | 466.8025
1026.128 | 94.2312 | 2.4909 | 41.1832 | 8.7873e-19 | 8.3926e-05 | 423.1461 | 6.0754e-07 | 1.301e-07% | 561.0514 | 466.8202 | 561.0514 | 466.8202
1026.224 | 94.1083 | 2.4892 | 41.1364 | 0 | 0.0066239 | 423.0587 | 6.1012e-07 | 1.307e-07% | 560.7991 | 466.6909 | 560.7991 | 466.6909
1026.32 | 93.9745 | 2.4877 | 41.0841 | 0 | 0.19803 | 423.0036 | 6.127e-07 | 1.313e-07% | 560.7479 | 466.7734 | 560.7479 | 466.7734
1026.416 | 93.903 | 2.4881 | 41.0535 | 0 | 2.2425 | 423.2023 | 6.153e-07 | 1.312e-07% | 562.8893 | 468.9863 | 562.8893 | 468.9863
1026.512 | 93.857 | 2.4887 | 41.033 | 0 | 9.6192 | 423.4422 | 6.179e-07 | 1.297e-07% | 570.4402 | 476.5832 | 570.4402 | 476.5832
1026.608 | 93.8083 | 2.4886 | 41.0139 | 0 | 15.6293 | 423.5717 | 6.2052e-07 | 1.286e-07% | 576.5117 | 482.7034 | 576.5117 | 482.7034
1026.704 | 93.7749 | 2.4881 | 41.0024 | 3.5149e-18 | 9.6192 | 423.6539 | 6.2315e-07 | 1.307e-07% | 570.5384 | 476.7636 | 570.5384 | 476.7636
1026.8 | 93.7708 | 2.4876 | 41.004 | 0 | 2.2426 | 423.7288 | 6.2578e-07 | 1.333e-07% | 563.2336 | 469.4629 | 563.2336 | 469.4629
1026.896 | 93.8025 | 2.487 | 41.0212 | 0 | 0.21587 | 423.8025 | 6.2843e-07 | 1.344e-07% | 561.329 | 467.5266 | 561.329 | 467.5266
1026.992 | 93.8511 | 2.4864 | 41.046 | 0 | 1.1505 | 423.8687 | 6.3109e-07 | 1.347e-07% | 562.4028 | 468.5516 | 562.4028 | 468.5516
1027.088 | 93.8724 | 2.4854 | 41.0603 | 0 | 31.2081 | 423.8707 | 6.3376e-07 | 1.271e-07% | 592.4968 | 498.6244 | 592.4968 | 498.6244
1027.184 | 93.8235 | 2.483 | 41.0479 | 0 | 340.6666 | 423.6921 | 6.3644e-07 | 7.878e-08% | 901.713 | 807.8895 | 901.713 | 807.8895
1027.28 | 93.7695 | 2.4808 | 41.0328 | 0 | 1441.5573 | 423.5386 | 6.3913e-07 | 3.349e-08% | 2002.379 | 1908.6095 | 2002.379 | 1908.6095
1027.376 | 93.7933 | 2.4808 | 41.0448 | 0 | 2334.2862 | 423.6924 | 6.4183e-07 | 2.291e-08% | 2895.2974 | 2801.5041 | 2895.2974 | 2801.5041
1027.472 | 93.7586 | 2.4795 | 41.0355 | 0 | 1441.5815 | 423.6596 | 6.4454e-07 | 3.377e-08% | 2002.5147 | 1908.7561 | 2002.5147 | 1908.7561
1027.568 | 93.6884 | 2.4772 | 41.0136 | 0 | 340.6836 | 423.4959 | 6.4727e-07 | 8.014e-08% | 901.3587 | 807.6703 | 901.3587 | 807.6703
1027.664 | 93.7723 | 2.4786 | 41.0477 | 7.38e-20 | 31.2122 | 423.8318 | 6.5e-07 | 1.304e-07% | 592.3425 | 498.5702 | 592.3425 | 498.5702
1027.76 | 93.9142 | 2.4808 | 41.1044 | 3.9474e-20 | 1.1496 | 424.2907 | 6.5275e-07 | 1.392e-07% | 562.9399 | 469.0256 | 562.9399 | 469.0256
1027.856 | 93.9993 | 2.4813 | 41.1419 | 1.9531e-18 | 0.082076 | 424.5053 | 6.555e-07 | 1.4e-07% | 562.2099 | 468.2106 | 562.2099 | 468.2106
1027.952 | 94.0456 | 2.4809 | 41.1651 | 0 | 0.31221 | 424.6006 | 6.5827e-07 | 1.405e-07% | 562.6044 | 468.5588 | 562.6044 | 468.5588
1028.048 | 94.0762 | 2.4805 | 41.1817 | 0 | 0.66441 | 424.6837 | 6.6105e-07 | 1.409e-07% | 563.0865 | 469.0103 | 563.0865 | 469.0103
1028.144 | 94.0917 | 2.48 | 41.1917 | 0 | 0.66441 | 424.7654 | 6.6384e-07 | 1.415e-07% | 563.1931 | 469.1014 | 563.1931 | 469.1014
1028.24 | 94.0882 | 2.4794 | 41.1935 | 0 | 0.3616 | 424.8411 | 6.6664e-07 | 1.422e-07% | 562.9638 | 468.8756 | 562.9639 | 468.8756
1028.336 | 94.0636 | 2.4788 | 41.1863 | 0 | 3.9678 | 424.9064 | 6.6945e-07 | 1.417e-07% | 566.603 | 472.5394 | 566.603 | 472.5394
1028.432 | 93.9926 | 2.4777 | 41.1604 | 0 | 117.1748 | 424.9031 | 6.7228e-07 | 1.148e-07% | 679.7087 | 585.7161 | 679.7087 | 585.7161
1028.528 | 93.8111 | 2.4753 | 41.0902 | 0 | 1358.5488 | 424.7142 | 6.7511e-07 | 3.696e-08% | 1920.6396 | 1826.8285 | 1920.6396 | 1826.8285
1028.624 | 93.5365 | 2.4731 | 40.9784 | 0 | 6775.6416 | 424.5599 | 6.7796e-07 | 9.359e-09% | 7337.1895 | 7243.653 | 7337.1895 | 7243.653
1028.72 | 93.2589 | 2.4736 | 40.8569 | 0 | 21764.3352 | 424.7788 | 6.8081e-07 | 3.062e-09% | 22325.7035 | 22232.4445 | 22325.7035 | 22232.4445
1028.816 | 92.9403 | 2.4744 | 40.7165 | 0 | 59732.4979 | 425.0373 | 6.8369e-07 | 1.136e-09% | 60293.6663 | 60200.7261 | 60293.6663 | 60200.7261
1028.912 | 92.5927 | 2.4744 | 40.5659 | 8.2381e-20 | 90085.9416 | 425.1906 | 6.8656e-07 | 7.582e-10% | 90646.7652 | 90554.1725 | 90646.7652 | 90554.1725
1029.008 | 92.2808 | 2.4745 | 40.4307 | 0 | 56244.3333 | 425.3532 | 6.8946e-07 | 1.216e-09% | 56804.8726 | 56712.5917 | 56804.8726 | 56712.5917
1029.104 | 92.0623 | 2.4744 | 40.3371 | 0 | 14010.9876 | 425.4841 | 6.9236e-07 | 4.782e-09% | 14571.3456 | 14479.2832 | 14571.3456 | 14479.2832
1029.2 | 92.0237 | 2.4739 | 40.3234 | 0 | 1478.2488 | 425.5662 | 6.9528e-07 | 3.572e-08% | 2038.636 | 1946.6123 | 2038.6361 | 1946.6123
1029.296 | 92.1729 | 2.4731 | 40.3929 | 0 | 374.1273 | 425.6057 | 6.9821e-07 | 8.286e-08% | 934.7718 | 842.599 | 934.7718 | 842.599
1029.392 | 92.4309 | 2.4721 | 40.5109 | 0 | 1378.9107 | 425.6074 | 7.0115e-07 | 3.795e-08% | 1939.932 | 1847.501 | 1939.932 | 1847.501
1029.488 | 92.7464 | 2.4713 | 40.6531 | 0 | 2516.8485 | 425.6574 | 7.041e-07 | 2.358e-08% | 3078.3767 | 2985.6303 | 3078.3767 | 2985.6303
1029.584 | 93.0879 | 2.4713 | 40.8047 | 0 | 2355.7942 | 425.8001 | 7.0706e-07 | 2.503e-08% | 2917.9582 | 2824.8703 | 2917.9582 | 2824.8703
1029.68 | 93.3724 | 2.4712 | 40.9315 | 0 | 5052.2829 | 425.9355 | 7.1004e-07 | 1.286e-08% | 5614.9935 | 5521.6211 | 5614.9935 | 5521.6211
1029.776 | 93.5209 | 2.4707 | 40.9997 | 0 | 18681.9117 | 426.022 | 7.1302e-07 | 3.723e-09% | 19244.9251 | 19151.4042 | 19244.9251 | 19151.4042
1029.872 | 93.5165 | 2.47 | 41.0018 | 0 | 30159.1028 | 426.0692 | 7.1603e-07 | 2.338e-09% | 30722.1604 | 30628.6438 | 30722.1604 | 30628.6438
1029.968 | 93.3933 | 2.4688 | 40.9531 | 0 | 18555.9929 | 426.0544 | 7.1903e-07 | 3.779e-09% | 19118.8626 | 19025.4692 | 19118.8626 | 19025.4692
1030.064 | 93.2349 | 2.4678 | 40.8885 | 1.8192e-18 | 4325.8606 | 426.062 | 7.2205e-07 | 1.506e-08% | 4888.5138 | 4795.2789 | 4888.5138 | 4795.2789
1030.16 | 93.1218 | 2.4678 | 40.8408 | 1.7369e-18 | 382.0006 | 426.2093 | 7.2509e-07 | 8.515e-08% | 944.6402 | 851.5184 | 944.6402 | 851.5184
1030.256 | 93.0419 | 2.4679 | 40.8072 | 8.2381e-20 | 12.7777 | 426.3706 | 7.2814e-07 | 1.509e-07% | 575.4653 | 482.4234 | 575.4653 | 482.4234
1030.352 | 92.9744 | 2.4675 | 40.7805 | 3.2609e-19 | 0.16764 | 426.4693 | 7.312e-07 | 1.556e-07% | 562.8594 | 469.885 | 562.8594 | 469.885
1030.448 | 92.9329 | 2.467 | 40.7658 | 0 | 0.45316 | 426.5443 | 7.3427e-07 | 1.562e-07% | 563.1631 | 470.2302 | 563.1631 | 470.2302
1030.544 | 92.9294 | 2.4664 | 40.7678 | 0 | 13.5476 | 426.6121 | 7.3735e-07 | 1.525e-07% | 576.3233 | 483.3939 | 576.3233 | 483.3939
1030.64 | 92.9592 | 2.4658 | 40.7844 | 0 | 153.4161 | 426.6792 | 7.4045e-07 | 1.188e-07% | 716.3046 | 623.3455 | 716.3046 | 623.3455
1030.736 | 93.0019 | 2.4652 | 40.8068 | 0 | 658.1283 | 426.7417 | 7.4356e-07 | 6.591e-08% | 1221.144 | 1128.1421 | 1221.144 | 1128.1421
1030.832 | 93.0329 | 2.4643 | 40.825 | 9.6111e-19 | 1073.4164 | 426.7632 | 7.4668e-07 | 4.838e-08% | 1636.5018 | 1543.4689 | 1636.5018 | 1543.4689
1030.928 | 93.0505 | 2.4633 | 40.8373 | 8.0322e-19 | 782.7747 | 426.7835 | 7.4981e-07 | 5.985e-08% | 1345.9093 | 1252.8588 | 1345.9093 | 1252.8588
1031.024 | 93.0593 | 2.463 | 40.8438 | 0 | 1565.5365 | 426.8942 | 7.5296e-07 | 3.699e-08% | 2128.7969 | 2035.7376 | 2128.7969 | 2035.7376
1031.12 | 93.0358 | 2.463 | 40.8356 | 0 | 6070.8134 | 427.0321 | 7.5612e-07 | 1.156e-08% | 6634.1799 | 6541.1441 | 6634.1799 | 6541.1441
1031.216 | 92.9785 | 2.4626 | 40.8135 | 0 | 9842.3376 | 427.1262 | 7.5929e-07 | 7.363e-09% | 10405.7184 | 10312.7399 | 10405.7184 | 10312.7399
1031.312 | 92.8962 | 2.4617 | 40.7818 | 0 | 6057.2716 | 427.1549 | 7.6247e-07 | 1.168e-08% | 6620.5661 | 6527.6699 | 6620.5661 | 6527.6699
1031.408 | 92.7802 | 2.46 | 40.7377 | 0 | 1412.1205 | 427.0693 | 7.6567e-07 | 4.068e-08% | 1975.1676 | 1882.3875 | 1975.1676 | 1882.3875
1031.504 | 92.687 | 2.4586 | 40.7029 | 0 | 124.6992 | 427.022 | 7.6888e-07 | 1.292e-07% | 687.5697 | 594.8827 | 687.5697 | 594.8827
1031.6 | 92.7041 | 2.459 | 40.7111 | 0 | 4.1711 | 427.2263 | 7.721e-07 | 1.627e-07% | 567.2716 | 474.5674 | 567.2716 | 474.5674
1031.696 | 92.7786 | 2.4595 | 40.7439 | 1.0298e-19 | 0.052849 | 427.451 | 7.7534e-07 | 1.647e-07% | 563.4859 | 470.7073 | 563.4859 | 470.7073
1031.792 | 92.8458 | 2.4592 | 40.7763 | 0 | 5.9892e-12 | 427.5563 | 7.7858e-07 | 1.654e-07% | 563.6376 | 470.7917 | 563.6376 | 470.7917
1031.888 | 92.907 | 2.4586 | 40.8066 | 0 | 3.916e-12 | 427.6476 | 7.8184e-07 | 1.66e-07% | 563.8198 | 470.9129 | 563.8198 | 470.9129
1031.984 | 92.9756 | 2.4582 | 40.84 | 0 | 0 | 427.84 | 7.8512e-07 | 1.666e-07% | 564.1137 | 471.1381 | 564.1137 | 471.1381
1032.08 | 93.0433 | 2.4577 | 40.8729 | 0 | 0.0019874 | 428.1801 | 7.8841e-07 | 1.672e-07% | 564.5561 | 471.5128 | 564.5561 | 471.5128
1032.176 | 93.0801 | 2.4572 | 40.8925 | 0 | 0.15685 | 428.6176 | 7.9171e-07 | 1.677e-07% | 565.2042 | 472.1241 | 565.2042 | 472.1241
1032.272 | 93.0658 | 2.4567 | 40.8897 | 0 | 4.6893 | 429.0868 | 7.9502e-07 | 1.666e-07% | 570.1882 | 477.1224 | 570.1882 | 477.1224
1032.368 | 92.9899 | 2.4561 | 40.8598 | 1.6751e-18 | 53.1026 | 429.5609 | 7.9835e-07 | 1.518e-07% | 618.9694 | 525.9795 | 618.9694 | 525.9795
1032.464 | 92.8284 | 2.4556 | 40.7923 | 1.2083e-18 | 227.7828 | 430.0355 | 8.0169e-07 | 1.144e-07% | 793.8946 | 701.0662 | 793.8946 | 701.0662
1032.56 | 92.5538 | 2.455 | 40.6751 | 0 | 370.1178 | 430.51 | 8.0504e-07 | 9.541e-08% | 936.3118 | 843.758 | 936.3118 | 843.758
1032.656 | 92.1715 | 2.4545 | 40.5105 | 3.6385e-19 | 228.954 | 430.9845 | 8.0841e-07 | 1.15e-07% | 795.0749 | 702.9035 | 795.0749 | 702.9035
1032.752 | 91.7093 | 2.454 | 40.3108 | 6.3159e-19 | 88.1155 | 431.4589 | 8.1179e-07 | 1.444e-07% | 654.0485 | 562.3392 | 654.0485 | 562.3392
1032.848 | 91.1987 | 2.4534 | 40.0898 | 0 | 401.1823 | 431.9333 | 8.1518e-07 | 9.309e-08% | 966.8576 | 875.6589 | 966.8576 | 875.6589
1032.944 | 90.7109 | 2.4529 | 39.8788 | 0 | 1700.9066 | 432.4077 | 8.1859e-07 | 3.763e-08% | 2266.357 | 2175.6461 | 2266.357 | 2175.6461
1033.04 | 90.3542 | 2.4523 | 39.7254 | 0 | 2763.3911 | 432.8818 | 8.2201e-07 | 2.538e-08% | 3328.8048 | 3238.4507 | 3328.8048 | 3238.4507
1033.136 | 90.2097 | 2.4517 | 39.6654 | 1.6133e-19 | 1700.7498 | 433.3512 | 8.2544e-07 | 3.793e-08% | 2266.4278 | 2176.2181 | 2266.4278 | 2176.2181
1033.232 | 90.2651 | 2.4509 | 39.6939 | 3.0206e-19 | 396.493 | 433.7905 | 8.2889e-07 | 9.501e-08% | 962.6935 | 872.4284 | 962.6935 | 872.4284
1033.328 | 90.4832 | 2.4497 | 39.7953 | 1.373e-19 | 35.0128 | 434.1632 | 8.3235e-07 | 1.628e-07% | 601.9043 | 511.4211 | 601.9043 | 511.4211
1033.424 | 90.8548 | 2.4486 | 39.9637 | 1.27e-18 | 1.1712 | 434.5665 | 8.3583e-07 | 1.748e-07% | 569.0048 | 478.15 | 569.0048 | 478.15
1033.52 | 91.3436 | 2.4486 | 40.1805 | 1.0126e-18 | 0.014839 | 435.1186 | 8.3932e-07 | 1.757e-07% | 569.1062 | 477.7626 | 569.1062 | 477.7626
1033.616 | 91.8154 | 2.4486 | 40.39 | 1.071e-18 | 0 | 435.6637 | 8.4282e-07 | 1.761e-07% | 570.3177 | 478.5023 | 570.3177 | 478.5023
1033.712 | 92.1605 | 2.4481 | 40.5452 | 6.8308e-19 | 4.6071e-12 | 436.1421 | 8.4634e-07 | 1.766e-07% | 571.296 | 479.1355 | 571.296 | 479.1355
1033.808 | 92.3427 | 2.4477 | 40.6284 | 1.016e-18 | 0.0052109 | 436.6385 | 8.4987e-07 | 1.772e-07% | 572.0626 | 479.7199 | 572.0626 | 479.7199
1033.904 | 92.3498 | 2.4473 | 40.6345 | 5.4921e-19 | 0.41127 | 437.1405 | 8.5341e-07 | 1.776e-07% | 572.9834 | 480.6336 | 572.9834 | 480.6336
1034 | 92.2078 | 2.4469 | 40.5753 | 0 | 12.2956 | 437.6243 | 8.5697e-07 | 1.738e-07% | 585.1498 | 492.942 | 585.1498 | 492.942
1034.096 | 91.9212 | 2.4463 | 40.4526 | 4.3937e-19 | 139.2446 | 438.0999 | 8.6055e-07 | 1.387e-07% | 712.1647 | 620.2435 | 712.1647 | 620.2435
1034.192 | 91.5025 | 2.4458 | 40.2718 | 1.3181e-18 | 597.3629 | 438.5742 | 8.6413e-07 | 8.011e-08% | 1170.1571 | 1078.6546 | 1170.1571 | 1078.6547
1034.288 | 91.0539 | 2.4452 | 40.0779 | 4.3937e-19 | 970.9236 | 439.0483 | 8.6774e-07 | 5.974e-08% | 1543.5489 | 1452.495 | 1543.5489 | 1452.495
1034.384 | 90.6914 | 2.4447 | 39.9218 | 0 | 598.1339 | 439.5221 | 8.7135e-07 | 8.068e-08% | 1170.7139 | 1080.0225 | 1170.7139 | 1080.0225
1034.48 | 90.4315 | 2.4441 | 39.8109 | 1.5652e-18 | 141.1386 | 439.994 | 8.7498e-07 | 1.404e-07% | 713.8192 | 623.3876 | 713.8192 | 623.3876
1034.576 | 90.2469 | 2.4435 | 39.7332 | 2.2518e-18 | 31.3751 | 440.4612 | 8.7863e-07 | 1.709e-07% | 604.26 | 514.0131 | 604.26 | 514.0131
1034.672 | 90.2007 | 2.4429 | 39.7165 | 1.8948e-18 | 183.0576 | 440.9261 | 8.8229e-07 | 1.324e-07% | 756.3439 | 666.1432 | 756.3439 | 666.1432
1034.768 | 90.3654 | 2.4424 | 39.7925 | 1.3867e-18 | 1515.3971 | 441.3997 | 8.8596e-07 | 4.432e-08% | 2089.3971 | 1999.0317 | 2089.3971 | 1999.0317
1034.864 | 90.6577 | 2.4419 | 39.9245 | 1.2632e-18 | 6967.4933 | 441.8834 | 8.8965e-07 | 1.194e-08% | 7542.4007 | 7451.7431 | 7542.4007 | 7451.7431
1034.96 | 90.9529 | 2.4414 | 40.0578 | 1.6476e-19 | 14900.14 | 442.3651 | 8.9335e-07 | 5.807e-09% | 15475.9573 | 15385.0043 | 15475.9573 | 15385.0043
1035.056 | 91.2322 | 2.4409 | 40.1843 | 0 | 15200.3416 | 442.8414 | 8.9707e-07 | 5.719e-09% | 15777.0403 | 15685.8082 | 15777.0403 | 15685.8082
1035.152 | 91.5142 | 2.4403 | 40.312 | 0 | 7582.9433 | 443.3158 | 9.008e-07 | 1.116e-08% | 8160.5256 | 8069.0114 | 8160.5256 | 8069.0114
1035.248 | 91.7534 | 2.4398 | 40.4209 | 0 | 2136.5095 | 443.7898 | 9.0455e-07 | 3.448e-08% | 2714.9133 | 2623.1599 | 2714.9133 | 2623.1599
1035.344 | 91.9002 | 2.4392 | 40.4891 | 1.7575e-18 | 535.9615 | 444.2633 | 9.0831e-07 | 8.878e-08% | 1115.0533 | 1023.1531 | 1115.0533 | 1023.1531
1035.44 | 91.9723 | 2.4387 | 40.5245 | 6.1511e-18 | 243.1168 | 444.7343 | 9.1209e-07 | 1.248e-07% | 822.7866 | 730.8143 | 822.7866 | 730.8143
1035.536 | 92.0177 | 2.4381 | 40.5482 | 0 | 718.4683 | 445.2004 | 9.1588e-07 | 7.59e-08% | 1298.6726 | 1206.6549 | 1298.6726 | 1206.6549
1035.632 | 92.0676 | 2.4375 | 40.5739 | 3.0756e-18 | 1511.9869 | 445.6662 | 9.1969e-07 | 4.597e-08% | 2092.7321 | 2000.6645 | 2092.7321 | 2000.6645
1035.728 | 92.1274 | 2.4369 | 40.6038 | 1.0984e-18 | 1511.6721 | 446.1395 | 9.2351e-07 | 4.616e-08% | 2092.9797 | 2000.8523 | 2092.9797 | 2000.8523
1035.824 | 92.1871 | 2.4363 | 40.6337 | 8.7873e-19 | 710.162 | 446.6102 | 9.2735e-07 | 7.729e-08% | 1292.0293 | 1199.8422 | 1292.0293 | 1199.8422
1035.92 | 92.2429 | 2.4357 | 40.6622 | 1.6476e-18 | 146.1133 | 447.0674 | 9.312e-07 | 1.464e-07% | 728.5214 | 636.2785 | 728.5214 | 636.2785
1036.016 | 92.2958 | 2.4349 | 40.6898 | 0 | 12.2523 | 447.5099 | 9.3507e-07 | 1.859e-07% | 595.1827 | 502.8869 | 595.1827 | 502.8869
1036.112 | 92.3404 | 2.4342 | 40.7134 | 2.6362e-18 | 0.40159 | 447.964 | 9.3895e-07 | 1.91e-07% | 583.8536 | 491.5132 | 583.8536 | 491.5132
1036.208 | 92.363 | 2.4339 | 40.7262 | 0 | 0.0050246 | 448.4719 | 9.4285e-07 | 1.918e-07% | 584.0001 | 491.6371 | 584.0001 | 491.6371
1036.304 | 92.3388 | 2.4336 | 40.7184 | 0 | 2.9946e-12 | 448.9818 | 9.4676e-07 | 1.924e-07% | 584.4726 | 492.1338 | 584.4726 | 492.1338
1036.4 | 92.2686 | 2.433 | 40.6912 | 0 | 0 | 449.4473 | 9.5069e-07 | 1.93e-07% | 584.84 | 492.5715 | 584.84 | 492.5715
1036.496 | 92.1748 | 2.4322 | 40.6542 | 0 | 9.988e-13 | 449.8841 | 9.5464e-07 | 1.937e-07% | 585.1453 | 492.9705 | 585.1453 | 492.9705
1036.592 | 92.0785 | 2.4315 | 40.6158 | 8.5854e-19 | 6.7379e-12 | 450.3293 | 9.586e-07 | 1.943e-07% | 585.4551 | 493.3766 | 585.4551 | 493.3766
1036.688 | 91.9839 | 2.4308 | 40.5779 | 4.1966e-18 | 1.0366e-11 | 450.7909 | 9.6258e-07 | 1.949e-07% | 585.7835 | 493.7996 | 585.7835 | 493.7996
1036.784 | 91.8559 | 2.4303 | 40.5251 | 1.2345e-18 | 1.1518e-12 | 451.2578 | 9.6657e-07 | 1.956e-07% | 586.0691 | 494.2132 | 586.0691 | 494.2132
1036.88 | 91.626 | 2.4297 | 40.4273 | 8.3742e-19 | 6.4499e-12 | 451.7329 | 9.7058e-07 | 1.962e-07% | 586.2158 | 494.5899 | 586.2158 | 494.5899
1036.976 | 91.2696 | 2.4292 | 40.2736 | 3.1092e-20 | 0.0001324 | 452.207 | 9.746e-07 | 1.969e-07% | 586.1795 | 494.9099 | 586.1795 | 494.9099
1037.072 | 90.8514 | 2.4286 | 40.0927 | 1.5379e-18 | 0.34302 | 452.6748 | 9.7864e-07 | 1.975e-07% | 586.3904 | 495.5391 | 586.3904 | 495.5391
1037.168 | 90.4397 | 2.4279 | 39.9148 | 5.8617e-19 | 26.5605 | 453.1347 | 9.8269e-07 | 1.882e-07% | 612.4777 | 522.038 | 612.4777 | 522.038
1037.264 | 90.0532 | 2.4272 | 39.7484 | 0 | 788.249 | 453.5783 | 9.8677e-07 | 7.685e-08% | 1374.0561 | 1284.0028 | 1374.0561 | 1284.0028
1037.36 | 89.7447 | 2.4266 | 39.616 | 5.0005e-19 | 8901.4158 | 454.0369 | 9.9085e-07 | 1.054e-08% | 9487.24 | 9397.4953 | 9487.24 | 9397.4953
1037.456 | 89.6411 | 2.4263 | 39.5729 | 0 | 38142.0437 | 454.556 | 9.9496e-07 | 2.575e-09% | 38728.2399 | 38638.5989 | 38728.24 | 38638.5989
1037.552 | 89.7685 | 2.4261 | 39.6316 | 8.3068e-19 | 61948.9643 | 455.0799 | 9.9908e-07 | 1.6e-09% | 62535.8705 | 62446.102 | 62535.8705 | 62446.102
1037.648 | 89.9829 | 2.4256 | 39.7298 | 8.3754e-19 | 38126.578 | 455.5573 | 1.0032e-06 | 2.597e-09% | 38714.2736 | 38624.2907 | 38714.2736 | 38624.2907
1037.744 | 90.1965 | 2.4249 | 39.8278 | 1.373e-18 | 8919.2112 | 456.0181 | 1.0074e-06 | 1.07e-08% | 9507.6785 | 9417.4821 | 9507.6785 | 9417.4821
1037.84 | 90.4233 | 2.4244 | 39.9314 | 2.4989e-18 | 873.6112 | 456.4978 | 1.0115e-06 | 7.37e-08% | 1462.8882 | 1372.4649 | 1462.8882 | 1372.4649
1037.936 | 90.6456 | 2.4241 | 40.0326 | 3.3776e-18 | 139.1678 | 456.9998 | 1.0157e-06 | 1.59e-07% | 729.2699 | 638.6243 | 729.2699 | 638.6243
1038.032 | 90.7956 | 2.4237 | 40.102 | 0 | 62.4842 | 457.4977 | 1.0199e-06 | 1.813e-07% | 653.3032 | 562.5075 | 653.3032 | 562.5075
1038.128 | 90.8737 | 2.4232 | 40.1397 | 2.7718e-18 | 13.8407 | 457.9853 | 1.0241e-06 | 1.991e-07% | 605.2626 | 514.3889 | 605.2626 | 514.3889
1038.224 | 90.9641 | 2.4227 | 40.1832 | 7.0024e-19 | 1.2005 | 458.4642 | 1.0284e-06 | 2.047e-07% | 593.2348 | 502.2706 | 593.2348 | 502.2706
1038.32 | 91.115 | 2.4221 | 40.2535 | 1.5446e-18 | 0.039882 | 458.932 | 1.0326e-06 | 2.058e-07% | 592.7625 | 501.6475 | 592.7625 | 501.6475
1038.416 | 91.3015 | 2.4214 | 40.34 | 2.2106e-18 | 0.00050319 | 459.3818 | 1.0369e-06 | 2.065e-07% | 593.4453 | 502.1437 | 593.4453 | 502.1437
1038.512 | 91.4968 | 2.4207 | 40.4304 | 2.317e-18 | 0 | 459.8287 | 1.0412e-06 | 2.071e-07% | 594.1765 | 502.6797 | 594.1765 | 502.6797
1038.608 | 91.6803 | 2.4202 | 40.5151 | 2.0183e-18 | 0 | 460.3022 | 1.0455e-06 | 2.078e-07% | 594.9178 | 503.2374 | 594.9178 | 503.2374
1038.704 | 91.8078 | 2.4197 | 40.5748 | 1.2924e-18 | 6.2196e-12 | 460.7893 | 1.0498e-06 | 2.084e-07% | 595.5916 | 503.7838 | 595.5916 | 503.7838
1038.8 | 91.8429 | 2.4192 | 40.5939 | 1.01e-18 | 0 | 461.2666 | 1.0541e-06 | 2.09e-07% | 596.1225 | 504.2796 | 596.1225 | 504.2796
1038.896 | 91.7922 | 2.4186 | 40.5752 | 0 | 0 | 461.7346 | 1.0585e-06 | 2.097e-07% | 596.5206 | 504.7284 | 596.5206 | 504.7284
1038.992 | 91.6917 | 2.418 | 40.5346 | 0 | 0 | 462.1986 | 1.0629e-06 | 2.104e-07% | 596.8429 | 505.1512 | 596.8429 | 505.1512
1039.088 | 91.577 | 2.4174 | 40.4874 | 1.003e-18 | 0 | 462.6746 | 1.0672e-06 | 2.111e-07% | 597.1564 | 505.5795 | 597.1564 | 505.5795
1039.184 | 91.4458 | 2.4169 | 40.4331 | 9.2698e-20 | 0 | 463.1492 | 1.0717e-06 | 2.118e-07% | 597.445 | 505.9992 | 597.445 | 505.9992
1039.28 | 91.2651 | 2.4164 | 40.3567 | 1.8119e-18 | 0 | 463.625 | 1.0761e-06 | 2.125e-07% | 597.6632 | 506.3981 | 597.6632 | 506.3981
1039.376 | 91.0159 | 2.4158 | 40.2502 | 1.3898e-18 | 0 | 464.0969 | 1.0805e-06 | 2.132e-07% | 597.7789 | 506.7629 | 597.7789 | 506.7629
1039.472 | 90.7423 | 2.4153 | 40.1328 | 2.7296e-18 | 0.12457 | 464.5712 | 1.085e-06 | 2.139e-07% | 597.9861 | 507.2438 | 597.9861 | 507.2438
1039.568 | 90.485 | 2.4147 | 40.0226 | 5.8069e-19 | 9.8318 | 465.0407 | 1.0894e-06 | 2.106e-07% | 607.7948 | 517.3098 | 607.7948 | 517.3098
1039.664 | 90.2512 | 2.4141 | 39.923 | 1.6224e-18 | 293.9311 | 465.5054 | 1.0939e-06 | 1.364e-07% | 892.0249 | 801.7736 | 892.0249 | 801.7736
1039.76 | 90.0656 | 2.4135 | 39.8447 | 1.1414e-18 | 3328.5396 | 465.9724 | 1.0984e-06 | 2.863e-08% | 3926.8358 | 3836.7701 | 3926.8358 | 3836.7701
1039.856 | 89.9982 | 2.4129 | 39.8185 | 1.3545e-18 | 14277.7118 | 466.4388 | 1.103e-06 | 7.459e-09% | 14876.3803 | 14786.3821 | 14876.3803 | 14786.3821
1039.952 | 90.0991 | 2.4125 | 39.8665 | 0 | 23198.518 | 466.9264 | 1.1075e-06 | 4.672e-09% | 23797.8224 | 23707.7233 | 23797.8224 | 23707.7233
1040.048 | 90.313 | 2.412 | 39.9646 | 0 | 14277.7118 | 467.4122 | 1.1121e-06 | 7.52e-09% | 14877.8136 | 14787.5005 | 14877.8136 | 14787.5005
1040.144 | 90.5663 | 2.4115 | 40.08 | 5.2861e-19 | 3328.5396 | 467.8951 | 1.1167e-06 | 2.909e-08% | 3929.4925 | 3838.9263 | 3929.4925 | 3838.9263
1040.24 | 90.8242 | 2.4109 | 40.1978 | 1.2494e-18 | 293.9332 | 468.3686 | 1.1213e-06 | 1.393e-07% | 895.7348 | 804.9106 | 895.7348 | 804.9106
1040.336 | 91.05 | 2.4103 | 40.3016 | 0 | 9.8943 | 468.8318 | 1.1259e-06 | 2.159e-07% | 612.488 | 521.438 | 612.488 | 521.438
1040.432 | 91.1841 | 2.4098 | 40.3646 | 0 | 0.83231 | 469.3052 | 1.1305e-06 | 2.204e-07% | 604.0961 | 512.9119 | 604.0961 | 512.9119
1040.528 | 91.1946 | 2.4092 | 40.373 | 0 | 3.0359 | 469.7731 | 1.1352e-06 | 2.202e-07% | 606.7858 | 515.5912 | 606.7858 | 515.5912
1040.624 | 91.1224 | 2.4087 | 40.3447 | 1.754e-18 | 4.937 | 470.2468 | 1.1398e-06 | 2.201e-07% | 609.0595 | 517.9371 | 609.0595 | 517.9371
1040.72 | 91.0266 | 2.4082 | 40.3058 | 8.8903e-19 | 3.1689 | 470.7287 | 1.1445e-06 | 2.215e-07% | 607.6381 | 516.6115 | 607.6381 | 516.6115
1040.816 | 90.9449 | 2.4076 | 40.2732 | 8.5127e-19 | 2.2896 | 471.2055 | 1.1492e-06 | 2.226e-07% | 607.1208 | 516.1759 | 607.1208 | 516.1759
1040.912 | 90.9092 | 2.4072 | 40.2608 | 5.4921e-20 | 7.699 | 471.69 | 1.154e-06 | 2.21e-07% | 612.9661 | 522.0569 | 612.9661 | 522.0569
1041.008 | 90.9356 | 2.4066 | 40.2762 | 6.8651e-19 | 16.0604 | 472.163 | 1.1587e-06 | 2.183e-07% | 621.8419 | 530.9062 | 621.8419 | 530.9062
1041.104 | 91.022 | 2.4059 | 40.3185 | 1.9222e-19 | 15.8147 | 472.6175 | 1.1635e-06 | 2.19e-07% | 622.1785 | 531.1565 | 622.1785 | 531.1565
1041.2 | 91.1366 | 2.4052 | 40.3734 | 0 | 7.3374 | 473.0648 | 1.1683e-06 | 2.233e-07% | 614.3174 | 523.1808 | 614.3174 | 523.1808
1041.296 | 91.244 | 2.4045 | 40.4252 | 0 | 1.499 | 473.5098 | 1.1731e-06 | 2.265e-07% | 609.0825 | 517.8385 | 609.0825 | 517.8385
1041.392 | 91.3341 | 2.404 | 40.4686 | 2.1968e-19 | 0.12706 | 473.9934 | 1.1779e-06 | 2.278e-07% | 608.3273 | 516.9931 | 608.3273 | 516.9931
1041.488 | 91.3962 | 2.4037 | 40.499 | 0 | 0.1438 | 474.5073 | 1.1827e-06 | 2.285e-07% | 608.95 | 517.5538 | 608.95 | 517.5538
1041.584 | 91.4119 | 2.4033 | 40.5093 | 1.4279e-18 | 4.352 | 474.9996 | 1.1876e-06 | 2.274e-07% | 613.6762 | 522.2643 | 613.6762 | 522.2643
1041.68 | 91.3828 | 2.4027 | 40.5001 | 3.5424e-18 | 61.3162 | 475.4724 | 1.1925e-06 | 2.057e-07% | 671.0743 | 579.6915 | 671.0743 | 579.6915
1041.776 | 91.3314 | 2.4022 | 40.481 | 0 | 630.6189 | 475.9505 | 1.1973e-06 | 1.042e-07% | 1240.784 | 1149.4526 | 1240.784 | 1149.4526
1041.872 | 91.2752 | 2.4017 | 40.4598 | 5.4921e-19 | 5430.6038 | 476.4241 | 1.2023e-06 | 2.021e-08% | 6041.1647 | 5949.8894 | 6041.1647 | 5949.8894
1041.968 | 91.2135 | 2.4011 | 40.4362 | 4.1877e-19 | 24995.0488 | 476.8931 | 1.2072e-06 | 4.731e-09% | 25605.9926 | 25514.7791 | 25605.9926 | 25514.7791
1042.064 | 91.1229 | 2.4006 | 40.3997 | 3.2952e-19 | 52819.2658 | 477.3686 | 1.2121e-06 | 2.273e-09% | 53430.5575 | 53339.4347 | 53430.5575 | 53339.4347
1042.16 | 90.9786 | 2.4 | 40.3395 | 4.1877e-19 | 52776.1043 | 477.8339 | 1.2171e-06 | 2.284e-09% | 53387.6563 | 53296.6777 | 53387.6563 | 53296.6777
1042.256 | 90.782 | 2.3992 | 40.2566 | 0 | 24792.2609 | 478.2772 | 1.2221e-06 | 4.828e-09% | 25403.9761 | 25313.1941 | 25403.9761 | 25313.1941
1042.352 | 90.5413 | 2.3986 | 40.1539 | 5.4921e-20 | 5100.957 | 478.7322 | 1.2271e-06 | 2.183e-08% | 5712.7831 | 5622.2418 | 5712.7831 | 5622.2418
1042.448 | 90.2536 | 2.3982 | 40.0296 | 0 | 427.7415 | 479.226 | 1.2322e-06 | 1.298e-07% | 1039.6488 | 949.3952 | 1039.6488 | 949.3952
1042.544 | 89.9462 | 2.3977 | 39.8965 | 4.3288e-19 | 14.02 | 479.721 | 1.2372e-06 | 2.308e-07% | 625.9815 | 536.0353 | 625.9815 | 536.0353
1042.64 | 89.7075 | 2.3972 | 39.7942 | 1.1866e-18 | 0.17702 | 480.2014 | 1.2423e-06 | 2.377e-07% | 612.2774 | 522.5698 | 612.2774 | 522.5699
1042.736 | 89.5914 | 2.3967 | 39.7464 | 1.0604e-20 | 0.12841 | 480.6716 | 1.2474e-06 | 2.385e-07% | 612.5344 | 522.9431 | 612.5344 | 522.9431
1042.832 | 89.5795 | 2.3961 | 39.7449 | 0 | 3.9176 | 481.1387 | 1.2525e-06 | 2.376e-07% | 616.7768 | 527.1973 | 616.7768 | 527.1973
1042.928 | 89.6718 | 2.3955 | 39.7895 | 1.8491e-19 | 46.7183 | 481.6135 | 1.2576e-06 | 2.204e-07% | 660.1887 | 570.5169 | 660.1887 | 570.5169
1043.024 | 89.8822 | 2.395 | 39.8865 | 0 | 227.0641 | 482.0893 | 1.2628e-06 | 1.68e-07% | 841.3172 | 751.4349 | 841.3172 | 751.4349
1043.12 | 90.1659 | 2.3944 | 40.0161 | 0 | 483.3218 | 482.5596 | 1.2679e-06 | 1.258e-07% | 1098.4579 | 1008.292 | 1098.4579 | 1008.292
1043.216 | 90.4305 | 2.3939 | 40.1374 | 0 | 483.3203 | 483.026 | 1.2731e-06 | 1.262e-07% | 1099.3081 | 1008.8776 | 1099.3081 | 1008.8776
1043.312 | 90.6177 | 2.3933 | 40.2243 | 0 | 227.0623 | 483.4932 | 1.2783e-06 | 1.697e-07% | 843.7906 | 753.173 | 843.7906 | 753.173
1043.408 | 90.7342 | 2.3927 | 40.2797 | 0 | 46.7178 | 483.9678 | 1.2836e-06 | 2.239e-07% | 664.0922 | 573.358 | 664.0922 | 573.358
1043.504 | 90.7948 | 2.3922 | 40.3102 | 8.0099e-19 | 3.9175 | 484.4442 | 1.2888e-06 | 2.427e-07% | 621.859 | 531.0642 | 621.859 | 531.0642
1043.6 | 90.7951 | 2.3917 | 40.3141 | 6.904e-19 | 0.1284 | 484.9187 | 1.2941e-06 | 2.452e-07% | 618.5479 | 527.7529 | 618.548 | 527.7529
1043.696 | 90.7498 | 2.3911 | 40.2977 | 0 | 0.0016066 | 485.3902 | 1.2994e-06 | 2.461e-07% | 618.8305 | 528.0807 | 618.8305 | 528.0807
1043.792 | 90.6987 | 2.3905 | 40.2788 | 0 | 4.4131e-06 | 485.8555 | 1.3047e-06 | 2.469e-07% | 619.2236 | 528.5249 | 619.2236 | 528.5249
1043.888 | 90.6778 | 2.39 | 40.2733 | 0 | 0.00034831 | 486.2695 | 1.31e-06 | 2.477e-07% | 619.611 | 528.9332 | 619.611 | 528.9332
1043.984 | 90.6933 | 2.3894 | 40.2841 | 0 | 0.010413 | 486.4534 | 1.3154e-06 | 2.486e-07% | 619.8305 | 529.1372 | 619.8305 | 529.1372
1044.08 | 90.7301 | 2.3888 | 40.3043 | 0 | 0.11792 | 486.2411 | 1.3208e-06 | 2.496e-07% | 619.7823 | 529.0521 | 619.7823 | 529.0521
1044.176 | 90.7783 | 2.3882 | 40.3294 | 5.698e-19 | 0.50608 | 485.7487 | 1.3262e-06 | 2.507e-07% | 619.7508 | 528.9724 | 619.7508 | 528.9724
1044.272 | 90.8325 | 2.3877 | 40.3572 | 0 | 0.83043 | 485.1642 | 1.3316e-06 | 2.518e-07% | 619.5721 | 528.7396 | 619.5721 | 528.7396
1044.368 | 90.8792 | 2.3872 | 40.3818 | 0 | 0.61767 | 484.5616 | 1.337e-06 | 2.532e-07% | 618.8274 | 527.9482 | 618.8274 | 527.9482
1044.464 | 90.8933 | 2.3866 | 40.3918 | 0 | 0.76256 | 483.9559 | 1.3425e-06 | 2.545e-07% | 618.3902 | 527.4969 | 618.3902 | 527.4969
1044.56 | 90.8506 | 2.386 | 40.3767 | 0 | 1.7648 | 483.3502 | 1.348e-06 | 2.554e-07% | 618.7283 | 527.8777 | 618.7283 | 527.8777
1044.656 | 90.7448 | 2.3854 | 40.3335 | 0 | 2.2287 | 482.7433 | 1.3535e-06 | 2.565e-07% | 618.4358 | 527.691 | 618.4358 | 527.691
1044.752 | 90.5973 | 2.3848 | 40.2719 | 0 | 1.2265 | 482.1312 | 1.359e-06 | 2.584e-07% | 616.6117 | 526.0144 | 616.6117 | 526.0144
1044.848 | 90.4399 | 2.3842 | 40.2059 | 0 | 0.36867 | 481.5174 | 1.3645e-06 | 2.602e-07% | 614.916 | 524.4761 | 614.916 | 524.4761
1044.944 | 90.2871 | 2.3836 | 40.1418 | 2.4714e-19 | 7.5659 | 480.9126 | 1.3701e-06 | 2.58e-07% | 621.291 | 531.0039 | 621.291 | 531.0039
1045.04 | 90.1416 | 2.3831 | 40.0807 | 2.1968e-18 | 225.4816 | 480.3138 | 1.3757e-06 | 1.839e-07% | 838.4008 | 748.2593 | 838.4009 | 748.2593
1045.136 | 90.0147 | 2.3826 | 40.028 | 2.6362e-18 | 2553.3937 | 479.7127 | 1.3813e-06 | 4.491e-08% | 3165.5317 | 3075.5171 | 3165.5317 | 3075.5171
1045.232 | 89.8916 | 2.382 | 39.9771 | 1.7575e-18 | 10952.7373 | 479.1079 | 1.3869e-06 | 1.209e-08% | 11564.0959 | 11474.2043 | 11564.0959 | 11474.2043
1045.328 | 89.7134 | 2.3814 | 39.9017 | 7.6889e-19 | 17796.0779 | 478.4991 | 1.3926e-06 | 7.603e-09% | 18406.5735 | 18316.8601 | 18406.5735 | 18316.8601
1045.424 | 89.4628 | 2.3808 | 39.7943 | 2.746e-18 | 10952.7373 | 477.8804 | 1.3983e-06 | 1.219e-08% | 11562.2555 | 11472.7927 | 11562.2555 | 11472.7927
1045.52 | 89.1722 | 2.3801 | 39.6691 | 1.8673e-18 | 2553.3937 | 477.2564 | 1.4039e-06 | 4.569e-08% | 3161.8716 | 3072.6993 | 3161.8716 | 3072.6993
1045.616 | 88.8481 | 2.3795 | 39.5287 | 1.4279e-18 | 225.4808 | 476.6504 | 1.4097e-06 | 1.895e-07% | 832.8876 | 744.0395 | 832.8876 | 744.0395
1045.712 | 88.455 | 2.3791 | 39.3572 | 6.5905e-19 | 7.5422 | 476.0618 | 1.4154e-06 | 2.694e-07% | 613.7953 | 525.3403 | 613.7953 | 525.3403
1045.808 | 88.0367 | 2.3786 | 39.1747 | 0 | 0.095562 | 475.468 | 1.4212e-06 | 2.748e-07% | 605.1534 | 517.1167 | 605.1534 | 517.1167
1045.904 | 87.7481 | 2.378 | 39.0499 | 0 | 2.4187e-12 | 474.8646 | 1.427e-06 | 2.764e-07% | 604.0407 | 516.2926 | 604.0407 | 516.2926
1046 | 87.6462 | 2.3774 | 39.0083 | 0 | 6.9106e-12 | 474.2587 | 1.4328e-06 | 2.779e-07% | 603.2907 | 515.6444 | 603.2907 | 515.6444
1046.096 | 87.6779 | 2.3769 | 39.0262 | 0 | 6.4499e-12 | 473.6527 | 1.4386e-06 | 2.793e-07% | 602.7337 | 515.0558 | 602.7337 | 515.0558
1046.192 | 87.8323 | 2.3763 | 39.0987 | 0 | 2.7643e-12 | 473.0468 | 1.4445e-06 | 2.807e-07% | 602.354 | 514.5217 | 602.354 | 514.5217
1046.288 | 88.157 | 2.3757 | 39.247 | 0 | 0 | 472.4408 | 1.4503e-06 | 2.821e-07% | 602.2205 | 514.0635 | 602.2205 | 514.0635
1046.384 | 88.6287 | 2.3751 | 39.4608 | 3.7023e-19 | 0 | 471.8347 | 1.4562e-06 | 2.835e-07% | 602.2994 | 513.6707 | 602.2994 | 513.6707
1046.48 | 89.1156 | 2.3746 | 39.6814 | 0 | 0 | 471.2288 | 1.4622e-06 | 2.849e-07% | 602.4003 | 513.2848 | 602.4003 | 513.2848
1046.576 | 89.4979 | 2.374 | 39.8554 | 3.3876e-19 | 0 | 470.6229 | 1.4681e-06 | 2.863e-07% | 602.3502 | 512.8523 | 602.3502 | 512.8523
1046.672 | 89.7275 | 2.3734 | 39.9615 | 0 | 0.11598 | 470.0168 | 1.4741e-06 | 2.876e-07% | 602.1952 | 512.4677 | 602.1952 | 512.4677
1046.768 | 89.7984 | 2.3728 | 39.997 | 9.1159e-19 | 9.2699 | 469.4107 | 1.4801e-06 | 2.841e-07% | 610.8488 | 521.0504 | 610.8488 | 521.0504
1046.864 | 89.7274 | 2.3723 | 39.9692 | 0 | 282.8195 | 468.8039 | 1.4861e-06 | 1.872e-07% | 883.6923 | 793.9649 | 883.6923 | 793.9649
1046.96 | 89.5413 | 2.3717 | 39.8902 | 0 | 3372.7128 | 468.1949 | 1.4921e-06 | 3.843e-08% | 3972.7108 | 3883.1696 | 3972.7108 | 3883.1696
1047.056 | 89.2824 | 2.3711 | 39.7788 | 0 | 16392.3514 | 467.5838 | 1.4982e-06 | 8.864e-09% | 16991.3675 | 16902.085 | 16991.3675 | 16902.085
1047.152 | 89.0311 | 2.3705 | 39.6707 | 7.7232e-19 | 34892.3347 | 466.976 | 1.5043e-06 | 4.249e-09% | 35490.383 | 35401.3519 | 35490.383 | 35401.3519
1047.248 | 88.9089 | 2.3699 | 39.6201 | 0 | 34892.3128 | 466.371 | 1.5104e-06 | 4.267e-09% | 35489.5828 | 35400.6739 | 35489.5828 | 35400.6739
1047.344 | 88.9835 | 2.3693 | 39.6573 | 5.68e-19 | 16392.3246 | 465.758 | 1.5165e-06 | 8.973e-09% | 16989.0928 | 16900.1092 | 16989.0928 | 16900.1092
1047.44 | 89.1902 | 2.3687 | 39.7535 | 2.6176e-19 | 3372.7054 | 465.1436 | 1.5227e-06 | 3.924e-08% | 3969.1614 | 3879.9712 | 3969.1614 | 3879.9712
1047.536 | 89.4453 | 2.3681 | 39.8709 | 0 | 282.8188 | 464.5434 | 1.5288e-06 | 1.936e-07% | 879.0465 | 789.6012 | 879.0465 | 789.6012
1047.632 | 89.7195 | 2.3676 | 39.9969 | 1.2958e-18 | 9.2699 | 463.9451 | 1.535e-06 | 2.977e-07% | 605.2991 | 515.5795 | 605.2991 | 515.5795
1047.728 | 89.9909 | 2.3671 | 40.1217 | 1.5979e-18 | 0.11598 | 463.3413 | 1.5413e-06 | 3.046e-07% | 595.9369 | 505.946 | 595.9369 | 505.946
1047.824 | 90.2006 | 2.3665 | 40.2191 | 3.3982e-18 | 0 | 462.734 | 1.5475e-06 | 3.062e-07% | 595.5203 | 505.3196 | 595.5203 | 505.3196
1047.92 | 90.3025 | 2.3659 | 40.2685 | 2.6534e-18 | 0 | 462.1243 | 1.5538e-06 | 3.078e-07% | 595.0611 | 504.7587 | 595.0611 | 504.7587
1048.016 | 90.3133 | 2.3653 | 40.2773 | 4.6597e-18 | 0 | 461.5152 | 1.5601e-06 | 3.094e-07% | 594.4711 | 504.1578 | 594.4711 | 504.1578
1048.112 | 90.2816 | 2.3647 | 40.2671 | 2.1179e-18 | 0 | 460.9094 | 1.5664e-06 | 3.111e-07% | 593.8227 | 503.5412 | 593.8227 | 503.5412
1048.208 | 90.2351 | 2.3641 | 40.2503 | 4.222e-19 | 2.246e-12 | 460.3035 | 1.5728e-06 | 3.127e-07% | 593.1531 | 502.918 | 593.1531 | 502.918
1048.304 | 90.1684 | 2.3635 | 40.2245 | 8.8903e-19 | 7.6017e-12 | 459.6959 | 1.5791e-06 | 3.144e-07% | 592.4524 | 502.284 | 592.4524 | 502.284
1048.4 | 90.0754 | 2.363 | 40.187 | 2.1007e-18 | 2.8794e-13 | 459.0877 | 1.5855e-06 | 3.161e-07% | 591.713 | 501.6376 | 591.713 | 501.6376
1048.496 | 89.9773 | 2.3624 | 40.1472 | 5.8868e-19 | 0 | 458.4792 | 1.592e-06 | 3.178e-07% | 590.9661 | 500.9888 | 590.9661 | 500.9888
1048.592 | 89.8975 | 2.3618 | 40.1156 | 1.6287e-18 | 0 | 457.8706 | 1.5984e-06 | 3.195e-07% | 590.2455 | 500.3479 | 590.2455 | 500.3479
1048.688 | 89.8355 | 2.3612 | 40.0919 | 5.8353e-19 | 0 | 457.2614 | 1.6049e-06 | 3.212e-07% | 589.55 | 499.7144 | 589.55 | 499.7144
1048.784 | 89.7861 | 2.3606 | 40.0739 | 5.698e-19 | 0 | 456.6494 | 1.6114e-06 | 3.229e-07% | 588.8699 | 499.0838 | 588.8699 | 499.0838
1048.88 | 89.7663 | 2.3598 | 40.0694 | 0 | 7.141e-12 | 456.0198 | 1.6179e-06 | 3.246e-07% | 588.2153 | 498.4491 | 588.2153 | 498.4491
1048.976 | 89.7839 | 2.3587 | 40.083 | 2.1522e-18 | 1.3821e-11 | 455.3272 | 1.6245e-06 | 3.263e-07% | 587.5528 | 497.7689 | 587.5528 | 497.7689
1049.072 | 89.813 | 2.3572 | 40.103 | 2.0595e-18 | 1.0136e-11 | 454.5739 | 1.631e-06 | 3.282e-07% | 586.8471 | 497.0341 | 586.8471 | 497.0341
1049.168 | 89.8383 | 2.3559 | 40.1204 | 3.2575e-18 | 0 | 453.8643 | 1.6376e-06 | 3.299e-07% | 586.1789 | 496.3406 | 586.1789 | 496.3406
1049.264 | 89.8476 | 2.3552 | 40.129 | 2.2878e-18 | 0 | 453.2346 | 1.6442e-06 | 3.317e-07% | 585.5663 | 495.7187 | 585.5663 | 495.7187
1049.36 | 89.8229 | 2.3547 | 40.1216 | 1.73e-18 | 0 | 452.6422 | 1.6509e-06 | 3.334e-07% | 584.9414 | 495.1185 | 584.9414 | 495.1185
1049.456 | 89.7548 | 2.3542 | 40.0949 | 1.5755e-18 | 0 | 452.0498 | 1.6576e-06 | 3.352e-07% | 584.2537 | 494.4989 | 584.2537 | 494.4989
1049.552 | 89.6488 | 2.3536 | 40.0516 | 2.3444e-18 | 0 | 451.4407 | 1.6643e-06 | 3.37e-07% | 583.4947 | 493.8459 | 583.4947 | 493.8459
1049.648 | 89.5253 | 2.353 | 40.0005 | 2.6499e-18 | 0.00024687 | 450.8244 | 1.671e-06 | 3.388e-07% | 582.7035 | 493.1782 | 582.7035 | 493.1782
1049.744 | 89.4057 | 2.3524 | 39.9511 | 5.5264e-19 | 0.019731 | 450.2141 | 1.6778e-06 | 3.406e-07% | 581.943 | 492.5373 | 581.943 | 492.5373
1049.84 | 89.3122 | 2.3519 | 39.913 | 1.7163e-19 | 0.60198 | 449.6189 | 1.6845e-06 | 3.42e-07% | 581.798 | 492.4858 | 581.798 | 492.4858
1049.936 | 89.27 | 2.3516 | 39.897 | 5.6294e-19 | 7.1788 | 449.0562 | 1.6913e-06 | 3.393e-07% | 587.7536 | 498.4836 | 587.7536 | 498.4836
1050.032 | 89.2717 | 2.3514 | 39.8998 | 0 | 34.8902 | 448.513 | 1.6982e-06 | 3.231e-07% | 614.9261 | 525.6544 | 614.9261 | 525.6544
1050.128 | 89.2847 | 2.351 | 39.908 | 0 | 74.2635 | 447.9323 | 1.705e-06 | 3.021e-07% | 653.7395 | 564.4548 | 653.7395 | 564.4548
1050.224 | 89.3007 | 2.3504 | 39.9179 | 0 | 74.2599 | 447.3254 | 1.7119e-06 | 3.036e-07% | 653.1542 | 563.8535 | 653.1542 | 563.8535
1050.32 | 89.329 | 2.35 | 39.9325 | 0 | 34.8858 | 446.7514 | 1.7188e-06 | 3.281e-07% | 613.2487 | 523.9197 | 613.2487 | 523.9197
1050.416 | 89.3644 | 2.3497 | 39.95 | 0 | 7.1776 | 446.1874 | 1.7257e-06 | 3.482e-07% | 585.0292 | 495.6647 | 585.0292 | 495.6647
1050.512 | 89.4012 | 2.3493 | 39.9687 | 0 | 0.60187 | 445.5996 | 1.7327e-06 | 3.547e-07% | 577.9206 | 488.5194 | 577.9206 | 488.5194
1050.608 | 89.4441 | 2.3488 | 39.9901 | 1.0984e-19 | 0.019727 | 445.0144 | 1.7397e-06 | 3.57e-07% | 576.8171 | 487.373 | 576.8171 | 487.373
1050.704 | 89.4801 | 2.3483 | 40.0085 | 0 | 0.051859 | 444.422 | 1.7467e-06 | 3.588e-07% | 576.3108 | 486.8307 | 576.3108 | 486.8307
1050.8 | 89.4987 | 2.3477 | 40.0196 | 0 | 4.0739 | 443.8109 | 1.7538e-06 | 3.577e-07% | 579.7509 | 490.2521 | 579.7509 | 490.2522
1050.896 | 89.5079 | 2.347 | 40.0267 | 0 | 121.8152 | 443.1877 | 1.7608e-06 | 2.899e-07% | 696.8846 | 607.3766 | 696.8846 | 607.3766
1050.992 | 89.5133 | 2.3463 | 40.0322 | 0 | 1380.1143 | 442.5584 | 1.7679e-06 | 9.479e-08% | 1954.5645 | 1865.0512 | 1954.5645 | 1865.0512
1051.088 | 89.5046 | 2.3456 | 40.0315 | 0 | 5927.8945 | 441.9276 | 1.7751e-06 | 2.768e-08% | 6501.7037 | 6412.1992 | 6501.7037 | 6412.1992
1051.184 | 89.4773 | 2.3448 | 40.0224 | 6.1786e-19 | 9671.6936 | 441.3023 | 1.7822e-06 | 1.755e-08% | 10244.8404 | 10155.3631 | 10244.8404 | 10155.3631
1051.28 | 89.4443 | 2.3441 | 40.0107 | 8.7873e-19 | 6043.4674 | 440.6738 | 1.7894e-06 | 2.742e-08% | 6615.9403 | 6526.496 | 6615.9403 | 6526.496
1051.376 | 89.4212 | 2.3434 | 40.0034 | 5.4921e-19 | 1507.0158 | 440.0511 | 1.7966e-06 | 9.031e-08% | 2078.8349 | 1989.4137 | 2078.8349 | 1989.4137
1051.472 | 89.3855 | 2.3427 | 39.9906 | 0 | 181.886 | 439.4203 | 1.8038e-06 | 2.718e-07% | 753.0251 | 663.6396 | 753.0251 | 663.6396
1051.568 | 89.3158 | 2.342 | 39.9623 | 0 | 16.44 | 438.8038 | 1.8111e-06 | 3.64e-07% | 586.8639 | 497.5481 | 586.8639 | 497.5481
1051.664 | 89.2174 | 2.3414 | 39.9212 | 0 | 1.0886 | 438.1872 | 1.8184e-06 | 3.776e-07% | 570.7558 | 481.5383 | 570.7558 | 481.5383
1051.76 | 89.1186 | 2.3408 | 39.8798 | 0 | 0.033989 | 437.5731 | 1.8257e-06 | 3.805e-07% | 568.9462 | 479.8276 | 568.9462 | 479.8276
1051.856 | 89.015 | 2.34 | 39.8366 | 0 | 0.00042526 | 436.9438 | 1.833e-06 | 3.826e-07% | 568.1358 | 479.1208 | 568.1358 | 479.1208
1051.952 | 88.9014 | 2.3392 | 39.7893 | 0 | 0 | 436.298 | 1.8404e-06 | 3.847e-07% | 567.3278 | 478.4264 | 567.3278 | 478.4264
1052.048 | 88.8324 | 2.3386 | 39.761 | 0 | 0 | 435.693 | 1.8478e-06 | 3.867e-07% | 566.625 | 477.7926 | 566.625 | 477.7926
1052.144 | 88.8478 | 2.3381 | 39.7703 | 0 | 0 | 435.0988 | 1.8552e-06 | 3.888e-07% | 566.055 | 477.2071 | 566.055 | 477.2071
1052.24 | 88.9342 | 2.3377 | 39.8108 | 0 | 0.055591 | 434.5285 | 1.8627e-06 | 3.907e-07% | 565.6668 | 476.7326 | 565.6668 | 476.7326
1052.336 | 89.0321 | 2.3371 | 39.8576 | 0 | 4.4431 | 433.9097 | 1.8702e-06 | 3.892e-07% | 569.5796 | 480.5475 | 569.5796 | 480.5475
1052.432 | 89.135 | 2.3362 | 39.9075 | 1.3181e-18 | 135.5558 | 433.2522 | 1.8777e-06 | 3.073e-07% | 700.1867 | 611.0517 | 700.1867 | 611.0517
1052.528 | 89.2614 | 2.3355 | 39.967 | 1.1018e-18 | 1616.5446 | 432.6357 | 1.8853e-06 | 9.014e-08% | 2180.7442 | 2091.4828 | 2180.7442 | 2091.4828
1052.624 | 89.3655 | 2.3349 | 40.0162 | 9.2507e-19 | 7856.8491 | 432.033 | 1.8928e-06 | 2.272e-08% | 8420.5987 | 8331.2332 | 8420.5987 | 8331.2332
1052.72 | 89.4004 | 2.3346 | 40.0338 | 0 | 16723.8047 | 431.4606 | 1.9004e-06 | 1.105e-08% | 17287.034 | 17197.6336 | 17287.034 | 17197.6336
1052.816 | 89.3364 | 2.334 | 40.0079 | 0 | 16723.694 | 430.8489 | 1.9081e-06 | 1.11e-08% | 17286.2212 | 17196.8848 | 17286.2212 | 17196.8848
1052.912 | 89.1827 | 2.3331 | 39.9427 | 0 | 7856.7132 | 430.2011 | 1.9157e-06 | 2.3e-08% | 8418.3728 | 8329.1901 | 8418.3728 | 8329.1901
1053.008 | 88.9583 | 2.3325 | 39.8449 | 0 | 1616.507 | 429.5947 | 1.9234e-06 | 9.211e-08% | 2177.2374 | 2088.2791 | 2177.2374 | 2088.2791
1053.104 | 88.6764 | 2.3319 | 39.7214 | 0 | 135.5523 | 428.9854 | 1.9311e-06 | 3.184e-07% | 695.2674 | 606.591 | 695.2674 | 606.591
1053.2 | 88.3908 | 2.3313 | 39.5961 | 0 | 4.443 | 428.377 | 1.9389e-06 | 4.084e-07% | 563.1382 | 474.7475 | 563.1382 | 474.7475
1053.296 | 88.1362 | 2.3307 | 39.4849 | 0 | 0.055589 | 427.7636 | 1.9467e-06 | 4.145e-07% | 557.771 | 469.6348 | 557.771 | 469.6348
1053.392 | 87.9307 | 2.33 | 39.396 | 9.9544e-19 | 3.6857e-12 | 427.1377 | 1.9545e-06 | 4.169e-07% | 556.7944 | 468.8637 | 556.7944 | 468.8637
1053.488 | 87.8271 | 2.3295 | 39.352 | 6.8651e-20 | 7.3713e-12 | 426.544 | 1.9623e-06 | 4.191e-07% | 556.0526 | 468.2255 | 556.0526 | 468.2255
1053.584 | 87.862 | 2.3288 | 39.3704 | 0 | 1.8428e-11 | 425.931 | 1.9702e-06 | 4.213e-07% | 555.4922 | 467.6303 | 555.4923 | 467.6303
1053.68 | 88.0096 | 2.328 | 39.4399 | 0 | 1.0136e-11 | 425.2955 | 1.9781e-06 | 4.235e-07% | 555.0731 | 467.0635 | 555.0731 | 467.0635
1053.776 | 88.2157 | 2.3275 | 39.5348 | 6.3159e-19 | 6.7379e-12 | 424.6951 | 1.986e-06 | 4.257e-07% | 554.7731 | 466.5574 | 554.7731 | 466.5574
1053.872 | 88.4322 | 2.3269 | 39.6347 | 1.2632e-18 | 1.313e-11 | 424.0805 | 1.994e-06 | 4.279e-07% | 554.4742 | 466.0421 | 554.4742 | 466.0421
1053.968 | 88.6477 | 2.3261 | 39.7347 | 9.8857e-19 | 1.0596e-11 | 423.4463 | 2.002e-06 | 4.301e-07% | 554.1547 | 465.507 | 554.1547 | 465.507
1054.064 | 88.8424 | 2.3255 | 39.8246 | 1.2083e-18 | 0 | 422.8419 | 2.01e-06 | 4.323e-07% | 553.8344 | 464.992 | 553.8344 | 464.992
1054.16 | 88.9583 | 2.3249 | 39.8795 | 1.7575e-18 | 0 | 422.2265 | 2.018e-06 | 4.345e-07% | 553.3893 | 464.4309 | 553.3893 | 464.4309
1054.256 | 88.994 | 2.3241 | 39.8989 | 3.5149e-18 | 0 | 421.5939 | 2.0261e-06 | 4.368e-07% | 552.8109 | 463.8169 | 552.8109 | 463.8169
1054.352 | 88.9963 | 2.3235 | 39.9027 | 2.0458e-18 | 0 | 420.9855 | 2.0342e-06 | 4.392e-07% | 552.2079 | 463.2116 | 552.2079 | 463.2116
1054.448 | 88.9833 | 2.3228 | 39.8998 | 4.0813e-18 | 5.8164e-12 | 420.3701 | 2.0424e-06 | 4.415e-07% | 551.576 | 462.5927 | 551.576 | 462.5927
1054.544 | 88.9607 | 2.322 | 39.8931 | 1.7884e-18 | 3.6281e-12 | 419.732 | 2.0505e-06 | 4.439e-07% | 550.9078 | 461.9471 | 550.9078 | 461.9471
1054.64 | 88.9422 | 2.3213 | 39.888 | 2.3238e-18 | 0 | 419.1077 | 2.0587e-06 | 4.463e-07% | 550.2592 | 461.317 | 550.2592 | 461.317
1054.736 | 88.9309 | 2.3207 | 39.8857 | 9.2336e-19 | 3.225e-12 | 418.5013 | 2.067e-06 | 4.487e-07% | 549.6386 | 460.7077 | 549.6386 | 460.7077
1054.832 | 88.9227 | 2.32 | 39.8851 | 1.9016e-18 | 1.3821e-12 | 417.8793 | 2.0752e-06 | 4.511e-07% | 549.0072 | 460.0845 | 549.0072 | 460.0845
1054.928 | 88.9266 | 2.3193 | 39.8903 | 3.0241e-18 | 3.6857e-12 | 417.248 | 2.0835e-06 | 4.535e-07% | 548.3841 | 459.4575 | 548.3841 | 459.4575
1055.024 | 88.9473 | 2.3186 | 39.9025 | 1.8192e-18 | 2.1884e-12 | 416.6323 | 2.0919e-06 | 4.559e-07% | 547.8007 | 458.8534 | 547.8007 | 458.8534
1055.12 | 88.9666 | 2.3179 | 39.9143 | 1.3387e-18 | 3.4553e-12 | 416.0104 | 2.1002e-06 | 4.583e-07% | 547.2092 | 458.2426 | 547.2092 | 458.2426
1055.216 | 88.9757 | 2.3172 | 39.9217 | 0 | 2.3035e-12 | 415.38 | 2.1086e-06 | 4.608e-07% | 546.5946 | 457.6189 | 546.5946 | 457.6189
1055.312 | 88.9836 | 2.3165 | 39.9283 | 0 | 0 | 414.7623 | 2.1171e-06 | 4.632e-07% | 545.9907 | 457.0071 | 545.9907 | 457.0071
1055.408 | 88.9897 | 2.3158 | 39.9341 | 0 | 2.9946e-12 | 414.1428 | 2.1255e-06 | 4.657e-07% | 545.3825 | 456.3928 | 545.3825 | 456.3928
1055.504 | 88.9818 | 2.315 | 39.934 | 0 | 1.1518e-11 | 413.5105 | 2.134e-06 | 4.682e-07% | 544.7414 | 455.7595 | 544.7414 | 455.7595
1055.6 | 88.9529 | 2.3142 | 39.9245 | 9.8857e-19 | 7.6017e-12 | 412.876 | 2.1425e-06 | 4.708e-07% | 544.0676 | 455.1147 | 544.0676 | 455.1147
1055.696 | 88.9098 | 2.3135 | 39.9085 | 0 | 7.141e-12 | 412.2463 | 2.1511e-06 | 4.733e-07% | 543.3782 | 454.4683 | 543.3782 | 454.4683
1055.792 | 88.8609 | 2.3127 | 39.8899 | 0 | 3.3401e-12 | 411.6172 | 2.1597e-06 | 4.759e-07% | 542.6807 | 453.8198 | 542.6807 | 453.8199
1055.888 | 88.8094 | 2.312 | 39.8701 | 1.7575e-18 | 0 | 410.9892 | 2.1683e-06 | 4.785e-07% | 541.9807 | 453.1713 | 541.9807 | 453.1713
1055.984 | 88.7599 | 2.3113 | 39.851 | 4.9429e-19 | 0 | 410.3667 | 2.177e-06 | 4.811e-07% | 541.2889 | 452.5291 | 541.2889 | 452.5291
1056.08 | 88.7193 | 2.3106 | 39.836 | 5.2175e-19 | 0 | 409.7437 | 2.1856e-06 | 4.837e-07% | 540.6096 | 451.8903 | 540.6096 | 451.8903
1056.176 | 88.6914 | 2.3098 | 39.8269 | 6.3159e-19 | 9.2142e-13 | 409.1141 | 2.1944e-06 | 4.863e-07% | 539.9421 | 451.2508 | 539.9421 | 451.2508
1056.272 | 88.6726 | 2.3091 | 39.8217 | 0 | 0 | 408.4869 | 2.2031e-06 | 4.889e-07% | 539.2903 | 450.6177 | 539.2903 | 450.6177
1056.368 | 88.6589 | 2.3084 | 39.8188 | 0 | 0 | 407.8651 | 2.2119e-06 | 4.915e-07% | 538.6512 | 449.9923 | 538.6512 | 449.9923
1056.464 | 88.6522 | 2.3076 | 39.8191 | 0 | 0 | 407.2393 | 2.2207e-06 | 4.942e-07% | 538.0183 | 449.366 | 538.0183 | 449.366
1056.56 | 88.652 | 2.3069 | 39.8224 | 0 | 1.2439e-11 | 406.6083 | 2.2296e-06 | 4.969e-07% | 537.3896 | 448.7376 | 537.3896 | 448.7376
1056.656 | 88.6512 | 2.3061 | 39.8254 | 0 | 1.29e-11 | 405.9782 | 2.2385e-06 | 4.995e-07% | 536.7609 | 448.1098 | 536.7609 | 448.1098
1056.752 | 88.6457 | 2.3054 | 39.8264 | 0 | 1.2439e-11 | 405.3503 | 2.2474e-06 | 5.022e-07% | 536.1277 | 447.482 | 536.1277 | 447.482
1056.848 | 88.6408 | 2.3046 | 39.8277 | 1.9222e-18 | 1.5779e-11 | 404.7174 | 2.2563e-06 | 5.049e-07% | 535.4904 | 446.8496 | 535.4904 | 446.8496
1056.944 | 88.6387 | 2.3037 | 39.8304 | 1.9222e-18 | 1.6125e-11 | 404.0746 | 2.2653e-06 | 5.077e-07% | 534.8474 | 446.2088 | 534.8475 | 446.2088
1057.04 | 88.6344 | 2.3029 | 39.8322 | 1.6476e-18 | 0.020512 | 403.4354 | 2.2743e-06 | 5.104e-07% | 534.2255 | 445.591 | 534.2255 | 445.5911
1057.136 | 88.6282 | 2.3022 | 39.8326 | 0 | 1.6189 | 402.8145 | 2.2834e-06 | 5.113e-07% | 535.1964 | 446.5682 | 535.1964 | 446.5682
1057.232 | 88.6154 | 2.3015 | 39.8301 | 4.6683e-19 | 48.398 | 402.1939 | 2.2925e-06 | 4.653e-07% | 581.3388 | 492.7234 | 581.3388 | 492.7234
1057.328 | 88.5851 | 2.3007 | 39.82 | 4.9429e-19 | 548.0693 | 401.5597 | 2.3016e-06 | 2.321e-07% | 1080.3349 | 991.7498 | 1080.3349 | 991.7498
1057.424 | 88.5306 | 2.2999 | 39.7991 | 3.0206e-19 | 2350.9337 | 400.9255 | 2.3108e-06 | 8.271e-08% | 2882.4887 | 2793.9581 | 2882.4887 | 2793.9581
1057.52 | 88.4589 | 2.2992 | 39.7701 | 0 | 3819.8121 | 400.3034 | 2.32e-06 | 5.443e-08% | 4350.6437 | 4262.1848 | 4350.6437 | 4262.1848
1057.616 | 88.3825 | 2.2985 | 39.739 | 0 | 2350.9337 | 399.6812 | 2.3292e-06 | 8.34e-08% | 2881.0348 | 2792.6523 | 2881.0348 | 2792.6523
1057.712 | 88.3017 | 2.2977 | 39.7061 | 0 | 548.0693 | 399.0533 | 2.3385e-06 | 2.364e-07% | 1077.4281 | 989.1264 | 1077.4281 | 989.1264
1057.808 | 88.205 | 2.2969 | 39.6661 | 1.7181e-18 | 48.398 | 398.423 | 2.3477e-06 | 4.803e-07% | 576.989 | 488.784 | 576.989 | 488.784
1057.904 | 88.0794 | 2.2961 | 39.6133 | 3.3146e-18 | 1.6189 | 397.7838 | 2.3571e-06 | 5.341e-07% | 529.3916 | 441.3122 | 529.3916 | 441.3122
1058 | 87.9159 | 2.2952 | 39.5439 | 3.9871e-18 | 0.020512 | 397.1317 | 2.3665e-06 | 5.391e-07% | 526.9071 | 438.9913 | 526.9071 | 438.9913
1058.096 | 87.68 | 2.2943 | 39.4414 | 4.5517e-18 | 2.3035e-12 | 396.4931 | 2.3759e-06 | 5.421e-07% | 525.9088 | 438.2288 | 525.9088 | 438.2288
1058.192 | 87.2705 | 2.2937 | 39.2601 | 9.9518e-19 | 1.8428e-12 | 395.8864 | 2.3853e-06 | 5.453e-07% | 524.7107 | 437.4402 | 524.7107 | 437.4402
1058.288 | 86.626 | 2.2931 | 38.973 | 1.8416e-18 | 8.2928e-12 | 395.2763 | 2.3948e-06 | 5.486e-07% | 523.1684 | 436.5424 | 523.1684 | 436.5424
1058.384 | 85.8644 | 2.2923 | 38.6339 | 1.466e-18 | 0.020131 | 394.643 | 2.4043e-06 | 5.52e-07% | 521.4537 | 435.5893 | 521.4537 | 435.5893
1058.48 | 85.1426 | 2.2915 | 38.3127 | 2.5931e-18 | 1.6089 | 394.0071 | 2.4138e-06 | 5.534e-07% | 521.3629 | 436.2202 | 521.3629 | 436.2202
1058.576 | 84.5259 | 2.2908 | 38.0382 | 0 | 49.0875 | 393.3901 | 2.4234e-06 | 5.019e-07% | 567.3325 | 482.8066 | 567.3325 | 482.8066
1058.672 | 84.0537 | 2.2901 | 37.8287 | 7.1379e-19 | 585.3745 | 392.7758 | 2.433e-06 | 2.389e-07% | 1102.323 | 1018.2692 | 1102.323 | 1018.2692
1058.768 | 83.8716 | 2.2894 | 37.7501 | 1.6476e-18 | 2844.9901 | 392.1476 | 2.4427e-06 | 7.454e-08% | 3361.0488 | 3277.1772 | 3361.0488 | 3277.1772
1058.864 | 84.1199 | 2.2884 | 37.8659 | 9.8857e-19 | 6055.5148 | 391.4944 | 2.4524e-06 | 3.78e-08% | 6571.2835 | 6487.1635 | 6571.2835 | 6487.1635
1058.96 | 84.7011 | 2.2874 | 38.132 | 2.008e-18 | 6056.55 | 390.8244 | 2.4621e-06 | 3.795e-08% | 6572.495 | 6487.7938 | 6572.495 | 6487.7938
1059.056 | 85.4203 | 2.2866 | 38.4592 | 2.0698e-18 | 2852.4483 | 390.1942 | 2.4719e-06 | 7.528e-08% | 3368.8087 | 3283.3883 | 3368.8087 | 3283.3883
1059.152 | 86.171 | 2.2862 | 38.7993 | 2.952e-18 | 602.3578 | 389.616 | 2.4817e-06 | 2.402e-07% | 1119.2302 | 1033.0592 | 1119.2302 | 1033.0592
1059.248 | 86.8979 | 2.2857 | 39.1289 | 9.9887e-19 | 66.2196 | 389.0293 | 2.4915e-06 | 5.017e-07% | 583.5616 | 496.6636 | 583.5616 | 496.6636
1059.344 | 87.5075 | 2.2851 | 39.4065 | 3.3845e-18 | 9.6642 | 388.4178 | 2.5014e-06 | 5.688e-07% | 527.2812 | 439.7736 | 527.2812 | 439.7737
1059.44 | 87.8896 | 2.2844 | 39.5823 | 4.7506e-18 | 1.6776 | 387.8005 | 2.5113e-06 | 5.822e-07% | 519.2344 | 431.3448 | 519.2344 | 431.3448
1059.536 | 88.0484 | 2.2837 | 39.6584 | 2.8765e-18 | 0.13899 | 387.1844 | 2.5213e-06 | 5.873e-07% | 517.3138 | 429.2655 | 517.3138 | 429.2655
1059.632 | 88.0883 | 2.2831 | 39.682 | 2.3135e-18 | 0.0045555 | 386.5699 | 2.5313e-06 | 5.907e-07% | 516.6279 | 428.5396 | 516.6279 | 428.5396
1059.728 | 88.0917 | 2.2824 | 39.6897 | 1.4829e-18 | 0.00014903 | 385.9566 | 2.5413e-06 | 5.939e-07% | 516.0206 | 427.9289 | 516.0206 | 427.9289
1059.824 | 88.0766 | 2.2817 | 39.6892 | 8.7187e-19 | 0.0072634 | 385.343 | 2.5514e-06 | 5.971e-07% | 515.3978 | 427.3212 | 515.3978 | 427.3212
1059.92 | 88.0165 | 2.281 | 39.6686 | 2.0252e-18 | 0.21724 | 384.7198 | 2.5615e-06 | 6e-07% | 514.9032 | 426.8867 | 514.9032 | 426.8867
1060.016 | 87.8446 | 2.2801 | 39.5986 | 5.2175e-19 | 2.4663 | 384.0683 | 2.5716e-06 | 6.003e-07% | 516.2578 | 428.4132 | 516.2578 | 428.4132
1060.112 | 87.4901 | 2.2792 | 39.4458 | 0 | 10.7651 | 383.4246 | 2.5818e-06 | 5.923e-07% | 523.4047 | 435.9146 | 523.4047 | 435.9147
1060.208 | 86.9586 | 2.2788 | 39.2115 | 0 | 19.5972 | 382.8443 | 2.592e-06 | 5.839e-07% | 530.8904 | 443.9318 | 530.8904 | 443.9318
1060.304 | 86.3327 | 2.2784 | 38.9344 | 2.7323e-18 | 21.0951 | 382.2669 | 2.6022e-06 | 5.853e-07% | 530.9075 | 444.5748 | 530.9075 | 444.5748
1060.4 | 85.6966 | 2.2778 | 38.6535 | 3.4291e-18 | 19.5962 | 381.6619 | 2.6125e-06 | 5.908e-07% | 527.8859 | 442.1894 | 527.8859 | 442.1894
1060.496 | 85.1059 | 2.2772 | 38.3929 | 3.6883e-18 | 10.7643 | 381.0582 | 2.6229e-06 | 6.065e-07% | 517.5986 | 432.4926 | 517.5986 | 432.4927
1060.592 | 84.6456 | 2.2766 | 38.191 | 2.9177e-18 | 2.4661 | 380.4558 | 2.6332e-06 | 6.219e-07% | 508.0351 | 423.3895 | 508.0351 | 423.3895
1060.688 | 84.4642 | 2.276 | 38.1151 | 1.0486e-18 | 0.21722 | 379.8483 | 2.6437e-06 | 6.288e-07% | 504.9209 | 420.4566 | 504.9209 | 420.4566
1060.784 | 84.6331 | 2.2753 | 38.1973 | 5.2175e-19 | 0.0072629 | 379.2386 | 2.6541e-06 | 6.324e-07% | 504.3516 | 419.7185 | 504.3517 | 419.7185
1060.88 | 85.0291 | 2.2747 | 38.3821 | 0 | 9.2023e-05 | 378.6271 | 2.6646e-06 | 6.355e-07% | 504.3131 | 419.284 | 504.3131 | 419.284
1060.976 | 85.4962 | 2.2739 | 38.5995 | 0 | 2.7355e-13 | 377.9991 | 2.6751e-06 | 6.386e-07% | 504.3688 | 418.8726 | 504.3688 | 418.8726
1061.072 | 85.9783 | 2.2728 | 38.8252 | 8.2381e-20 | 0 | 377.3253 | 2.6857e-06 | 6.419e-07% | 504.4016 | 418.4232 | 504.4016 | 418.4232
1061.168 | 86.4569 | 2.2718 | 39.0489 | 1.1671e-18 | 0 | 376.6639 | 2.6963e-06 | 6.451e-07% | 504.4414 | 417.9846 | 504.4414 | 417.9846
1061.264 | 86.8535 | 2.2715 | 39.2326 | 7.38e-19 | 0 | 376.1065 | 2.707e-06 | 6.482e-07% | 504.4641 | 417.6106 | 504.4641 | 417.6106
1061.36 | 87.0479 | 2.2714 | 39.3247 | 9.0276e-19 | 0 | 375.5621 | 2.7176e-06 | 6.515e-07% | 504.2061 | 417.1582 | 504.2061 | 417.1582
1061.456 | 87.0643 | 2.2709 | 39.3377 | 1.1671e-18 | 0 | 374.9715 | 2.7284e-06 | 6.549e-07% | 503.6444 | 416.5801 | 503.6444 | 416.5801
1061.552 | 87.0341 | 2.2703 | 39.3302 | 0 | 0 | 374.3635 | 2.7391e-06 | 6.585e-07% | 502.9981 | 415.964 | 502.9981 | 415.964
1061.648 | 87.0172 | 2.2696 | 39.3288 | 5.2175e-19 | 0 | 373.7533 | 2.75e-06 | 6.621e-07% | 502.3689 | 415.3517 | 502.3689 | 415.3517
1061.744 | 87.0105 | 2.269 | 39.3319 | 1.373e-18 | 9.2142e-13 | 373.1455 | 2.7608e-06 | 6.657e-07% | 501.7568 | 414.7464 | 501.7568 | 414.7464
1061.84 | 87.0196 | 2.2684 | 39.3422 | 3.7895e-18 | 0 | 372.5662 | 2.7717e-06 | 6.692e-07% | 501.1964 | 414.1768 | 501.1964 | 414.1768
1061.936 | 87.0667 | 2.2677 | 39.3697 | 2.7186e-18 | 3.6857e-12 | 372.1391 | 2.7826e-06 | 6.725e-07% | 500.8433 | 413.7766 | 500.8433 | 413.7766
1062.032 | 87.1529 | 2.2671 | 39.415 | 1.9085e-18 | 0 | 372.086 | 2.7936e-06 | 6.752e-07% | 500.9209 | 413.7681 | 500.921 | 413.7681
1062.128 | 87.2396 | 2.2662 | 39.4612 | 0 | 7.3713e-12 | 372.4539 | 2.8046e-06 | 6.771e-07% | 501.4209 | 414.1813 | 501.4209 | 414.1813
1062.224 | 87.2835 | 2.2649 | 39.49 | 1.6957e-18 | 0 | 372.9838 | 2.8157e-06 | 6.789e-07% | 502.0223 | 414.7388 | 502.0223 | 414.7388
1062.32 | 87.2709 | 2.2632 | 39.4947 | 2.1694e-18 | 0 | 373.5192 | 2.8268e-06 | 6.807e-07% | 502.548 | 415.2771 | 502.548 | 415.2771
1062.416 | 87.2025 | 2.2625 | 39.4704 | 3.1133e-18 | 0 | 374.1839 | 2.8379e-06 | 6.823e-07% | 503.1193 | 415.9168 | 503.1193 | 415.9168
1062.512 | 87.0259 | 2.2628 | 39.3929 | 0 | 0 | 374.987 | 2.8491e-06 | 6.838e-07% | 503.6686 | 416.6427 | 503.6686 | 416.6427
1062.608 | 86.7003 | 2.2626 | 39.2498 | 4.8056e-20 | 0 | 375.726 | 2.8603e-06 | 6.855e-07% | 503.9387 | 417.2384 | 503.9387 | 417.2384
1062.704 | 86.2924 | 2.2615 | 39.0733 | 0 | 5.9892e-12 | 376.3388 | 2.8716e-06 | 6.875e-07% | 503.966 | 417.6736 | 503.966 | 417.6736
1062.8 | 85.8851 | 2.2604 | 38.8967 | 6.0413e-19 | 0 | 376.9572 | 2.8829e-06 | 6.895e-07% | 503.9995 | 418.1144 | 503.9995 | 418.1144
1062.896 | 85.5124 | 2.2599 | 38.7335 | 1.3456e-18 | 6.1044e-12 | 377.655 | 2.8942e-06 | 6.913e-07% | 504.1608 | 418.6484 | 504.1608 | 418.6484
1062.992 | 85.2275 | 2.2594 | 38.61 | 4.531e-19 | 0 | 378.3505 | 2.9056e-06 | 6.931e-07% | 504.4474 | 419.2199 | 504.4474 | 419.2199
1063.088 | 85.1533 | 2.259 | 38.5816 | 5.9726e-19 | 0 | 379.0568 | 2.917e-06 | 6.947e-07% | 505.0507 | 419.8974 | 505.0507 | 419.8974
1063.184 | 85.288 | 2.2584 | 38.6485 | 4.3937e-19 | 0 | 379.7449 | 2.9285e-06 | 6.962e-07% | 505.9399 | 420.6519 | 505.9399 | 420.6519
1063.28 | 85.5098 | 2.2573 | 38.757 | 1.5927e-18 | 4.6071e-13 | 380.3604 | 2.94e-06 | 6.977e-07% | 506.8846 | 421.3747 | 506.8846 | 421.3747
1063.376 | 85.7621 | 2.2561 | 38.8799 | 0 | 1.8428e-12 | 380.9539 | 2.9516e-06 | 6.993e-07% | 507.852 | 422.0899 | 507.852 | 422.0899
1063.472 | 86.0661 | 2.2554 | 39.0242 | 0 | 0 | 381.6181 | 2.9632e-06 | 7.007e-07% | 508.9637 | 422.8976 | 508.9637 | 422.8976
1063.568 | 86.395 | 2.255 | 39.1782 | 1.4966e-18 | 0 | 382.3404 | 2.9749e-06 | 7.02e-07% | 510.1686 | 423.7736 | 510.1686 | 423.7736
1063.664 | 86.645 | 2.2544 | 39.298 | 0 | 2.3035e-12 | 383.0124 | 2.9866e-06 | 7.034e-07% | 511.2097 | 424.5647 | 511.2097 | 424.5647
1063.76 | 86.7924 | 2.2538 | 39.371 | 0 | 1.4743e-11 | 383.6912 | 2.9983e-06 | 7.05e-07% | 512.1083 | 425.3159 | 512.1083 | 425.3159
1063.856 | 86.8765 | 2.2535 | 39.4138 | 0 | 0.0030836 | 384.4208 | 3.0101e-06 | 7.064e-07% | 512.9677 | 426.0912 | 512.9677 | 426.0912
1063.952 | 86.9145 | 2.2529 | 39.4373 | 6.0413e-19 | 0.24646 | 385.0972 | 3.0219e-06 | 7.076e-07% | 513.9482 | 427.0337 | 513.9482 | 427.0337
1064.048 | 86.9371 | 2.2519 | 39.455 | 2.1144e-18 | 7.5193 | 385.7329 | 3.0338e-06 | 6.975e-07% | 521.8962 | 434.9591 | 521.8962 | 434.9591
1064.144 | 86.9621 | 2.2512 | 39.4729 | 3.4325e-18 | 89.6699 | 386.3946 | 3.0457e-06 | 5.882e-07% | 604.7507 | 517.7887 | 604.7507 | 517.7887
1064.24 | 86.968 | 2.2504 | 39.4825 | 1.2529e-18 | 435.823 | 387.0513 | 3.0576e-06 | 3.536e-07% | 951.5752 | 864.6071 | 951.5752 | 864.6071
1064.336 | 86.9606 | 2.2497 | 39.4856 | 1.2374e-18 | 927.6866 | 387.7195 | 3.0696e-06 | 2.262e-07% | 1444.102 | 1357.1414 | 1444.102 | 1357.1414
1064.432 | 86.9411 | 2.2489 | 39.4834 | 1.3456e-18 | 927.6923 | 388.3787 | 3.0817e-06 | 2.27e-07% | 1444.7444 | 1357.8034 | 1444.7444 | 1357.8034
1064.528 | 86.9019 | 2.2479 | 39.4734 | 1.6545e-18 | 435.83 | 389.0021 | 3.0938e-06 | 3.57e-07% | 953.4554 | 866.5534 | 953.4554 | 866.5534
1064.624 | 86.8162 | 2.246 | 39.4456 | 1.1945e-18 | 89.6719 | 389.5027 | 3.1059e-06 | 5.963e-07% | 607.6823 | 520.8662 | 607.6824 | 520.8662
1064.72 | 86.7443 | 2.2447 | 39.4219 | 5.5264e-19 | 7.5195 | 390.0832 | 3.1181e-06 | 7.098e-07% | 526.0135 | 439.2692 | 526.0135 | 439.2692
1064.816 | 86.7319 | 2.245 | 39.4188 | 8.65e-19 | 0.24646 | 390.8921 | 3.1303e-06 | 7.233e-07% | 519.5342 | 432.8023 | 519.5342 | 432.8023
1064.912 | 86.7094 | 2.2452 | 39.4117 | 6.2987e-19 | 0.0030837 | 391.677 | 3.1426e-06 | 7.252e-07% | 520.0463 | 433.3369 | 520.0463 | 433.3369
1065.008 | 86.6612 | 2.2447 | 39.3955 | 0 | 0.0056207 | 392.3706 | 3.1549e-06 | 7.269e-07% | 520.6776 | 434.0164 | 520.6776 | 434.0164
1065.104 | 86.6008 | 2.2436 | 39.3759 | 0 | 0.44923 | 392.9903 | 3.1673e-06 | 7.28e-07% | 521.6599 | 435.0591 | 521.6599 | 435.0591
1065.2 | 86.5718 | 2.243 | 39.3688 | 0 | 13.7058 | 393.6713 | 3.1797e-06 | 7.082e-07% | 535.5607 | 448.9889 | 535.5607 | 448.9889
1065.296 | 86.5631 | 2.2427 | 39.37 | 8.7873e-19 | 163.4462 | 394.3861 | 3.1922e-06 | 5.325e-07% | 686.008 | 599.4449 | 686.008 | 599.4449
1065.392 | 86.5535 | 2.2422 | 39.3714 | 7.6889e-19 | 794.395 | 395.0803 | 3.2047e-06 | 2.603e-07% | 1317.6422 | 1231.0888 | 1317.6422 | 1231.0888
1065.488 | 86.5655 | 2.2423 | 39.38 | 0 | 1690.9274 | 395.8687 | 3.2172e-06 | 1.512e-07% | 2214.9839 | 2128.4184 | 2214.9839 | 2128.4184
1065.584 | 86.5337 | 2.242 | 39.3706 | 9.6111e-19 | 1690.9249 | 396.5892 | 3.2298e-06 | 1.517e-07% | 2215.6603 | 2129.1266 | 2215.6603 | 2129.1266
1065.68 | 86.4005 | 2.2409 | 39.3181 | 0 | 794.3919 | 397.1957 | 3.2425e-06 | 2.629e-07% | 1319.5471 | 1233.1466 | 1319.5471 | 1233.1466
1065.776 | 86.1223 | 2.2396 | 39.2002 | 0 | 163.4453 | 397.7784 | 3.2552e-06 | 5.401e-07% | 688.7858 | 602.6635 | 688.7858 | 602.6635
1065.872 | 85.6617 | 2.2384 | 38.9989 | 0 | 13.7057 | 398.3726 | 3.2679e-06 | 7.209e-07% | 538.9774 | 453.3157 | 538.9774 | 453.3157
1065.968 | 85.1173 | 2.2386 | 38.754 | 0 | 0.44923 | 399.1715 | 3.2807e-06 | 7.446e-07% | 525.7306 | 440.6133 | 525.7306 | 440.6133
1066.064 | 84.5632 | 2.2393 | 38.5028 | 0 | 0.0056207 | 400.0344 | 3.2935e-06 | 7.472e-07% | 525.3453 | 440.7821 | 525.3453 | 440.7821
1066.16 | 84.0087 | 2.2389 | 38.2554 | 0 | 0 | 400.7453 | 3.3064e-06 | 7.493e-07% | 525.2484 | 441.2397 | 525.2484 | 441.2397
1066.256 | 83.5053 | 2.2379 | 38.0335 | 0 | 1.8428e-12 | 401.3713 | 3.3193e-06 | 7.516e-07% | 525.1481 | 441.6428 | 525.1481 | 441.6428
1066.352 | 83.1656 | 2.2371 | 37.8857 | 1.7849e-19 | 0 | 402.0148 | 3.3323e-06 | 7.537e-07% | 525.3031 | 442.1376 | 525.3031 | 442.1376
1066.448 | 83.1265 | 2.2364 | 37.874 | 1.7849e-18 | 4.6071e-13 | 402.6879 | 3.3453e-06 | 7.555e-07% | 525.9247 | 442.7983 | 525.9247 | 442.7983
1066.544 | 83.4418 | 2.2366 | 38.0205 | 3.2952e-18 | 9.2142e-13 | 403.489 | 3.3584e-06 | 7.568e-07% | 527.1879 | 443.7461 | 527.1879 | 443.7461
1066.64 | 83.9297 | 2.2369 | 38.2456 | 3.5149e-18 | 6.2196e-12 | 404.291 | 3.3715e-06 | 7.58e-07% | 528.7032 | 444.7734 | 528.7032 | 444.7735
1066.736 | 84.435 | 2.2364 | 38.4813 | 6.5218e-19 | 0 | 404.9911 | 3.3847e-06 | 7.594e-07% | 530.1439 | 445.7089 | 530.1439 | 445.7089
1066.832 | 84.9241 | 2.2355 | 38.7114 | 3.2952e-18 | 5.5285e-12 | 405.6282 | 3.3979e-06 | 7.609e-07% | 531.4993 | 446.5752 | 531.4993 | 446.5752
1066.928 | 85.3436 | 2.234 | 38.9124 | 2.1831e-18 | 7.6017e-12 | 406.1693 | 3.4112e-06 | 7.626e-07% | 532.6592 | 447.3156 | 532.6592 | 447.3156
1067.024 | 85.6516 | 2.2325 | 39.0621 | 3.611e-18 | 3.916e-12 | 406.7272 | 3.4245e-06 | 7.644e-07% | 533.6735 | 448.0219 | 533.6735 | 448.0219
1067.12 | 85.8795 | 2.233 | 39.1677 | 3.3776e-18 | 8.7535e-12 | 407.5729 | 3.4379e-06 | 7.657e-07% | 534.8531 | 448.9737 | 534.8531 | 448.9737
1067.216 | 86.0137 | 2.2342 | 39.228 | 0 | 6.6803e-12 | 408.5177 | 3.4513e-06 | 7.67e-07% | 535.9937 | 449.98 | 535.9937 | 449.98
1067.312 | 86.056 | 2.2345 | 39.2502 | 0 | 0 | 409.3217 | 3.4648e-06 | 7.686e-07% | 536.8624 | 450.8063 | 536.8624 | 450.8063
1067.408 | 86.0395 | 2.2334 | 39.2506 | 4.3937e-19 | 0 | 409.9316 | 3.4783e-06 | 7.705e-07% | 537.4552 | 451.4157 | 537.4552 | 451.4157
1067.504 | 85.9743 | 2.2307 | 39.2354 | 0 | 0 | 410.2977 | 3.4919e-06 | 7.729e-07% | 537.7381 | 451.7638 | 537.7381 | 451.7638
1067.6 | 85.925 | 2.2281 | 39.2268 | 1.3181e-18 | 0 | 410.6807 | 3.5055e-06 | 7.753e-07% | 538.0605 | 452.1356 | 538.0605 | 452.1356
1067.696 | 85.9548 | 2.2277 | 39.2454 | 1.4279e-18 | 0 | 411.4019 | 3.5192e-06 | 7.771e-07% | 538.8299 | 452.8751 | 538.8299 | 452.8751
1067.792 | 85.9762 | 2.2279 | 39.2583 | 4.3937e-19 | 4.6071e-13 | 412.1959 | 3.5329e-06 | 7.787e-07% | 539.6583 | 453.6821 | 539.6583 | 453.6821
1067.888 | 85.9265 | 2.2276 | 39.2404 | 0 | 3.6857e-12 | 412.9267 | 3.5466e-06 | 7.805e-07% | 540.3212 | 454.3947 | 540.3212 | 454.3947
1067.984 | 85.7587 | 2.2273 | 39.169 | 0 | 9.2142e-13 | 413.639 | 3.5605e-06 | 7.825e-07% | 540.794 | 455.0352 | 540.794 | 455.0352
1068.08 | 85.4544 | 2.2277 | 39.032 | 1.7575e-18 | 6.9106e-12 | 414.476 | 3.5743e-06 | 7.843e-07% | 541.1901 | 455.7357 | 541.1901 | 455.7357
1068.176 | 85.0088 | 2.2287 | 38.8282 | 1.3181e-18 | 0.0027419 | 415.3991 | 3.5883e-06 | 7.861e-07% | 541.4676 | 456.4588 | 541.4676 | 456.4588
1068.272 | 84.4049 | 2.2289 | 38.5555 | 6.5905e-19 | 0.2169 | 416.1895 | 3.6022e-06 | 7.879e-07% | 541.5956 | 457.1907 | 541.5956 | 457.1907
1068.368 | 83.7155 | 2.2289 | 38.2444 | 9.8857e-19 | 6.5088 | 416.9566 | 3.6163e-06 | 7.795e-07% | 547.654 | 463.9386 | 547.654 | 463.9386
1068.464 | 83.0382 | 2.229 | 37.9382 | 0 | 74.4507 | 417.7453 | 3.6304e-06 | 6.819e-07% | 615.4014 | 532.3631 | 615.4014 | 532.3631
1068.56 | 82.4913 | 2.2295 | 37.6898 | 0 | 328.2509 | 418.6015 | 3.6445e-06 | 4.632e-07% | 869.2631 | 786.7718 | 869.2631 | 786.7718
1068.656 | 82.0755 | 2.2291 | 37.505 | 0 | 578.7944 | 419.3106 | 3.6587e-06 | 3.525e-07% | 1119.9146 | 1037.8391 | 1119.9146 | 1037.8391
1068.752 | 81.7312 | 2.2282 | 37.3546 | 2.4714e-19 | 483.9128 | 419.9468 | 3.6729e-06 | 3.893e-07% | 1025.1736 | 943.4424 | 1025.1736 | 943.4424
1068.848 | 81.4607 | 2.2289 | 37.2319 | 8.6157e-19 | 400.4558 | 420.8259 | 3.6872e-06 | 4.284e-07% | 942.2032 | 860.7425 | 942.2032 | 860.7425
1068.944 | 81.2568 | 2.2297 | 37.1395 | 3.7758e-19 | 688.3028 | 421.7116 | 3.7015e-06 | 3.22e-07% | 1230.6403 | 1149.3835 | 1230.6403 | 1149.3835
1069.04 | 81.0978 | 2.2295 | 37.0709 | 7.9292e-19 | 1579.8215 | 422.4637 | 3.7159e-06 | 1.82e-07% | 2122.6834 | 2041.5856 | 2122.6834 | 2041.5856
1069.136 | 80.8934 | 2.2291 | 36.9828 | 1.7403e-18 | 2263.9575 | 423.1644 | 3.7304e-06 | 1.368e-07% | 2807.2271 | 2726.3337 | 2807.2271 | 2726.3337
1069.232 | 80.5635 | 2.228 | 36.8395 | 6.8308e-19 | 1388.0936 | 423.7702 | 3.7449e-06 | 2.023e-07% | 1931.4948 | 1850.9313 | 1931.4948 | 1850.9313
1069.328 | 80.2324 | 2.2253 | 36.7016 | 4.531e-19 | 503.0151 | 424.1294 | 3.7594e-06 | 3.891e-07% | 1046.3038 | 966.0714 | 1046.3038 | 966.0714
1069.424 | 80.1711 | 2.2222 | 36.6884 | 0 | 774.9871 | 424.4378 | 3.7741e-06 | 3.048e-07% | 1318.5066 | 1238.3355 | 1318.5066 | 1238.3355
1069.52 | 80.5284 | 2.2229 | 36.853 | 0 | 1205.2818 | 425.3138 | 3.7887e-06 | 2.269e-07% | 1750.1999 | 1669.6715 | 1750.1999 | 1669.6715
1069.616 | 81.1248 | 2.2261 | 37.1175 | 0 | 743.7498 | 426.5849 | 3.8034e-06 | 3.144e-07% | 1290.8032 | 1209.6784 | 1290.8032 | 1209.6784
1069.712 | 81.7981 | 2.2277 | 37.4234 | 0 | 268.9275 | 427.5987 | 3.8182e-06 | 5.187e-07% | 817.9754 | 736.1773 | 817.9754 | 736.1773
1069.808 | 82.5935 | 2.2268 | 37.7943 | 0 | 1102.722 | 428.2374 | 3.833e-06 | 2.44e-07% | 1653.574 | 1570.9805 | 1653.574 | 1570.9805
1069.904 | 83.4854 | 2.2255 | 38.211 | 0 | 4660.1748 | 428.8124 | 3.8479e-06 | 7.502e-08% | 5212.9092 | 5129.4238 | 5212.9092 | 5129.4238
1070 | 84.3026 | 2.2254 | 38.5893 | 0 | 7569.0398 | 429.5691 | 3.8629e-06 | 4.805e-08% | 8123.7261 | 8039.4235 | 8123.7261 | 8039.4235
1070.096 | 84.8403 | 2.2241 | 38.8444 | 0 | 4659.966 | 430.1385 | 3.8779e-06 | 7.557e-08% | 5216.0133 | 5131.1729 | 5216.0133 | 5131.1729
1070.192 | 85.1585 | 2.2214 | 39.0042 | 1.0984e-19 | 1088.8188 | 430.5003 | 3.8929e-06 | 2.495e-07% | 1645.7032 | 1560.5448 | 1645.7032 | 1560.5448
1070.288 | 85.4795 | 2.2218 | 39.1534 | 4.3937e-19 | 100.2246 | 431.3399 | 3.908e-06 | 6.821e-07% | 658.4192 | 572.9397 | 658.4192 | 572.9397
1070.384 | 85.7211 | 2.2248 | 39.2565 | 3.0756e-18 | 53.0295 | 432.5741 | 3.9232e-06 | 7.443e-07% | 612.806 | 527.0848 | 612.806 | 527.0848
1070.48 | 85.6999 | 2.2265 | 39.2441 | 3.9818e-18 | 545.4609 | 433.6121 | 3.9384e-06 | 3.859e-07% | 1106.2434 | 1020.5435 | 1106.2434 | 1020.5435
1070.576 | 85.4735 | 2.2264 | 39.1445 | 2.7254e-18 | 2337.3129 | 434.3736 | 3.9537e-06 | 1.405e-07% | 2898.5308 | 2813.0574 | 2898.5308 | 2813.0574
1070.672 | 85.1941 | 2.2256 | 39.0234 | 7.8262e-19 | 3797.5498 | 435.0292 | 3.969e-06 | 9.287e-08% | 4359.022 | 4273.8279 | 4359.022 | 4273.8279
1070.768 | 84.9428 | 2.2251 | 38.9139 | 0 | 2337.2286 | 435.7317 | 3.9844e-06 | 1.416e-07% | 2899.0421 | 2814.0993 | 2899.0421 | 2814.0993
1070.864 | 84.729 | 2.2251 | 38.8199 | 0 | 544.9797 | 436.5047 | 3.9998e-06 | 3.912e-07% | 1107.2584 | 1022.5295 | 1107.2584 | 1022.5295
1070.96 | 84.5799 | 2.2249 | 38.7561 | 3.4325e-20 | 56.4426 | 437.2571 | 4.0153e-06 | 7.51e-07% | 619.2607 | 534.6807 | 619.2607 | 534.6807
1071.056 | 84.587 | 2.2247 | 38.7642 | 0 | 250.5451 | 437.9951 | 4.0309e-06 | 5.525e-07% | 814.1161 | 729.5291 | 814.1161 | 729.5291
1071.152 | 84.7588 | 2.2245 | 38.8476 | 2.1968e-19 | 2819.0224 | 438.7403 | 4.0465e-06 | 1.227e-07% | 3383.5936 | 3298.8347 | 3383.5936 | 3298.8347
1071.248 | 85.0095 | 2.2246 | 38.966 | 2.1625e-19 | 12092.1134 | 439.5358 | 4.0621e-06 | 3.231e-08% | 12657.8491 | 12572.8397 | 12657.8491 | 12572.8397
1071.344 | 85.2414 | 2.2244 | 39.0767 | 0 | 19648.9973 | 440.294 | 4.0779e-06 | 2.026e-08% | 20215.8338 | 20130.5924 | 20215.8338 | 20130.5924
1071.44 | 85.4072 | 2.2235 | 39.1602 | 0 | 12112.8859 | 440.9179 | 4.0937e-06 | 3.25e-08% | 12680.5946 | 12595.1874 | 12680.5946 | 12595.1874
1071.536 | 85.5165 | 2.2224 | 39.218 | 0 | 2920.2326 | 441.5357 | 4.1095e-06 | 1.208e-07% | 3488.7253 | 3403.2088 | 3488.7253 | 3403.2088
1071.632 | 85.5708 | 2.2223 | 39.2473 | 0 | 464.3873 | 442.2949 | 4.1254e-06 | 4.351e-07% | 1033.7225 | 948.1518 | 1033.7225 | 948.1518
1071.728 | 85.5137 | 2.2218 | 39.2268 | 0 | 223.7449 | 442.9968 | 4.1414e-06 | 5.848e-07% | 793.7041 | 708.1903 | 793.7041 | 708.1903
1071.824 | 85.3549 | 2.2203 | 39.1635 | 0 | 101.344 | 443.5348 | 4.1574e-06 | 7.091e-07% | 671.6174 | 586.2625 | 671.6174 | 586.2625
1071.92 | 85.1998 | 2.2191 | 39.1007 | 6.007e-19 | 24.6218 | 444.1229 | 4.1735e-06 | 8.182e-07% | 595.2644 | 510.0646 | 595.2644 | 510.0646
1072.016 | 85.1517 | 2.2194 | 39.0816 | 0 | 115.4544 | 444.9435 | 4.1896e-06 | 6.963e-07% | 686.8507 | 601.699 | 686.8507 | 601.699
1072.112 | 85.1986 | 2.2198 | 39.1056 | 0 | 1287.7194 | 445.7865 | 4.2058e-06 | 2.37e-07% | 1860.0299 | 1774.8313 | 1860.0299 | 1774.8313
1072.208 | 85.2846 | 2.2198 | 39.149 | 9.0619e-19 | 5523.406 | 446.5718 | 4.2221e-06 | 7.023e-08% | 6096.6312 | 6011.3466 | 6096.6313 | 6011.3467
1072.304 | 85.253 | 2.2175 | 39.1474 | 8.2381e-20 | 8974.5608 | 446.9742 | 4.2384e-06 | 4.479e-08% | 9548.1529 | 9462.8999 | 9548.1529 | 9462.8999
1072.4 | 85.0984 | 2.2144 | 39.0921 | 4.1191e-20 | 5526.4051 | 447.2564 | 4.2548e-06 | 7.074e-08% | 6100.0665 | 6014.968 | 6100.0665 | 6014.9681
1072.496 | 84.8856 | 2.2138 | 39.0005 | 0 | 1323.4552 | 447.9389 | 4.2712e-06 | 2.356e-07% | 1897.494 | 1812.6084 | 1897.494 | 1812.6084
1072.592 | 84.5132 | 2.2141 | 38.8322 | 0 | 287.7235 | 448.7617 | 4.2877e-06 | 5.514e-07% | 862.0446 | 777.5315 | 862.0447 | 777.5315
1072.688 | 84.0563 | 2.2166 | 38.6168 | 0 | 374.5967 | 449.9496 | 4.3042e-06 | 4.974e-07% | 949.4361 | 865.3797 | 949.4361 | 865.3797
1072.784 | 83.4876 | 2.2187 | 38.3516 | 0 | 386.6758 | 451.0712 | 4.3209e-06 | 4.919e-07% | 961.8049 | 878.3173 | 961.8049 | 878.3173
1072.88 | 82.7982 | 2.2175 | 38.0428 | 3.3162e-19 | 646.6439 | 451.6609 | 4.3375e-06 | 3.81e-07% | 1221.3633 | 1138.5651 | 1221.3633 | 1138.5651
1072.976 | 82.1983 | 2.2157 | 37.7772 | 0 | 5384.7607 | 452.158 | 4.3543e-06 | 7.409e-08% | 5959.1099 | 5876.9116 | 5959.1099 | 5876.9116
1073.072 | 81.9186 | 2.2165 | 37.65 | 0 | 22946.9676 | 453.058 | 4.3711e-06 | 1.865e-08% | 23521.8107 | 23439.892 | 23521.8107 | 23439.892
1073.168 | 81.9676 | 2.2175 | 37.6727 | 0 | 37279.5908 | 454.0056 | 4.3879e-06 | 1.162e-08% | 37855.4541 | 37773.4865 | 37855.4541 | 37773.4865
1073.264 | 82.2879 | 2.2177 | 37.8231 | 0 | 22943.9603 | 454.8192 | 4.4049e-06 | 1.879e-08% | 23521.1082 | 23438.8202 | 23521.1082 | 23438.8203
1073.36 | 82.8166 | 2.2176 | 38.0702 | 0 | 5348.8876 | 455.5994 | 4.4219e-06 | 7.565e-08% | 5927.5915 | 5844.7748 | 5927.5915 | 5844.7748
1073.456 | 83.4623 | 2.2175 | 38.3714 | 0 | 472.3407 | 456.3632 | 4.4389e-06 | 4.58e-07% | 1052.7551 | 969.2927 | 1052.7551 | 969.2927
1073.552 | 84.1445 | 2.2173 | 38.6899 | 0 | 15.7995 | 457.1062 | 4.456e-06 | 8.672e-07% | 597.9574 | 513.8129 | 597.9574 | 513.8129
1073.648 | 84.7864 | 2.2171 | 38.9896 | 0 | 0.20018 | 457.8645 | 4.4732e-06 | 8.959e-07% | 584.0578 | 499.2713 | 584.0578 | 499.2713
1073.744 | 85.2817 | 2.2169 | 39.222 | 3.2696e-19 | 0 | 458.6186 | 4.4904e-06 | 8.98e-07% | 585.3393 | 500.0576 | 585.3393 | 500.0576
1073.84 | 85.5836 | 2.2166 | 39.3661 | 0 | 0 | 459.3508 | 4.5077e-06 | 8.999e-07% | 586.5171 | 500.9335 | 586.5171 | 500.9335
1073.936 | 85.7181 | 2.2162 | 39.4334 | 1.8208e-19 | 0 | 460.0727 | 4.5251e-06 | 9.019e-07% | 587.4405 | 501.7223 | 587.4405 | 501.7223
1074.032 | 85.7303 | 2.2157 | 39.4449 | 0 | 0 | 460.7707 | 4.5425e-06 | 9.041e-07% | 588.1617 | 502.4314 | 588.1617 | 502.4314
1074.128 | 85.6484 | 2.2148 | 39.4145 | 0 | 0.081278 | 461.4034 | 4.56e-06 | 9.064e-07% | 588.7624 | 503.1139 | 588.7624 | 503.1139
1074.224 | 85.4943 | 2.2139 | 39.3507 | 0 | 6.4148 | 462.0415 | 4.5776e-06 | 8.975e-07% | 595.5153 | 510.021 | 595.5153 | 510.021
1074.32 | 85.2933 | 2.2135 | 39.2637 | 0 | 191.777 | 462.7613 | 4.5952e-06 | 6.602e-07% | 781.3089 | 696.0156 | 781.3089 | 696.0156
1074.416 | 84.985 | 2.2111 | 39.1354 | 0 | 2171.724 | 463.1306 | 4.6129e-06 | 1.724e-07% | 2761.1861 | 2676.2011 | 2761.1861 | 2676.2011
1074.512 | 84.4051 | 2.2017 | 38.9085 | 0 | 9315.5719 | 462.3402 | 4.6306e-06 | 4.716e-08% | 9903.4274 | 9819.0223 | 9903.4274 | 9819.0223
1074.608 | 83.7131 | 2.1908 | 38.6352 | 0 | 15136.0011 | 461.2828 | 4.6485e-06 | 2.973e-08% | 15721.8231 | 15638.11 | 15721.8231 | 15638.11
1074.704 | 83.2657 | 2.1894 | 38.4368 | 0 | 9315.5719 | 461.8278 | 4.6663e-06 | 4.753e-08% | 9901.2917 | 9818.026 | 9901.2917 | 9818.026
1074.8 | 82.919 | 2.1928 | 38.2666 | 0 | 2171.724 | 463.1938 | 4.6843e-06 | 1.751e-07% | 2758.2962 | 2675.3772 | 2758.2962 | 2675.3772
1074.896 | 82.7661 | 2.1999 | 38.1734 | 0 | 192.0169 | 465.1717 | 4.7023e-06 | 6.741e-07% | 780.328 | 697.5619 | 780.328 | 697.5619
1074.992 | 82.6959 | 2.2074 | 38.1173 | 1.7575e-18 | 25.3524 | 467.2324 | 4.7204e-06 | 8.858e-07% | 615.6055 | 532.9095 | 615.6055 | 532.9095
1075.088 | 82.4445 | 2.2106 | 37.994 | 6.5905e-19 | 566.2359 | 468.5533 | 4.7385e-06 | 4.408e-07% | 1157.4383 | 1074.9938 | 1157.4383 | 1074.9938
1075.184 | 82.1107 | 2.2107 | 37.8436 | 7.6889e-19 | 6411.2576 | 469.3582 | 4.7567e-06 | 6.873e-08% | 7002.7809 | 6920.6702 | 7002.7809 | 6920.6702
1075.28 | 81.9728 | 2.2101 | 37.7859 | 7.1397e-19 | 27500.9764 | 470.051 | 4.775e-06 | 1.705e-08% | 28092.9962 | 28011.0234 | 28092.9962 | 28011.0234
1075.376 | 82.143 | 2.2097 | 37.8697 | 2.1488e-18 | 44683.7631 | 470.7647 | 4.7933e-06 | 1.061e-08% | 45276.7503 | 45194.6073 | 45276.7503 | 45194.6074
1075.472 | 82.4616 | 2.2092 | 38.0225 | 0 | 27500.9764 | 471.4582 | 4.8117e-06 | 1.718e-08% | 28095.1278 | 28012.6662 | 28095.1278 | 28012.6662
1075.568 | 82.8207 | 2.2085 | 38.1941 | 2.0595e-20 | 6411.2576 | 472.1412 | 4.8302e-06 | 6.976e-08% | 7006.6222 | 6923.8014 | 7006.6222 | 6923.8015
1075.664 | 83.2845 | 2.2082 | 38.4131 | 0 | 566.1547 | 472.8758 | 4.8488e-06 | 4.491e-07% | 1162.9364 | 1079.6518 | 1162.9364 | 1079.6518
1075.76 | 83.8762 | 2.208 | 38.6909 | 0 | 18.9375 | 473.622 | 4.8674e-06 | 9.124e-07% | 617.3346 | 533.4584 | 617.3346 | 533.4584
1075.856 | 84.4764 | 2.2079 | 38.9721 | 0 | 0.23994 | 474.3982 | 4.8861e-06 | 9.472e-07% | 600.2946 | 515.8182 | 600.2946 | 515.8182
1075.952 | 84.9201 | 2.2078 | 39.1814 | 1.5378e-18 | 0 | 475.1659 | 4.9048e-06 | 9.495e-07% | 601.4752 | 516.5551 | 601.4752 | 516.5551
1076.048 | 85.2117 | 2.2074 | 39.3214 | 2.6362e-18 | 0 | 475.8895 | 4.9236e-06 | 9.516e-07% | 602.63 | 517.4183 | 602.63 | 517.4183
1076.144 | 85.4246 | 2.2067 | 39.4261 | 1.0984e-18 | 0 | 476.5618 | 4.9425e-06 | 9.538e-07% | 603.6193 | 518.1947 | 603.6193 | 518.1947
1076.24 | 85.5343 | 2.2052 | 39.4863 | 0 | 1.3706e-11 | 477.0819 | 4.9615e-06 | 9.564e-07% | 604.3077 | 518.7733 | 604.3077 | 518.7734
1076.336 | 85.4855 | 2.2024 | 39.4777 | 0 | 1.6816e-11 | 477.3844 | 4.9805e-06 | 9.595e-07% | 604.5499 | 519.0644 | 604.5499 | 519.0644
1076.432 | 85.3693 | 2.2008 | 39.4339 | 0 | 1.2439e-11 | 477.8955 | 4.9996e-06 | 9.623e-07% | 604.8994 | 519.5301 | 604.8994 | 519.5301
1076.528 | 85.3036 | 2.2024 | 39.4019 | 0 | 4.3767e-12 | 478.9717 | 5.0187e-06 | 9.641e-07% | 605.8797 | 520.576 | 605.8797 | 520.576
1076.624 | 85.2016 | 2.2041 | 39.3529 | 0 | 3.6857e-12 | 480.0589 | 5.038e-06 | 9.658e-07% | 606.8175 | 521.6159 | 606.8175 | 521.6159
1076.72 | 85.0248 | 2.2043 | 39.2747 | 6.8651e-20 | 0 | 480.8807 | 5.0573e-06 | 9.682e-07% | 607.3846 | 522.3598 | 607.3846 | 522.3598
1076.816 | 84.8358 | 2.204 | 39.1928 | 0 | 0 | 481.6055 | 5.0767e-06 | 9.707e-07% | 607.8381 | 523.0023 | 607.8381 | 523.0023
1076.912 | 84.6866 | 2.2034 | 39.1299 | 0 | 0 | 482.3011 | 5.0961e-06 | 9.732e-07% | 608.321 | 523.6344 | 608.321 | 523.6344
1077.008 | 84.5922 | 2.2023 | 39.0941 | 0 | 0.083423 | 482.9003 | 5.1156e-06 | 9.757e-07% | 608.8724 | 524.2802 | 608.8724 | 524.2802
1077.104 | 84.5286 | 2.2 | 39.0768 | 0 | 6.5841 | 483.2865 | 5.1352e-06 | 9.668e-07% | 615.6761 | 531.1475 | 615.6761 | 531.1475
1077.2 | 84.5314 | 2.1977 | 39.0904 | 0 | 196.8382 | 483.6694 | 5.1549e-06 | 7.142e-07% | 806.3272 | 721.7958 | 806.3272 | 721.7958
1077.296 | 84.5072 | 2.1936 | 39.1002 | 1.1533e-18 | 2229.0386 | 483.7217 | 5.1746e-06 | 1.879e-07% | 2838.5613 | 2754.054 | 2838.5613 | 2754.054
1077.392 | 83.9937 | 2.1764 | 38.9355 | 1.0435e-18 | 9561.4215 | 481.4673 | 5.1944e-06 | 5.151e-08% | 10167.9945 | 10084.0008 | 10167.9945 | 10084.0008
1077.488 | 83.3947 | 2.157 | 38.7393 | 1.9771e-18 | 15535.4592 | 478.8131 | 5.2143e-06 | 3.248e-08% | 16138.5633 | 16055.1686 | 16138.5633 | 16055.1686
1077.584 | 83.85 | 2.1647 | 38.9221 | 1.5378e-18 | 9561.4215 | 480.9732 | 5.2342e-06 | 5.191e-08% | 10167.3315 | 10083.4815 | 10167.3315 | 10083.4815
1077.68 | 84.7938 | 2.1858 | 39.2791 | 1.3181e-18 | 2229.0386 | 485.5125 | 5.2542e-06 | 1.906e-07% | 2840.8098 | 2756.016 | 2840.8098 | 2756.016
1077.776 | 85.2723 | 2.1966 | 39.4626 | 3.9543e-18 | 196.8382 | 488.2138 | 5.2743e-06 | 7.258e-07% | 811.9835 | 726.7112 | 811.9835 | 726.7113
1077.872 | 85.3397 | 2.1985 | 39.4905 | 0 | 6.5841 | 489.3466 | 5.2945e-06 | 9.848e-07% | 622.9595 | 537.6197 | 622.9595 | 537.6197
1077.968 | 85.2383 | 2.198 | 39.4494 | 1.0984e-18 | 0.083423 | 490.0483 | 5.3147e-06 | 9.994e-07% | 617.0175 | 531.7792 | 617.0175 | 531.7792
1078.064 | 84.9855 | 2.1961 | 39.3429 | 1.4279e-18 | 0 | 490.5084 | 5.335e-06 | 1.003e-06% | 617.0329 | 532.0474 | 617.0329 | 532.0474
1078.16 | 84.584 | 2.1935 | 39.1702 | 1.5378e-18 | 4.9526e-12 | 490.8286 | 5.3554e-06 | 1.006e-06% | 616.7763 | 532.1923 | 616.7763 | 532.1923
1078.256 | 84.1206 | 2.1921 | 38.9644 | 0 | 2.3035e-12 | 491.3772 | 5.3759e-06 | 1.009e-06% | 616.6544 | 532.5338 | 616.6544 | 532.5338
1078.352 | 83.5405 | 2.1908 | 38.7048 | 8.7873e-19 | 0 | 491.9232 | 5.3964e-06 | 1.013e-06% | 616.3591 | 532.8187 | 616.3591 | 532.8187
1078.448 | 82.8191 | 2.189 | 38.3809 | 1.7575e-18 | 0 | 492.3957 | 5.417e-06 | 1.016e-06% | 615.7847 | 532.9656 | 615.7847 | 532.9657
1078.544 | 82.1878 | 2.1907 | 38.0865 | 3.2952e-18 | 0 | 493.4974 | 5.4377e-06 | 1.019e-06% | 615.9624 | 533.7746 | 615.9624 | 533.7746
1078.64 | 81.7161 | 2.1935 | 37.8622 | 3.0756e-18 | 7.832e-12 | 494.8025 | 5.4584e-06 | 1.021e-06% | 616.5744 | 534.8583 | 616.5744 | 534.8583
1078.736 | 81.3871 | 2.1945 | 37.7107 | 4.8008e-19 | 7.8896e-12 | 495.7624 | 5.4793e-06 | 1.023e-06% | 617.0547 | 535.6676 | 617.0547 | 535.6676
1078.832 | 81.225 | 2.1942 | 37.6403 | 3.2498e-19 | 9.9052e-12 | 496.5175 | 5.5002e-06 | 1.025e-06% | 617.577 | 536.352 | 617.577 | 536.352
1078.928 | 81.2687 | 2.1938 | 37.6661 | 6.7967e-19 | 6.3923e-12 | 497.2296 | 5.5212e-06 | 1.028e-06% | 618.3581 | 537.0895 | 618.3581 | 537.0895
1079.024 | 81.607 | 2.1933 | 37.8285 | 0 | 0.00012553 | 497.9352 | 5.5422e-06 | 1.03e-06% | 619.5642 | 537.9572 | 619.5642 | 537.9572
1079.12 | 82.2194 | 2.1928 | 38.1183 | 9.0169e-19 | 0.010038 | 498.6328 | 5.5633e-06 | 1.032e-06% | 621.1733 | 538.9539 | 621.1733 | 538.9539
1079.216 | 82.9145 | 2.1922 | 38.4467 | 1.7268e-18 | 0.30647 | 499.3159 | 5.5846e-06 | 1.034e-06% | 623.1757 | 540.2612 | 623.1757 | 540.2612
1079.312 | 83.5146 | 2.191 | 38.7328 | 1.1446e-18 | 3.6614 | 499.9077 | 5.6058e-06 | 1.03e-06% | 628.0076 | 544.493 | 628.0076 | 544.493
1079.408 | 83.951 | 2.1885 | 38.9482 | 0 | 17.87 | 500.2323 | 5.6272e-06 | 1.006e-06% | 643.19 | 559.239 | 643.19 | 559.239
1079.504 | 84.3005 | 2.1862 | 39.1222 | 0 | 38.3507 | 500.6176 | 5.6487e-06 | 9.734e-07% | 664.5771 | 580.2767 | 664.5772 | 580.2767
1079.6 | 84.5995 | 2.1867 | 39.2636 | 0 | 38.8733 | 501.4902 | 5.6702e-06 | 9.746e-07% | 666.4133 | 581.8138 | 666.4133 | 581.8138
1079.696 | 84.6475 | 2.1856 | 39.2938 | 3.6125e-19 | 18.6791 | 502.0941 | 5.6918e-06 | 1.012e-06% | 646.9001 | 562.2526 | 646.9001 | 562.2526
1079.792 | 84.5187 | 2.1835 | 39.2458 | 0 | 4.0259 | 502.4913 | 5.7135e-06 | 1.043e-06% | 632.4651 | 547.9464 | 632.4651 | 547.9464
1079.888 | 84.4813 | 2.1846 | 39.2284 | 0 | 0.37609 | 503.4988 | 5.7352e-06 | 1.052e-06% | 629.7692 | 545.2879 | 629.7692 | 545.2879
1079.984 | 84.452 | 2.1856 | 39.2158 | 1.1533e-18 | 0.032311 | 504.4692 | 5.757e-06 | 1.055e-06% | 630.3549 | 545.9029 | 630.3549 | 545.9029
1080.08 | 84.1664 | 2.1795 | 39.1116 | 1.373e-19 | 0.50028 | 504.1386 | 5.779e-06 | 1.059e-06% | 630.0964 | 545.93 | 630.0964 | 545.93
1080.176 | 83.2885 | 2.1581 | 38.7948 | 5.0802e-19 | 5.6805 | 500.9341 | 5.801e-06 | 1.059e-06% | 630.856 | 547.5675 | 630.856 | 547.5675
1080.272 | 82.6271 | 2.1413 | 38.5601 | 1.6751e-18 | 24.8434 | 498.6024 | 5.823e-06 | 1.032e-06% | 646.7744 | 564.1472 | 646.7744 | 564.1472
1080.368 | 83.3365 | 2.1583 | 38.8249 | 1.6888e-18 | 45.4105 | 502.5641 | 5.8452e-06 | 9.925e-07% | 672.2944 | 588.9578 | 672.2944 | 588.9578
1080.464 | 84.1499 | 2.1777 | 39.1276 | 2.087e-18 | 49.0148 | 506.9727 | 5.8674e-06 | 9.823e-07% | 681.4427 | 597.2928 | 681.4427 | 597.2928
1080.56 | 84.2068 | 2.1785 | 39.1529 | 5.4921e-20 | 45.3529 | 507.9265 | 5.8897e-06 | 9.905e-07% | 678.8176 | 594.6108 | 678.8176 | 594.6108
1080.656 | 84.0222 | 2.1747 | 39.0849 | 0 | 25.0151 | 508.0146 | 5.9121e-06 | 1.029e-06% | 658.3116 | 574.2894 | 658.3116 | 574.2894
1080.752 | 83.9571 | 2.1771 | 39.0498 | 0 | 6.064 | 509.2536 | 5.9346e-06 | 1.066e-06% | 640.5016 | 556.5444 | 640.5016 | 556.5444
1080.848 | 83.6286 | 2.1783 | 38.8959 | 0 | 0.743 | 510.2818 | 5.9572e-06 | 1.079e-06% | 635.7276 | 552.099 | 635.7276 | 552.099
1080.944 | 82.9642 | 2.1768 | 38.596 | 0 | 0.073393 | 510.8006 | 5.9798e-06 | 1.084e-06% | 634.611 | 551.6469 | 634.6111 | 551.6469
1081.04 | 82.3407 | 2.1785 | 38.3042 | 9.7484e-19 | 0.0052102 | 511.9137 | 6.0025e-06 | 1.087e-06% | 634.7424 | 552.4017 | 634.7424 | 552.4017
1081.136 | 81.6748 | 2.1781 | 38.0001 | 0 | 0.00016708 | 512.632 | 6.0253e-06 | 1.09e-06% | 634.4853 | 552.8104 | 634.4853 | 552.8104
1081.232 | 80.737 | 2.1686 | 37.6021 | 3.3502e-18 | 2.1158e-06 | 511.6365 | 6.0482e-06 | 1.097e-06% | 632.1443 | 551.4072 | 632.1443 | 551.4072
1081.328 | 79.7765 | 2.1551 | 37.2083 | 2.1968e-18 | 7.6017e-12 | 509.871 | 6.0712e-06 | 1.105e-06% | 629.0109 | 549.2344 | 629.0109 | 549.2344
1081.424 | 79.5356 | 2.1534 | 37.1059 | 1.2083e-18 | 9.2142e-12 | 510.3389 | 6.0942e-06 | 1.109e-06% | 629.1337 | 549.5982 | 629.1337 | 549.5982
1081.52 | 80.1519 | 2.1647 | 37.3551 | 2.6087e-18 | 0 | 513.2748 | 6.1173e-06 | 1.107e-06% | 632.9465 | 552.7946 | 632.9465 | 552.7946
1081.616 | 80.9524 | 2.1748 | 37.6952 | 3.0206e-18 | 0 | 515.9957 | 6.1406e-06 | 1.105e-06% | 636.8181 | 555.8657 | 636.8181 | 555.8657
1081.712 | 81.494 | 2.1772 | 37.943 | 4.2014e-18 | 0 | 517.2491 | 6.1639e-06 | 1.106e-06% | 638.8633 | 557.3693 | 638.8633 | 557.3693
1081.808 | 81.7263 | 2.1734 | 38.0686 | 3.7964e-18 | 0 | 517.315 | 6.1872e-06 | 1.11e-06% | 639.2832 | 557.5569 | 639.2832 | 557.557
1081.904 | 81.8439 | 2.1694 | 38.1415 | 2.3753e-18 | 9.5021e-13 | 517.2544 | 6.2107e-06 | 1.114e-06% | 639.4092 | 557.5653 | 639.4092 | 557.5653
1082 | 82.048 | 2.1708 | 38.235 | 2.1968e-18 | 1.6701e-12 | 517.8828 | 6.2343e-06 | 1.117e-06% | 640.3367 | 558.2887 | 640.3367 | 558.2887
1082.096 | 82.1288 | 2.1735 | 38.2673 | 1.0984e-18 | 0 | 518.1434 | 6.2579e-06 | 1.12e-06% | 640.7129 | 558.5841 | 640.7129 | 558.5841
1082.192 | 82.0297 | 2.1751 | 38.2196 | 5.904e-19 | 1.1978e-11 | 517.8572 | 6.2816e-06 | 1.125e-06% | 640.2816 | 558.2519 | 640.2816 | 558.2519
1082.288 | 81.7937 | 2.1757 | 38.1116 | 1.0572e-18 | 7.832e-12 | 517.3016 | 6.3054e-06 | 1.131e-06% | 639.3827 | 557.589 | 639.3827 | 557.589
1082.384 | 81.4208 | 2.1749 | 37.9448 | 8.2381e-20 | 8.2928e-12 | 516.4488 | 6.3293e-06 | 1.137e-06% | 637.9892 | 556.5684 | 637.9892 | 556.5684
1082.48 | 80.9941 | 2.1737 | 37.7537 | 4.325e-19 | 6.4499e-12 | 515.5406 | 6.3533e-06 | 1.144e-06% | 636.4622 | 555.468 | 636.4622 | 555.4681
1082.576 | 80.6067 | 2.1738 | 37.5771 | 0 | 9.2142e-12 | 514.8596 | 6.3774e-06 | 1.15e-06% | 635.2172 | 554.6105 | 635.2172 | 554.6105
1082.672 | 80.2365 | 2.1741 | 37.4075 | 0 | 8.2928e-12 | 514.2332 | 6.4015e-06 | 1.156e-06% | 634.0513 | 553.8149 | 634.0514 | 553.8149
1082.768 | 79.8364 | 2.1739 | 37.2257 | 0 | 0.066122 | 513.5065 | 6.4258e-06 | 1.162e-06% | 632.8087 | 552.9723 | 632.8087 | 552.9723
1082.864 | 79.453 | 2.1734 | 37.0524 | 0 | 5.2187 | 512.7303 | 6.4501e-06 | 1.158e-06% | 636.6279 | 557.1748 | 636.6279 | 557.1748
1082.96 | 79.2481 | 2.1729 | 36.9625 | 0 | 156.6287 | 511.9446 | 6.4745e-06 | 9.149e-07% | 786.9569 | 707.7088 | 786.9569 | 707.7088
1083.056 | 79.3711 | 2.1724 | 37.0256 | 0 | 1815.0652 | 511.1543 | 6.499e-06 | 2.748e-07% | 2444.7886 | 2365.4176 | 2444.7886 | 2365.4176
1083.152 | 79.7727 | 2.1717 | 37.2193 | 0 | 9022.412 | 510.3334 | 6.5236e-06 | 6.815e-08% | 9651.909 | 9572.1363 | 9651.909 | 9572.1363
1083.248 | 80.2543 | 2.1696 | 37.4556 | 0 | 28664.5776 | 509.2379 | 6.5483e-06 | 2.242e-08% | 29293.6949 | 29213.4406 | 29293.6949 | 29213.4406
1083.344 | 80.5007 | 2.1594 | 37.6133 | 0 | 77715.6328 | 506.6414 | 6.5731e-06 | 8.399e-09% | 78342.5477 | 78262.0469 | 78342.5477 | 78262.0469
1083.44 | 80.176 | 2.1328 | 37.5712 | 7.1397e-19 | 115726.0004 | 500.9493 | 6.5979e-06 | 5.675e-09% | 116346.8297 | 116266.6537 | 116346.8297 | 116266.6537
1083.536 | 80.0748 | 2.1122 | 37.6107 | 3.9818e-19 | 70293.1301 | 496.3964 | 6.6229e-06 | 9.35e-09% | 70909.3243 | 70829.2495 | 70909.3243 | 70829.2495
1083.632 | 81.0957 | 2.1245 | 38.0403 | 0 | 16356.1891 | 498.0259 | 6.6479e-06 | 3.935e-08% | 16975.4756 | 16894.3798 | 16975.4756 | 16894.3798
1083.728 | 82.147 | 2.1431 | 38.4594 | 0 | 1445.5397 | 500.8396 | 6.673e-06 | 3.358e-07% | 2069.1288 | 1986.9818 | 2069.1288 | 1986.9818
1083.824 | 82.8743 | 2.1567 | 38.7508 | 0 | 95.5638 | 502.6845 | 6.6982e-06 | 1.048e-06% | 722.0301 | 639.1558 | 722.0301 | 639.1558
1083.92 | 83.2713 | 2.1629 | 38.9161 | 0 | 535.8676 | 503.1701 | 6.7235e-06 | 6.225e-07% | 1163.388 | 1080.1168 | 1163.3881 | 1080.1168
1084.016 | 83.2141 | 2.1593 | 38.9067 | 0 | 2296.1928 | 501.7996 | 6.7489e-06 | 2.377e-07% | 2922.2725 | 2839.0583 | 2922.2725 | 2839.0583
1084.112 | 83.032 | 2.1551 | 38.8411 | 0 | 3748.1248 | 500.3341 | 6.7744e-06 | 1.579e-07% | 4372.4872 | 4289.4552 | 4372.4872 | 4289.4552
1084.208 | 83.0344 | 2.1579 | 38.8357 | 0 | 2822.6976 | 500.1719 | 6.8e-06 | 2.021e-07% | 3446.8975 | 3363.8631 | 3446.8975 | 3363.8631
1084.304 | 82.9492 | 2.1591 | 38.7949 | 0 | 6500.0378 | 499.7069 | 6.8257e-06 | 9.695e-08% | 7123.6479 | 7040.6987 | 7123.6479 | 7040.6987
1084.4 | 82.6803 | 2.1558 | 38.6853 | 0 | 25633.0943 | 498.3967 | 6.8514e-06 | 2.618e-08% | 26255.0123 | 26172.332 | 26255.0123 | 26172.332
1084.496 | 82.3262 | 2.1511 | 38.5418 | 0 | 41573.5986 | 496.8357 | 6.8773e-06 | 1.633e-08% | 42193.4534 | 42111.1272 | 42193.4534 | 42111.1272
1084.592 | 82.0069 | 2.1476 | 38.41 | 0 | 25585.8479 | 495.5018 | 6.9033e-06 | 2.643e-08% | 26203.9143 | 26121.9073 | 26203.9143 | 26121.9073
1084.688 | 82.1123 | 2.1529 | 38.4434 | 0 | 5964.7822 | 495.7923 | 6.9293e-06 | 1.066e-07% | 6583.2831 | 6501.1708 | 6583.2831 | 6501.1708
1084.784 | 82.4451 | 2.1596 | 38.5781 | 0 | 526.728 | 496.3422 | 6.9554e-06 | 6.538e-07% | 1146.2531 | 1063.808 | 1146.2531 | 1063.808
1084.88 | 82.7247 | 2.1616 | 38.7058 | 0 | 17.6187 | 496.0162 | 6.9817e-06 | 1.259e-06% | 637.2271 | 554.5024 | 637.2271 | 554.5024
1084.976 | 82.9567 | 2.1614 | 38.8193 | 0 | 0.23115 | 495.2828 | 7.008e-06 | 1.306e-06% | 619.4513 | 536.4946 | 619.4513 | 536.4946
1085.072 | 83.1489 | 2.1599 | 38.9186 | 5.5739e-19 | 0.62467 | 494.3182 | 7.0344e-06 | 1.312e-06% | 619.1704 | 536.0215 | 619.1704 | 536.0215
1085.168 | 83.2504 | 2.1557 | 38.9853 | 4.6623e-19 | 18.675 | 492.8478 | 7.0609e-06 | 1.278e-06% | 635.9142 | 552.6639 | 635.9142 | 552.6639
1085.264 | 83.321 | 2.1508 | 39.0395 | 0 | 211.4801 | 491.2745 | 7.0875e-06 | 9.527e-07% | 827.2659 | 743.945 | 827.2659 | 743.945
1085.36 | 83.4711 | 2.1498 | 39.117 | 1.4618e-18 | 907.1402 | 490.4018 | 7.1142e-06 | 4.945e-07% | 1522.28 | 1438.8089 | 1522.28 | 1438.8089
1085.456 | 83.5985 | 2.1506 | 39.1781 | 2.1249e-18 | 1474.0025 | 489.8407 | 7.141e-06 | 3.561e-07% | 2088.7703 | 2005.1718 | 2088.7703 | 2005.1718
1085.552 | 83.7102 | 2.1523 | 39.2285 | 1.3453e-18 | 913.0758 | 489.472 | 7.1679e-06 | 4.964e-07% | 1527.6388 | 1443.9286 | 1527.6388 | 1443.9286
1085.648 | 83.8422 | 2.1553 | 39.2844 | 0 | 388.9311 | 489.3198 | 7.1949e-06 | 7.823e-07% | 1003.5328 | 919.6906 | 1003.5328 | 919.6906
1085.744 | 83.8793 | 2.1562 | 39.3033 | 0 | 2028.1682 | 488.7928 | 7.222e-06 | 2.823e-07% | 2642.2998 | 2558.4205 | 2642.2998 | 2558.4205
1085.84 | 83.6024 | 2.1497 | 39.2039 | 7.6854e-19 | 8620.3103 | 486.9202 | 7.2492e-06 | 7.924e-08% | 9232.1866 | 9148.5841 | 9232.1866 | 9148.5841
1085.936 | 82.6407 | 2.1273 | 38.8483 | 1.2714e-19 | 14005.3285 | 482.156 | 7.2765e-06 | 5.008e-08% | 14611.1009 | 14528.4601 | 14611.1009 | 14528.4601
1086.032 | 81.5893 | 2.1047 | 38.4507 | 2.098e-20 | 8619.6856 | 477.3601 | 7.3039e-06 | 7.993e-08% | 9219.1904 | 9137.6011 | 9219.1904 | 9137.6011
1086.128 | 81.0962 | 2.0979 | 38.2492 | 0 | 2009.4932 | 475.4403 | 7.3313e-06 | 2.903e-07% | 2606.3768 | 2525.2806 | 2606.3768 | 2525.2806
1086.224 | 79.568 | 2.0661 | 37.6695 | 1.3181e-18 | 177.451 | 468.9553 | 7.3589e-06 | 1.073e-06% | 765.7098 | 686.1418 | 765.7098 | 686.1418
1086.32 | 78.3353 | 2.0419 | 37.1995 | 0 | 5.9356 | 463.8415 | 7.3866e-06 | 1.451e-06% | 587.3539 | 509.0186 | 587.3539 | 509.0186
1086.416 | 79.8809 | 2.0876 | 37.7393 | 2.1968e-19 | 0.075206 | 471.4553 | 7.4144e-06 | 1.45e-06% | 591.2382 | 511.3574 | 591.2382 | 511.3574
1086.512 | 81.3616 | 2.1334 | 38.2452 | 0 | 1.958e-12 | 479.1046 | 7.4422e-06 | 1.433e-06% | 600.8448 | 519.4832 | 600.8448 | 519.4832
1086.608 | 81.2809 | 2.1437 | 38.1665 | 0 | 3.8944e-12 | 480.2897 | 7.4702e-06 | 1.435e-06% | 601.8808 | 520.5999 | 601.8809 | 520.5999
1086.704 | 80.7419 | 2.1467 | 37.9061 | 2.1968e-19 | 6.1102e-12 | 480.1461 | 7.4983e-06 | 1.441e-06% | 600.9408 | 520.1989 | 600.9408 | 520.1989
1086.8 | 80.1039 | 2.1498 | 37.6004 | 4.3937e-19 | 4.102e-12 | 479.9927 | 7.5264e-06 | 1.448e-06% | 599.8468 | 519.7429 | 599.8468 | 519.7429
1086.896 | 79.2657 | 2.1476 | 37.219 | 0 | 0.0028428 | 478.9212 | 7.5547e-06 | 1.458e-06% | 597.5564 | 518.2907 | 597.5565 | 518.2908
1086.992 | 78.0826 | 2.1353 | 36.7126 | 1.373e-19 | 0.22437 | 476.0272 | 7.5831e-06 | 1.472e-06% | 593.182 | 515.0994 | 593.182 | 515.0994
1087.088 | 76.8996 | 2.1207 | 36.2136 | 0 | 6.7078 | 472.7233 | 7.6116e-06 | 1.47e-06% | 594.6649 | 517.7653 | 594.6649 | 517.7653
1087.184 | 76.6075 | 2.1231 | 36.0696 | 6.5905e-19 | 75.9601 | 472.4671 | 7.6401e-06 | 1.302e-06% | 663.2274 | 586.6199 | 663.2274 | 586.6199
1087.28 | 77.1828 | 2.1365 | 36.2947 | 1.0984e-18 | 325.8296 | 474.151 | 7.6688e-06 | 9.147e-07% | 915.5946 | 838.4118 | 915.5946 | 838.4118
1087.376 | 78.0389 | 2.1453 | 36.6699 | 0 | 529.4101 | 475.0224 | 7.6976e-06 | 7.379e-07% | 1121.2865 | 1043.2476 | 1121.2865 | 1043.2476
1087.472 | 78.9161 | 2.1476 | 37.078 | 8.7873e-19 | 325.853 | 474.7498 | 7.7265e-06 | 9.2e-07% | 918.7445 | 839.8284 | 918.7445 | 839.8284
1087.568 | 79.7625 | 2.1461 | 37.4853 | 0 | 77.7384 | 473.7877 | 7.7555e-06 | 1.312e-06% | 670.92 | 591.1575 | 670.92 | 591.1575
1087.664 | 80.5058 | 2.1401 | 37.8605 | 0 | 59.0971 | 472.0326 | 7.7846e-06 | 1.363e-06% | 651.6362 | 571.1304 | 651.6362 | 571.1304
1087.76 | 81.2394 | 2.1344 | 38.2299 | 0 | 590.1886 | 470.3294 | 7.8138e-06 | 7.098e-07% | 1182.1218 | 1100.8824 | 1182.1218 | 1100.8824
1087.856 | 82.0704 | 2.1368 | 38.6152 | 0 | 2525.4004 | 470.0576 | 7.8431e-06 | 2.583e-07% | 3118.2804 | 3036.2101 | 3118.2804 | 3036.2101
1087.952 | 82.6358 | 2.1414 | 38.8681 | 0 | 4100.5934 | 470.1753 | 7.8725e-06 | 1.707e-07% | 4694.4141 | 4611.7783 | 4694.4141 | 4611.7783
1088.048 | 82.7723 | 2.1437 | 38.9285 | 0 | 2523.9907 | 469.8807 | 7.902e-06 | 2.604e-07% | 3117.7159 | 3034.9436 | 3117.7159 | 3034.9436
1088.144 | 82.5879 | 2.1443 | 38.8441 | 0 | 588.9742 | 469.2874 | 7.9316e-06 | 7.215e-07% | 1181.8378 | 1099.2499 | 1181.8378 | 1099.2499
1088.24 | 82.1668 | 2.1437 | 38.6524 | 0 | 52.1567 | 468.4784 | 7.9613e-06 | 1.418e-06% | 643.598 | 561.4312 | 643.598 | 561.4312
1088.336 | 81.5215 | 2.1405 | 38.3642 | 0 | 1.8252 | 467.235 | 7.9911e-06 | 1.568e-06% | 591.0864 | 509.5649 | 591.0864 | 509.5649
1088.432 | 80.6498 | 2.1324 | 37.988 | 0 | 0.79162 | 465.1117 | 8.0211e-06 | 1.585e-06% | 586.6735 | 506.0237 | 586.6735 | 506.0237
1088.528 | 79.9238 | 2.1265 | 37.6723 | 0 | 3.3563 | 463.3904 | 8.0511e-06 | 1.589e-06% | 586.4693 | 506.5455 | 586.4693 | 506.5455
1088.624 | 79.7661 | 2.1323 | 37.5808 | 0 | 6.11 | 463.7046 | 8.0812e-06 | 1.586e-06% | 589.2938 | 509.5277 | 589.2938 | 509.5277
1088.72 | 79.8046 | 2.1388 | 37.5788 | 0 | 6.5774 | 464.1371 | 8.1115e-06 | 1.589e-06% | 590.2367 | 510.4321 | 590.2367 | 510.4321
1088.816 | 79.8027 | 2.1387 | 37.5815 | 0 | 6.1103 | 463.4237 | 8.1419e-06 | 1.599e-06% | 589.0569 | 509.2542 | 589.0569 | 509.2542
1088.912 | 79.8907 | 2.1349 | 37.6397 | 1.579e-19 | 3.3565 | 462.0743 | 8.1723e-06 | 1.618e-06% | 585.0962 | 505.2055 | 585.0962 | 505.2055
1089.008 | 80.0135 | 2.1277 | 37.7281 | 4.1191e-20 | 0.76898 | 460.1348 | 8.2029e-06 | 1.638e-06% | 580.7731 | 500.7596 | 580.7731 | 500.7597
1089.104 | 79.9065 | 2.1133 | 37.7385 | 0 | 0.067734 | 456.9386 | 8.2336e-06 | 1.657e-06% | 576.7647 | 496.8581 | 576.7647 | 496.8581
1089.2 | 79.9401 | 2.1036 | 37.7973 | 0 | 0.0022647 | 454.5676 | 8.2644e-06 | 1.671e-06% | 574.4109 | 494.4708 | 574.4109 | 494.4708
1089.296 | 80.5663 | 2.1119 | 38.064 | 5.9726e-19 | 2.8694e-05 | 455.3156 | 8.2953e-06 | 1.674e-06% | 576.0578 | 495.4915 | 576.0578 | 495.4915
1089.392 | 80.8114 | 2.1138 | 38.1767 | 0 | 0.13399 | 454.9472 | 8.3263e-06 | 1.681e-06% | 576.1831 | 495.3716 | 576.1831 | 495.3716
1089.488 | 80.6013 | 2.1067 | 38.1095 | 1.9222e-19 | 10.575 | 453.032 | 8.3574e-06 | 1.659e-06% | 584.4244 | 503.8232 | 584.4245 | 503.8232
1089.584 | 80.9194 | 2.1152 | 38.2295 | 0 | 316.1478 | 453.7911 | 8.3886e-06 | 1.035e-06% | 891.2029 | 810.2835 | 891.203 | 810.2835
1089.68 | 81.3887 | 2.1287 | 38.4021 | 7.9635e-19 | 3580.1256 | 455.4295 | 8.42e-06 | 2.066e-07% | 4157.4746 | 4076.0859 | 4157.4746 | 4076.0859
1089.776 | 81.5447 | 2.1341 | 38.4597 | 4.2564e-19 | 15356.8855 | 455.6565 | 8.4514e-06 | 5.331e-08% | 15934.6805 | 15853.1358 | 15934.6805 | 15853.1358
1089.872 | 81.5829 | 2.1346 | 38.4804 | 3.8445e-19 | 24951.9709 | 455.0304 | 8.483e-06 | 3.334e-08% | 25529.1992 | 25447.6163 | 25529.1992 | 25447.6163
1089.968 | 81.6073 | 2.1316 | 38.5068 | 1.7575e-18 | 15357.2566 | 453.8365 | 8.5147e-06 | 5.371e-08% | 15933.3388 | 15851.7315 | 15933.3388 | 15851.7315
1090.064 | 81.4701 | 2.1225 | 38.4807 | 0 | 3591.2198 | 451.5835 | 8.5465e-06 | 2.093e-07% | 4164.8767 | 4083.4066 | 4164.8767 | 4083.4066
1090.16 | 81.1887 | 2.1096 | 38.4027 | 0 | 441.7815 | 448.683 | 8.5784e-06 | 9.214e-07% | 1012.1654 | 930.9767 | 1012.1655 | 930.9767
1090.256 | 80.6231 | 2.0905 | 38.2192 | 0 | 549.4785 | 444.7377 | 8.6104e-06 | 8.323e-07% | 1115.149 | 1034.5259 | 1115.149 | 1034.5259
1090.352 | 79.6854 | 2.063 | 37.8959 | 3.8445e-18 | 875.748 | 439.3619 | 8.6425e-06 | 6.378e-07% | 1434.7542 | 1355.0688 | 1434.7543 | 1355.0688
1090.448 | 79.7388 | 2.0611 | 37.9337 | 7.4692e-18 | 538.9036 | 438.3435 | 8.6748e-06 | 8.528e-07% | 1096.9807 | 1017.2418 | 1096.9807 | 1017.2418
1090.544 | 80.7004 | 2.0831 | 38.2994 | 3.5149e-18 | 125.6337 | 441.3999 | 8.7071e-06 | 1.433e-06% | 688.1166 | 607.4161 | 688.1166 | 607.4161
1090.64 | 81.2571 | 2.0967 | 38.5084 | 2.6362e-18 | 11.0943 | 443.0194 | 8.7396e-06 | 1.767e-06% | 575.9758 | 494.7187 | 575.9759 | 494.7187
1090.736 | 81.7671 | 2.1106 | 38.6964 | 0 | 0.3711 | 444.6739 | 8.7722e-06 | 1.806e-06% | 567.6191 | 485.8519 | 567.6191 | 485.8519
1090.832 | 82.2108 | 2.1231 | 38.8602 | 8.7873e-19 | 0.0047019 | 446.0919 | 8.8049e-06 | 1.808e-06% | 569.2908 | 487.08 | 569.2908 | 487.08
1090.928 | 82.3632 | 2.1276 | 38.9193 | 0 | 0 | 446.156 | 8.8377e-06 | 1.814e-06% | 569.5661 | 487.2029 | 569.5661 | 487.2029
1091.024 | 82.3577 | 2.1279 | 38.9201 | 1.7575e-18 | 0 | 445.4954 | 8.8706e-06 | 1.823e-06% | 568.901 | 486.5433 | 568.901 | 486.5433
1091.12 | 82.2058 | 2.1255 | 38.8605 | 4.3937e-19 | 2.7643e-12 | 444.4063 | 8.9037e-06 | 1.834e-06% | 567.5981 | 485.3923 | 567.5981 | 485.3923
1091.216 | 81.9629 | 2.1233 | 38.7576 | 3.0756e-18 | 1.8428e-12 | 443.3329 | 8.9369e-06 | 1.846e-06% | 566.1767 | 484.2139 | 566.1767 | 484.2139
1091.312 | 81.7588 | 2.1242 | 38.6624 | 8.7873e-19 | 8.2928e-12 | 442.7762 | 8.9702e-06 | 1.855e-06% | 565.3216 | 483.5628 | 565.3216 | 483.5628
1091.408 | 81.5481 | 2.1255 | 38.5624 | 8.7873e-19 | 9.6749e-12 | 442.2972 | 9.0036e-06 | 1.864e-06% | 564.5333 | 482.9852 | 564.5333 | 482.9852
1091.504 | 81.2899 | 2.1258 | 38.4438 | 0 | 0 | 441.6359 | 9.0371e-06 | 1.874e-06% | 563.4954 | 482.2054 | 563.4954 | 482.2054
1091.6 | 80.9882 | 2.1253 | 38.3069 | 0 | 4.204e-12 | 440.8588 | 9.0707e-06 | 1.885e-06% | 562.2792 | 481.291 | 562.2792 | 481.291
1091.696 | 80.6717 | 2.124 | 38.1658 | 5.2724e-18 | 7.213e-12 | 439.9329 | 9.1045e-06 | 1.896e-06% | 560.8944 | 480.2227 | 560.8944 | 480.2227
1091.792 | 80.4518 | 2.1219 | 38.0727 | 5.2724e-18 | 1.0654e-12 | 438.8972 | 9.1384e-06 | 1.907e-06% | 559.5437 | 479.0919 | 559.5437 | 479.0919
1091.888 | 80.4221 | 2.1201 | 38.0691 | 2.6362e-18 | 3.3563e-13 | 437.885 | 9.1724e-06 | 1.919e-06% | 558.4963 | 478.0742 | 558.4964 | 478.0742
1091.984 | 80.5612 | 2.1193 | 38.1419 | 8.7873e-19 | 2.4547e-12 | 437.0544 | 9.2065e-06 | 1.929e-06% | 557.8768 | 477.3156 | 557.8768 | 477.3156
1092.08 | 80.8139 | 2.1205 | 38.2616 | 2.1968e-18 | 5.2262e-12 | 436.561 | 9.2407e-06 | 1.937e-06% | 557.757 | 476.9431 | 557.757 | 476.9431
1092.176 | 81.0615 | 2.1216 | 38.3797 | 8.7873e-19 | 0.43898 | 436.0259 | 9.2751e-06 | 1.945e-06% | 558.0277 | 476.9662 | 558.0277 | 476.9662
1092.272 | 81.1882 | 2.1196 | 38.4515 | 1.7575e-18 | 34.6466 | 435.0039 | 9.3096e-06 | 1.825e-06% | 591.4098 | 510.2216 | 591.4098 | 510.2216
1092.368 | 80.7263 | 2.1043 | 38.2994 | 0 | 1035.7918 | 431.7725 | 9.3442e-06 | 6.197e-07% | 1588.6944 | 1507.9681 | 1588.6944 | 1507.9681
1092.464 | 78.6694 | 2.052 | 37.5473 | 0 | 11729.5431 | 422.4173 | 9.3789e-06 | 7.693e-08% | 12270.229 | 12191.5596 | 12270.229 | 12191.5596
1092.56 | 76.2574 | 1.9937 | 36.6505 | 0 | 50314.0619 | 412.1153 | 9.4138e-06 | 1.854e-08% | 50841.0789 | 50764.8215 | 50841.0789 | 50764.8215
1092.656 | 75.8958 | 1.9888 | 36.4996 | 4.3937e-19 | 81755.0709 | 410.6682 | 9.4487e-06 | 1.149e-08% | 82280.1233 | 82204.2275 | 82280.1233 | 82204.2275
1092.752 | 76.2471 | 2.0032 | 36.6072 | 1.5652e-18 | 50335.9365 | 412.3935 | 9.4838e-06 | 1.867e-08% | 50863.1875 | 50786.9404 | 50863.1875 | 50786.9404
1092.848 | 77.2126 | 2.0341 | 36.939 | 2.952e-18 | 11765.8178 | 416.778 | 9.519e-06 | 7.789e-08% | 12298.7815 | 12221.5689 | 12298.7815 | 12221.5689
1092.944 | 78.7621 | 2.0799 | 37.4875 | 3.0893e-18 | 1058.2142 | 423.5942 | 9.5544e-06 | 6.28e-07% | 1600.1379 | 1521.3758 | 1600.1379 | 1521.3759
1093.04 | 79.5786 | 2.1071 | 37.768 | 1.3867e-18 | 42.4923 | 427.3405 | 9.5899e-06 | 1.881e-06% | 589.2865 | 509.7078 | 589.2865 | 509.7079
1093.136 | 79.5668 | 2.1135 | 37.7409 | 2.0149e-18 | 30.7823 | 427.6852 | 9.6255e-06 | 1.932e-06% | 577.8888 | 498.322 | 577.8888 | 498.322
1093.232 | 79.1242 | 2.1099 | 37.548 | 1.9703e-18 | 128.2004 | 426.3903 | 9.6612e-06 | 1.626e-06% | 673.3728 | 594.2487 | 673.3729 | 594.2487
1093.328 | 78.3602 | 2.1001 | 37.2256 | 1.325e-18 | 208.276 | 424.1039 | 9.697e-06 | 1.444e-06% | 750.0658 | 671.7056 | 750.0658 | 671.7056
1093.424 | 77.6344 | 2.0955 | 36.9026 | 1.5927e-18 | 128.185 | 422.6704 | 9.733e-06 | 1.65e-06% | 667.488 | 589.8536 | 667.488 | 589.8536
1093.52 | 77.1483 | 2.1034 | 36.6475 | 1.4417e-18 | 29.8836 | 423.2272 | 9.7691e-06 | 1.986e-06% | 569.0099 | 491.8616 | 569.01 | 491.8616
1093.616 | 76.3188 | 2.1075 | 36.2418 | 2.5264e-18 | 2.6389 | 423.2012 | 9.8053e-06 | 2.112e-06% | 540.5082 | 464.1894 | 540.5082 | 464.1894
1093.712 | 74.8563 | 2.0971 | 35.5889 | 0 | 0.08827 | 420.826 | 9.8417e-06 | 2.146e-06% | 533.4566 | 458.6003 | 533.4566 | 458.6003
1093.808 | 73.4304 | 2.0871 | 34.9519 | 0 | 0.0011184 | 418.5199 | 9.8782e-06 | 2.168e-06% | 528.9905 | 455.5601 | 528.9905 | 455.5601
1093.904 | 72.7985 | 2.0961 | 34.6229 | 0 | 7.868e-12 | 419.2526 | 9.9148e-06 | 2.174e-06% | 528.7701 | 455.9716 | 528.7701 | 455.9716
1094 | 72.4743 | 2.1072 | 34.4322 | 0 | 1.4915e-11 | 420.3258 | 9.9515e-06 | 2.178e-06% | 529.3395 | 456.8652 | 529.3395 | 456.8652
1094.096 | 72.1939 | 2.108 | 34.2985 | 0 | 1.2439e-11 | 419.7636 | 9.9884e-06 | 2.19e-06% | 528.364 | 456.1701 | 528.364 | 456.1702
1094.192 | 72.237 | 2.1033 | 34.3379 | 5.0458e-19 | 1.0136e-11 | 418.3039 | 1.0025e-05 | 2.205e-06% | 526.9821 | 454.7451 | 526.9821 | 454.7451
1094.288 | 72.7571 | 2.0998 | 34.6005 | 2.2449e-18 | 1.3821e-11 | 417.0376 | 1.0063e-05 | 2.218e-06% | 526.4951 | 453.7379 | 526.4951 | 453.7379
1094.384 | 73.6294 | 2.0988 | 35.0228 | 5.0115e-19 | 9.2142e-12 | 416.1786 | 1.01e-05 | 2.228e-06% | 526.9297 | 453.3003 | 526.9297 | 453.3003
1094.48 | 74.4192 | 2.0916 | 35.4285 | 8.4097e-19 | 7.3713e-12 | 414.3449 | 1.0137e-05 | 2.243e-06% | 526.2841 | 451.865 | 526.2841 | 451.865
1094.576 | 75.0796 | 2.0798 | 35.7907 | 0 | 5.5285e-12 | 411.7667 | 1.0175e-05 | 2.263e-06% | 524.7168 | 449.6372 | 524.7168 | 449.6372
1094.672 | 75.7128 | 2.0694 | 36.1369 | 0 | 0.16907 | 409.4206 | 1.0212e-05 | 2.281e-06% | 523.5087 | 447.796 | 523.5087 | 447.796
1094.768 | 76.0984 | 2.0576 | 36.3734 | 6.9337e-19 | 13.3436 | 406.8606 | 1.025e-05 | 2.235e-06% | 534.7335 | 458.6351 | 534.7335 | 458.6351
1094.864 | 75.9532 | 2.0386 | 36.3896 | 0 | 398.9175 | 403.1436 | 1.0288e-05 | 1.224e-06% | 916.4425 | 840.4892 | 916.4425 | 840.4892
1094.96 | 75.9053 | 2.0281 | 36.4171 | 0 | 4517.4276 | 400.784 | 1.0326e-05 | 2.083e-07% | 5032.5621 | 4956.6568 | 5032.5621 | 4956.6568
1095.056 | 77.222 | 2.0579 | 36.9265 | 0 | 19377.4259 | 404.7857 | 1.0364e-05 | 5.229e-08% | 19898.4179 | 19821.196 | 19898.4179 | 19821.196
1095.152 | 78.491 | 2.0899 | 37.4038 | 0 | 31484.5662 | 409.1384 | 1.0403e-05 | 3.258e-08% | 32011.6893 | 31933.1983 | 32011.6893 | 31933.1983
1095.248 | 78.7294 | 2.0967 | 37.4924 | 0 | 19377.4259 | 409.5176 | 1.0441e-05 | 5.266e-08% | 19905.2621 | 19826.5327 | 19905.2621 | 19826.5327
1095.344 | 78.5723 | 2.0949 | 37.428 | 0 | 4517.4276 | 408.5195 | 1.048e-05 | 2.111e-07% | 5044.0423 | 4965.47 | 5044.0423 | 4965.47
1095.44 | 78.4728 | 2.0972 | 37.3764 | 0 | 398.9175 | 408.186 | 1.0518e-05 | 1.242e-06% | 925.0499 | 846.5771 | 925.0499 | 846.5771
1095.536 | 78.2575 | 2.0981 | 37.2759 | 0 | 13.3436 | 407.6101 | 1.0557e-05 | 2.293e-06% | 538.5852 | 460.3277 | 538.5852 | 460.3277
1095.632 | 77.7004 | 2.0875 | 37.0554 | 0 | 0.16907 | 405.2684 | 1.0596e-05 | 2.383e-06% | 522.2808 | 444.5804 | 522.2808 | 444.5804
1095.728 | 76.9497 | 2.0679 | 36.778 | 0 | 0 | 401.5185 | 1.0635e-05 | 2.415e-06% | 517.3141 | 440.3644 | 517.3141 | 440.3644
1095.824 | 75.867 | 2.0382 | 36.3878 | 0 | 3.8923e-05 | 396.1869 | 1.0675e-05 | 2.456e-06% | 510.4799 | 434.6129 | 510.4799 | 434.6129
1095.92 | 74.5412 | 2.0021 | 35.9101 | 2.1282e-19 | 0.003072 | 389.8755 | 1.0714e-05 | 2.505e-06% | 502.3319 | 427.7907 | 502.3319 | 427.7907
1096.016 | 74.8875 | 2.0073 | 36.058 | 0 | 0.09184 | 389.9838 | 1.0754e-05 | 2.512e-06% | 503.0284 | 428.1409 | 503.0284 | 428.1409
1096.112 | 76.5605 | 2.0437 | 36.7078 | 1.0298e-19 | 1.04 | 394.9499 | 1.0793e-05 | 2.483e-06% | 511.3019 | 434.7415 | 511.3019 | 434.7415
1096.208 | 77.0618 | 2.0511 | 36.9196 | 0 | 4.4611 | 395.4217 | 1.0833e-05 | 2.468e-06% | 515.9154 | 438.8536 | 515.9154 | 438.8536
1096.304 | 76.7768 | 2.0439 | 36.8187 | 0 | 7.2487 | 393.6025 | 1.0873e-05 | 2.473e-06% | 516.4906 | 439.7138 | 516.4906 | 439.7138
1096.4 | 77.2629 | 2.0612 | 36.9827 | 0 | 4.4761 | 395.576 | 1.0913e-05 | 2.485e-06% | 516.359 | 439.0961 | 516.359 | 439.0961
1096.496 | 77.7326 | 2.0795 | 37.1342 | 0 | 1.4881 | 397.6908 | 1.0953e-05 | 2.499e-06% | 516.1252 | 438.3926 | 516.1252 | 438.3926
1096.592 | 77.8143 | 2.0881 | 37.1436 | 0 | 5.1691 | 398.2948 | 1.0994e-05 | 2.483e-06% | 520.5099 | 442.6956 | 520.5099 | 442.6956
1096.688 | 77.7308 | 2.0937 | 37.0879 | 0 | 21.8229 | 398.4441 | 1.1034e-05 | 2.402e-06% | 537.1794 | 459.4486 | 537.1794 | 459.4487
1096.784 | 77.5245 | 2.0959 | 36.9858 | 0 | 35.6608 | 398.0799 | 1.1075e-05 | 2.342e-06% | 550.3469 | 472.8225 | 550.3469 | 472.8225
1096.88 | 77.4159 | 2.0961 | 36.9377 | 0 | 22.4198 | 397.3917 | 1.1116e-05 | 2.423e-06% | 536.2612 | 458.8453 | 536.2612 | 458.8453
1096.976 | 77.5463 | 2.0955 | 37.006 | 4.325e-19 | 5.7359 | 396.5944 | 1.1157e-05 | 2.527e-06% | 518.9781 | 441.4318 | 518.9782 | 441.4319
1097.072 | 77.8053 | 2.0939 | 37.1391 | 0 | 1.2381 | 395.6449 | 1.1198e-05 | 2.568e-06% | 513.9214 | 436.116 | 513.9214 | 436.1161
1097.168 | 78.0496 | 2.0905 | 37.2715 | 0 | 37.8269 | 394.4183 | 1.1239e-05 | 2.383e-06% | 549.6568 | 471.6072 | 549.6568 | 471.6072
1097.264 | 78.3484 | 2.0877 | 37.4282 | 0 | 1128.5087 | 393.2827 | 1.128e-05 | 7.225e-07% | 1639.6557 | 1561.3073 | 1639.6557 | 1561.3073
1097.36 | 78.7419 | 2.0865 | 37.6257 | 0 | 12779.414 | 392.3918 | 1.1322e-05 | 8.57e-08% | 13290.2598 | 13211.5179 | 13290.2598 | 13211.5179
1097.456 | 78.7537 | 2.0767 | 37.6744 | 1.373e-19 | 54817.0744 | 390.2247 | 1.1364e-05 | 2.057e-08% | 55325.804 | 55247.0503 | 55325.804 | 55247.0503
1097.552 | 78.2579 | 2.0596 | 37.5086 | 3.5698e-19 | 89067.1846 | 386.9376 | 1.1406e-05 | 1.274e-08% | 89571.9483 | 89493.6904 | 89571.9483 | 89493.6904
1097.648 | 77.8235 | 2.0508 | 37.3385 | 9.8857e-19 | 54817.3184 | 384.9168 | 1.1448e-05 | 2.072e-08% | 55319.4479 | 55241.6244 | 55319.4479 | 55241.6244
1097.744 | 77.1252 | 2.0398 | 37.0534 | 3.0206e-19 | 12779.8184 | 382.5721 | 1.149e-05 | 8.703e-08% | 13278.6089 | 13201.4837 | 13278.6089 | 13201.4837
1097.84 | 75.7033 | 2.0128 | 36.4898 | 1.1945e-18 | 1128.7523 | 377.8222 | 1.1532e-05 | 7.464e-07% | 1620.7804 | 1545.0771 | 1620.7804 | 1545.0771
1097.936 | 74.5924 | 1.9963 | 36.0303 | 3.4325e-19 | 37.8059 | 374.6465 | 1.1574e-05 | 2.569e-06% | 525.0714 | 450.479 | 525.0714 | 450.479
1098.032 | 74.5908 | 2.0111 | 35.9693 | 9.9544e-19 | 0.4834 | 376.1701 | 1.1617e-05 | 2.802e-06% | 489.2248 | 414.634 | 489.2248 | 414.634
1098.128 | 75.1025 | 2.0398 | 36.0977 | 7.8949e-20 | 0.00017154 | 379.7623 | 1.166e-05 | 2.79e-06% | 493.0025 | 417.9 | 493.0026 | 417.9
1098.224 | 75.4522 | 2.0613 | 36.1824 | 2.8147e-19 | 2.1734e-06 | 382.2691 | 1.1702e-05 | 2.783e-06% | 495.9649 | 420.5128 | 495.9649 | 420.5128
1098.32 | 75.6467 | 2.0734 | 36.2338 | 2.2655e-19 | 0 | 383.3645 | 1.1745e-05 | 2.785e-06% | 497.3184 | 421.6718 | 497.3185 | 421.6718
1098.416 | 75.4346 | 2.0693 | 36.1527 | 7.6889e-19 | 0 | 382.0476 | 1.1789e-05 | 2.805e-06% | 495.7042 | 420.2696 | 495.7042 | 420.2696
1098.512 | 75.1191 | 2.0577 | 36.0488 | 2.6087e-19 | 2.0732e-12 | 379.6298 | 1.1832e-05 | 2.832e-06% | 492.8555 | 417.7363 | 492.8555 | 417.7363
1098.608 | 75.3856 | 2.0565 | 36.1838 | 0 | 0 | 378.7388 | 1.1875e-05 | 2.848e-06% | 492.3647 | 416.9791 | 492.3647 | 416.9791
1098.704 | 75.7932 | 2.0545 | 36.3913 | 0 | 7.3713e-12 | 377.745 | 1.1919e-05 | 2.864e-06% | 491.9839 | 416.1908 | 491.984 | 416.1908
1098.8 | 75.8051 | 2.0401 | 36.4622 | 0 | 2.0271e-11 | 374.9165 | 1.1963e-05 | 2.894e-06% | 489.2239 | 413.4188 | 489.2239 | 413.4188
1098.896 | 75.6869 | 2.0223 | 36.4837 | 2.746e-20 | 1.1057e-11 | 371.598 | 1.2007e-05 | 2.928e-06% | 485.7908 | 410.1039 | 485.7909 | 410.104
1098.992 | 76.2966 | 2.0247 | 36.7683 | 7.8262e-19 | 1.7507e-11 | 371.2555 | 1.2051e-05 | 2.939e-06% | 486.3451 | 410.0485 | 486.3451 | 410.0485
1099.088 | 77.2339 | 2.037 | 37.1698 | 0 | 1.4397e-12 | 372.3695 | 1.2095e-05 | 2.939e-06% | 488.8102 | 411.5764 | 488.8102 | 411.5764
1099.184 | 78.2709 | 2.054 | 37.602 | 8.8903e-19 | 8.3503e-13 | 374.1526 | 1.2139e-05 | 2.934e-06% | 492.0796 | 413.8087 | 492.0796 | 413.8087
1099.28 | 78.9192 | 2.064 | 37.877 | 0 | 0 | 374.9028 | 1.2184e-05 | 2.937e-06% | 493.7629 | 414.8438 | 493.7629 | 414.8438
1099.376 | 78.6408 | 2.0527 | 37.7934 | 0 | 0 | 372.5589 | 1.2229e-05 | 2.965e-06% | 491.0458 | 412.405 | 491.0458 | 412.405
1099.472 | 77.6197 | 2.0247 | 37.4243 | 0 | 5.5285e-12 | 367.7598 | 1.2273e-05 | 3.014e-06% | 484.8285 | 407.2088 | 484.8285 | 407.2088
1099.568 | 75.5664 | 1.9727 | 36.6643 | 0 | 1.5664e-11 | 359.4558 | 1.2318e-05 | 3.094e-06% | 473.6593 | 398.0929 | 473.6593 | 398.0929
1099.664 | 73.7266 | 1.9275 | 35.9788 | 0 | 3.6857e-12 | 352.1381 | 1.2364e-05 | 3.17e-06% | 463.771 | 390.0444 | 463.771 | 390.0444
1099.76 | 74.5725 | 1.9498 | 36.2927 | 0 | 1.5664e-11 | 354.7361 | 1.2409e-05 | 3.158e-06% | 467.551 | 392.9786 | 467.5511 | 392.9786
1099.856 | 75.5885 | 1.9763 | 36.6713 | 0 | 8.8179e-06 | 357.9681 | 1.2454e-05 | 3.14e-06% | 472.2043 | 396.6158 | 472.2043 | 396.6158
1099.952 | 76.0575 | 1.9893 | 36.8475 | 5.0382e-19 | 0.00069595 | 359.1455 | 1.25e-05 | 3.141e-06% | 474.0404 | 397.9829 | 474.0404 | 397.983
1100.048 | 77.4824 | 2.0261 | 37.3796 | 0 | 0.020806 | 363.7361 | 1.2546e-05 | 3.112e-06% | 480.645 | 403.1626 | 480.6451 | 403.1626
1100.144 | 78.4405 | 2.0506 | 37.7382 | 0 | 0.23561 | 366.5623 | 1.2592e-05 | 3.097e-06% | 485.0273 | 406.5867 | 485.0273 | 406.5868
1100.24 | 78.5087 | 2.0525 | 37.766 | 0 | 1.0107 | 366.1062 | 1.2638e-05 | 3.106e-06% | 485.4441 | 406.9353 | 485.4441 | 406.9354
1100.336 | 78.5601 | 2.0542 | 37.788 | 0 | 1.6432 | 365.6263 | 1.2684e-05 | 3.116e-06% | 485.6718 | 407.1117 | 485.6718 | 407.1117
1100.432 | 77.8832 | 2.0377 | 37.537 | 0 | 1.1757 | 362.5476 | 1.273e-05 | 3.157e-06% | 481.1813 | 403.2981 | 481.1813 | 403.2981
1100.528 | 76.769 | 2.0097 | 37.1217 | 0 | 11.1076 | 357.839 | 1.2777e-05 | 3.131e-06% | 484.847 | 408.078 | 484.847 | 408.078
1100.624 | 76.8454 | 2.0112 | 37.1522 | 2.2071e-18 | 315.445 | 357.3334 | 1.2824e-05 | 1.801e-06% | 788.7873 | 711.9419 | 788.7874 | 711.9419
1100.72 | 77.7246 | 2.033 | 37.4856 | 8.207e-20 | 3554.7839 | 359.7046 | 1.2871e-05 | 3.255e-07% | 4031.7317 | 3954.0071 | 4031.7317 | 3954.0071
1100.816 | 78.1573 | 2.0439 | 37.6532 | 0 | 15235.1152 | 360.5217 | 1.2918e-05 | 8.262e-08% | 15713.4912 | 15635.334 | 15713.4913 | 15635.334
1100.912 | 76.8847 | 2.0118 | 37.1831 | 0 | 24749.5223 | 355.2446 | 1.2965e-05 | 5.156e-08% | 25220.8464 | 25143.9618 | 25220.8464 | 25143.9618
1101.008 | 74.709 | 1.9571 | 36.3739 | 0 | 15231.5241 | 346.7951 | 1.3012e-05 | 8.332e-08% | 15691.3593 | 15616.6503 | 15691.3593 | 15616.6503
1101.104 | 74.5383 | 1.9541 | 36.3064 | 0 | 3550.8429 | 345.6563 | 1.306e-05 | 3.319e-07% | 4009.2978 | 3934.7595 | 4009.2978 | 3934.7596
1101.2 | 76.3041 | 2.0017 | 36.9533 | 0 | 313.5601 | 351.6619 | 1.3108e-05 | 1.861e-06% | 780.4811 | 704.177 | 780.4811 | 704.177
1101.296 | 77.8348 | 2.0455 | 37.5074 | 0 | 10.4884 | 357.1005 | 1.3156e-05 | 3.231e-06% | 484.9765 | 407.1417 | 484.9765 | 407.1417
1101.392 | 78.3178 | 2.0651 | 37.6634 | 0 | 0.13289 | 359.1142 | 1.3204e-05 | 3.309e-06% | 477.2933 | 398.9756 | 477.2934 | 398.9756
1101.488 | 77.9949 | 2.0672 | 37.5034 | 1.4279e-18 | 1.0769e-11 | 358.6849 | 1.3252e-05 | 3.327e-06% | 476.2505 | 398.2555 | 476.2505 | 398.2556
1101.584 | 77.0488 | 2.0558 | 37.0967 | 2.1968e-18 | 4.9454e-12 | 356.3577 | 1.33e-05 | 3.363e-06% | 472.5589 | 395.5102 | 472.5589 | 395.5102
1101.68 | 75.8287 | 2.0366 | 36.5887 | 6.5905e-19 | 2.8753e-12 | 352.9713 | 1.3349e-05 | 3.409e-06% | 467.4253 | 391.5967 | 467.4254 | 391.5967
1101.776 | 74.3634 | 2.0085 | 36.0023 | 1.2083e-18 | 0 | 348.3404 | 1.3398e-05 | 3.468e-06% | 460.7147 | 386.3512 | 460.7147 | 386.3512
1101.872 | 72.6305 | 1.9711 | 35.3251 | 4.9429e-19 | 4.2278e-12 | 342.452 | 1.3446e-05 | 3.541e-06% | 452.3787 | 379.7482 | 452.3787 | 379.7482
1101.968 | 71.8565 | 1.9567 | 35.0124 | 2.4714e-19 | 3.9592e-12 | 339.8776 | 1.3496e-05 | 3.581e-06% | 448.7032 | 376.8467 | 448.7032 | 376.8467
1102.064 | 71.6652 | 1.9534 | 34.9359 | 0 | 1.5088e-11 | 339.0305 | 1.3545e-05 | 3.603e-06% | 447.585 | 375.9198 | 447.585 | 375.9198
1102.16 | 72.079 | 1.9592 | 35.115 | 0 | 9.2142e-12 | 339.5877 | 1.3594e-05 | 3.609e-06% | 448.741 | 376.6619 | 448.741 | 376.6619
1102.256 | 73.7473 | 1.9924 | 35.7839 | 0 | 1.3821e-11 | 344.0082 | 1.3644e-05 | 3.574e-06% | 455.5319 | 381.7846 | 455.5319 | 381.7846
1102.352 | 75.2793 | 2.0203 | 36.4106 | 1.7575e-18 | 1.0136e-11 | 347.699 | 1.3694e-05 | 3.546e-06% | 461.4092 | 386.1298 | 461.4092 | 386.1298
1102.448 | 75.3819 | 2.0111 | 36.5059 | 0 | 0.16265 | 346.2685 | 1.3743e-05 | 3.57e-06% | 460.33 | 384.9481 | 460.33 | 384.9481
1102.544 | 74.3006 | 1.9716 | 36.1581 | 0 | 12.999 | 340.6574 | 1.3794e-05 | 3.521e-06% | 466.0867 | 391.7861 | 466.0867 | 391.7861
1102.64 | 74.296 | 1.9605 | 36.2068 | 0 | 396.5458 | 338.9634 | 1.3844e-05 | 1.789e-06% | 847.9725 | 773.6765 | 847.9725 | 773.6765
1102.736 | 76.1943 | 2.0006 | 36.9543 | 0 | 4727.6583 | 344.3234 | 1.3894e-05 | 2.719e-07% | 5187.1308 | 5110.9365 | 5187.1308 | 5110.9365
1102.832 | 77.4925 | 2.0288 | 37.4641 | 0 | 22964.0469 | 348.0555 | 1.3945e-05 | 5.972e-08% | 23429.0877 | 23351.5953 | 23429.0877 | 23351.5953
1102.928 | 76.3328 | 1.9978 | 37.0422 | 0 | 48828.7049 | 343.6064 | 1.3996e-05 | 2.844e-08% | 49287.684 | 49211.3513 | 49287.6841 | 49211.3513
1103.024 | 74.391 | 1.949 | 36.3187 | 0 | 48764.2169 | 336.7186 | 1.4047e-05 | 2.859e-08% | 49213.5942 | 49139.2032 | 49213.5942 | 49139.2032
1103.12 | 74.7158 | 1.9581 | 36.4382 | 0 | 22884.8959 | 337.8279 | 1.4098e-05 | 6.061e-08% | 23335.8359 | 23261.1201 | 23335.8359 | 23261.1202
1103.216 | 76.0225 | 1.9915 | 36.9262 | 0 | 4705.7213 | 342.2898 | 1.4149e-05 | 2.781e-07% | 5162.9513 | 5086.9288 | 5162.9513 | 5086.9288
1103.312 | 76.4209 | 2.001 | 37.0798 | 0 | 394.492 | 343.4384 | 1.4201e-05 | 1.828e-06% | 853.4321 | 777.0112 | 853.4321 | 777.0112
1103.408 | 76.5384 | 2.0027 | 37.1317 | 0 | 12.9288 | 343.5144 | 1.4252e-05 | 3.603e-06% | 472.116 | 395.5776 | 472.116 | 395.5776
1103.504 | 76.5026 | 2.0009 | 37.1243 | 0 | 0.16175 | 343.1205 | 1.4304e-05 | 3.741e-06% | 458.9101 | 382.4075 | 458.9101 | 382.4075
1103.6 | 76.9651 | 2.0126 | 37.3004 | 1.0023e-18 | 0 | 344.5664 | 1.4356e-05 | 3.74e-06% | 460.8445 | 383.8795 | 460.8445 | 383.8795
1103.696 | 77.8372 | 2.0351 | 37.6309 | 0 | 0 | 347.4737 | 1.4409e-05 | 3.722e-06% | 464.9769 | 387.1397 | 464.9769 | 387.1397
1103.792 | 78.4273 | 2.0503 | 37.8575 | 0 | 3.6857e-12 | 349.3959 | 1.4461e-05 | 3.715e-06% | 467.731 | 389.3037 | 467.731 | 389.3037
1103.888 | 78.3786 | 2.0498 | 37.8396 | 0 | 0 | 349.1592 | 1.4513e-05 | 3.731e-06% | 467.4272 | 389.0486 | 467.4272 | 389.0486
1103.984 | 77.5379 | 2.0302 | 37.5174 | 0 | 7.3138e-12 | 346.3157 | 1.4566e-05 | 3.775e-06% | 463.4013 | 385.8634 | 463.4013 | 385.8634
1104.08 | 75.5704 | 1.9828 | 36.7734 | 0 | 3.3653e-12 | 339.6216 | 1.4619e-05 | 3.864e-06% | 453.9481 | 378.3777 | 453.9482 | 378.3777
1104.176 | 73.5916 | 1.9342 | 36.0301 | 0 | 0 | 332.7741 | 1.4672e-05 | 3.958e-06% | 444.3299 | 370.7383 | 444.3299 | 370.7383
1104.272 | 73.0747 | 1.9213 | 35.8369 | 0 | 0 | 330.8623 | 1.4726e-05 | 3.995e-06% | 441.6952 | 368.6205 | 441.6952 | 368.6205
1104.368 | 71.7128 | 1.8874 | 35.3243 | 0 | 0 | 326.0058 | 1.4779e-05 | 4.069e-06% | 434.9303 | 363.2175 | 434.9303 | 363.2175
1104.464 | 71.245 | 1.8767 | 35.145 | 0 | 0 | 324.3112 | 1.4833e-05 | 4.105e-06% | 432.5779 | 361.3329 | 432.5779 | 361.3329
1104.56 | 74.3414 | 1.9559 | 36.3076 | 0 | 0 | 335.0537 | 1.4887e-05 | 3.988e-06% | 447.6586 | 373.3172 | 447.6586 | 373.3172
1104.656 | 76.8863 | 2.021 | 37.2652 | 7.6889e-19 | 0 | 343.9 | 1.4941e-05 | 3.899e-06% | 460.0726 | 383.1863 | 460.0726 | 383.1863
1104.752 | 76.5331 | 2.0129 | 37.1331 | 0 | 2.2026e-06 | 342.6518 | 1.4995e-05 | 3.927e-06% | 458.3308 | 381.7977 | 458.3308 | 381.7977
1104.848 | 75.4097 | 1.9846 | 36.7127 | 0 | 0.00017601 | 338.6326 | 1.5049e-05 | 3.988e-06% | 452.7398 | 377.33 | 452.7398 | 377.3301
1104.944 | 75.9148 | 1.9965 | 36.9079 | 0 | 0.0053681 | 340.1001 | 1.5104e-05 | 3.985e-06% | 454.9247 | 379.0098 | 454.9247 | 379.0099
1105.04 | 77.2669 | 2.029 | 37.4274 | 4.2564e-19 | 0.063964 | 344.3689 | 1.5159e-05 | 3.949e-06% | 461.1561 | 383.8892 | 461.1561 | 383.8892
1105.136 | 77.9721 | 2.0441 | 37.7087 | 0 | 0.31032 | 346.2609 | 1.5214e-05 | 3.938e-06% | 464.296 | 386.324 | 464.2961 | 386.324
1105.232 | 77.9133 | 2.0389 | 37.7037 | 0 | 0.65841 | 345.3976 | 1.5269e-05 | 3.958e-06% | 463.7119 | 385.7986 | 463.7119 | 385.7986
1105.328 | 77.3331 | 2.0208 | 37.5013 | 0 | 0.65577 | 342.7803 | 1.5324e-05 | 4.002e-06% | 460.2913 | 382.9582 | 460.2913 | 382.9583
1105.424 | 75.7912 | 1.9802 | 36.9347 | 0 | 0.30708 | 337.0732 | 1.538e-05 | 4.087e-06% | 452.0864 | 376.2952 | 452.0864 | 376.2952
1105.52 | 73.5569 | 1.9241 | 36.1018 | 0 | 0.063065 | 329.2488 | 1.5436e-05 | 4.202e-06% | 440.8946 | 367.3378 | 440.8947 | 367.3378
1105.616 | 73.2501 | 1.9179 | 35.9835 | 0 | 0.0052839 | 328.228 | 1.5492e-05 | 4.231e-06% | 439.3847 | 366.1346 | 439.3847 | 366.1346
1105.712 | 75.0264 | 1.9648 | 36.64 | 8.65e-19 | 0.00017313 | 334.4844 | 1.5548e-05 | 4.167e-06% | 448.1158 | 373.0893 | 448.1158 | 373.0894
1105.808 | 75.9889 | 1.9918 | 36.989 | 0 | 2.1657e-06 | 338.0291 | 1.5604e-05 | 4.139e-06% | 452.9988 | 377.0099 | 452.9988 | 377.0099
1105.904 | 75.7725 | 1.989 | 36.8987 | 0 | 5.9892e-12 | 337.4921 | 1.5661e-05 | 4.161e-06% | 452.1523 | 376.3798 | 452.1523 | 376.3798
1106 | 74.8931 | 1.9685 | 36.5655 | 0 | 1.2612e-11 | 334.5412 | 1.5717e-05 | 4.213e-06% | 447.9683 | 373.0752 | 447.9683 | 373.0752
1106.096 | 73.2921 | 1.9287 | 35.9657 | 0 | 2.1236e-12 | 328.9405 | 1.5774e-05 | 4.3e-06% | 440.127 | 366.8349 | 440.127 | 366.8349
1106.192 | 71.4515 | 1.8818 | 35.2763 | 0 | 0 | 322.3273 | 1.5831e-05 | 4.404e-06% | 430.9369 | 359.4853 | 430.9369 | 359.4853
1106.288 | 70.6489 | 1.86 | 34.9812 | 0 | 5.5121e-12 | 319.1463 | 1.5889e-05 | 4.463e-06% | 426.6364 | 355.9876 | 426.6364 | 355.9876
1106.384 | 72.345 | 1.9007 | 35.6338 | 6.1634e-20 | 8.3503e-12 | 324.5792 | 1.5946e-05 | 4.404e-06% | 434.4587 | 362.1137 | 434.4587 | 362.1137
1106.48 | 73.5752 | 1.9303 | 36.1096 | 1.1432e-19 | 6.1044e-12 | 328.5286 | 1.6004e-05 | 4.366e-06% | 440.1436 | 366.5684 | 440.1437 | 366.5685
1106.576 | 73.0762 | 1.9179 | 35.9258 | 6.8983e-19 | 3.6857e-12 | 326.7073 | 1.6062e-05 | 4.406e-06% | 437.6273 | 364.5511 | 437.6273 | 364.5511
1106.672 | 72.3344 | 1.9009 | 35.6445 | 6.101e-19 | 4.6071e-13 | 324.2253 | 1.612e-05 | 4.456e-06% | 434.1051 | 361.7707 | 434.1052 | 361.7707
1106.768 | 73.5397 | 1.9333 | 36.0932 | 1.1386e-19 | 0.074172 | 328.4604 | 1.6178e-05 | 4.413e-06% | 440.1008 | 366.5611 | 440.1008 | 366.5611
1106.864 | 76.0311 | 1.9982 | 37.0256 | 1.0692e-18 | 5.854 | 337.0981 | 1.6237e-05 | 4.251e-06% | 458.0071 | 381.976 | 458.0071 | 381.976
1106.96 | 77.4714 | 2.0368 | 37.563 | 1.4694e-18 | 175.0114 | 342.1611 | 1.6295e-05 | 2.927e-06% | 634.2436 | 556.7722 | 634.2436 | 556.7722
1107.056 | 77.6323 | 2.043 | 37.6177 | 1.8048e-18 | 1981.8665 | 342.8364 | 1.6354e-05 | 6.917e-07% | 2441.9958 | 2364.3636 | 2441.9958 | 2364.3636
1107.152 | 77.1321 | 2.0315 | 37.4241 | 1.6674e-18 | 8501.1814 | 341.1304 | 1.6413e-05 | 1.848e-07% | 8958.8994 | 8881.7673 | 8958.8994 | 8881.7674
1107.248 | 76.4328 | 2.0133 | 37.1614 | 0 | 13812.7742 | 338.5196 | 1.6473e-05 | 1.161e-07% | 14266.9013 | 14190.4685 | 14266.9013 | 14190.4685
1107.344 | 76.0146 | 2.0009 | 37.0122 | 4.7845e-19 | 8501.1814 | 336.6918 | 1.6532e-05 | 1.862e-07% | 8952.9009 | 8876.8863 | 8952.9009 | 8876.8863
1107.44 | 76.0706 | 2.0001 | 37.0463 | 0 | 1981.8665 | 336.4255 | 1.6592e-05 | 7.038e-07% | 2433.409 | 2357.3384 | 2433.409 | 2357.3385
1107.536 | 76.5239 | 2.0097 | 37.2313 | 0 | 175.0114 | 337.5417 | 1.6652e-05 | 3.018e-06% | 628.318 | 551.794 | 628.318 | 551.794
1107.632 | 76.2439 | 2.001 | 37.1389 | 0 | 5.854 | 336.2041 | 1.6712e-05 | 4.384e-06% | 457.4419 | 381.198 | 457.4419 | 381.198
1107.728 | 75.3983 | 1.9781 | 36.83 | 0 | 0.074172 | 332.9613 | 1.6772e-05 | 4.511e-06% | 447.2418 | 371.8435 | 447.2418 | 371.8435
1107.824 | 75.2194 | 1.9723 | 36.769 | 0 | 3.2825e-12 | 332.0119 | 1.6833e-05 | 4.54e-06% | 445.9726 | 370.7532 | 445.9726 | 370.7533
1107.92 | 73.925 | 1.9394 | 36.2863 | 0 | 6.3923e-12 | 327.3708 | 1.6893e-05 | 4.621e-06% | 439.5214 | 365.5964 | 439.5214 | 365.5964
1108.016 | 71.2437 | 1.8727 | 35.2783 | 0 | 4.6071e-12 | 318.1828 | 1.6954e-05 | 4.771e-06% | 426.5775 | 355.3337 | 426.5775 | 355.3338
1108.112 | 70.114 | 1.8455 | 34.8517 | 0 | 6.7955e-12 | 314.3756 | 1.7016e-05 | 4.847e-06% | 421.1868 | 351.0729 | 421.1868 | 351.0729
1108.208 | 70.4424 | 1.8548 | 34.9739 | 0 | 5.5285e-12 | 315.4944 | 1.7077e-05 | 4.847e-06% | 422.7656 | 352.3231 | 422.7656 | 352.3232
1108.304 | 71.4041 | 1.8794 | 35.3361 | 0 | 8.2928e-12 | 318.6347 | 1.7139e-05 | 4.816e-06% | 427.2543 | 355.8502 | 427.2543 | 355.8502
1108.4 | 71.8273 | 1.8898 | 35.4952 | 0 | 1.4743e-11 | 319.8219 | 1.72e-05 | 4.815e-06% | 429.0341 | 357.2069 | 429.0341 | 357.2069
1108.496 | 71.3845 | 1.878 | 35.3295 | 0 | 0.081612 | 318.0406 | 1.7262e-05 | 4.858e-06% | 426.7142 | 355.3297 | 426.7142 | 355.3297
1108.592 | 72.5282 | 1.9057 | 35.7666 | 0 | 6.5227 | 321.6415 | 1.7325e-05 | 4.736e-06% | 438.3647 | 365.8365 | 438.3647 | 365.8365
1108.688 | 71.9316 | 1.8897 | 35.5431 | 0 | 198.9986 | 319.2572 | 1.7387e-05 | 3.129e-06% | 627.6202 | 555.6886 | 627.6202 | 555.6886
1108.784 | 70.3822 | 1.8501 | 34.9592 | 0 | 2372.9476 | 313.6765 | 1.745e-05 | 6.407e-07% | 2793.8157 | 2723.4335 | 2793.8158 | 2723.4335
1108.88 | 73.0703 | 1.9176 | 35.9851 | 0 | 11531.3308 | 322.7018 | 1.7512e-05 | 1.473e-07% | 11965.0056 | 11891.9353 | 11965.0057 | 11891.9353
1108.976 | 76.0732 | 1.9937 | 37.1286 | 0 | 24538.1931 | 332.9111 | 1.7575e-05 | 7.056e-08% | 24986.2998 | 24910.2266 | 24986.2999 | 24910.2267
1109.072 | 76.0176 | 1.9932 | 37.1095 | 0 | 24529.3733 | 332.7297 | 1.7639e-05 | 7.084e-08% | 24977.2233 | 24901.2057 | 24977.2233 | 24901.2057
1109.168 | 74.5354 | 1.9567 | 36.5491 | 0 | 11520.5054 | 327.6721 | 1.7702e-05 | 1.489e-07% | 11961.2187 | 11886.6833 | 11961.2188 | 11886.6833
1109.264 | 72.977 | 1.9182 | 35.9591 | 0 | 2369.9474 | 322.3188 | 1.7766e-05 | 6.507e-07% | 2803.1204 | 2730.1434 | 2803.1204 | 2730.1435
1109.36 | 72.2816 | 1.9013 | 35.6971 | 0 | 198.7177 | 319.8461 | 1.783e-05 | 3.206e-06% | 628.4437 | 556.1621 | 628.4438 | 556.1621
1109.456 | 73.8584 | 1.9403 | 36.2987 | 0 | 6.5131 | 324.9409 | 1.7894e-05 | 4.84e-06% | 443.5514 | 369.693 | 443.5514 | 369.693
1109.552 | 75.4156 | 1.9776 | 36.8989 | 0 | 0.081489 | 329.8236 | 1.7958e-05 | 4.87e-06% | 444.1971 | 368.7815 | 444.1971 | 368.7816
1109.648 | 75.5557 | 1.9788 | 36.967 | 0 | 1.2669e-12 | 329.8309 | 1.8023e-05 | 4.887e-06% | 444.3324 | 368.7767 | 444.3324 | 368.7767
1109.744 | 74.1923 | 1.9423 | 36.4653 | 0 | 0 | 324.7898 | 1.8088e-05 | 4.98e-06% | 437.3896 | 363.1974 | 437.3896 | 363.1974
1109.84 | 73.4548 | 1.9228 | 36.1941 | 0 | 1.8716e-13 | 321.9979 | 1.8153e-05 | 5.041e-06% | 433.5696 | 360.1148 | 433.5696 | 360.1148
1109.936 | 74.9635 | 1.9604 | 36.7662 | 0 | 6.2772e-12 | 326.8753 | 1.8218e-05 | 4.983e-06% | 440.5654 | 365.6019 | 440.5654 | 365.602
1110.032 | 76.4302 | 1.9971 | 37.3231 | 0 | 8.6527e-12 | 331.6217 | 1.8284e-05 | 4.929e-06% | 447.3721 | 370.9419 | 447.3721 | 370.9419
1110.128 | 76.6381 | 2.0019 | 37.4066 | 0 | 1.2468e-11 | 332.114 | 1.8349e-05 | 4.939e-06% | 448.1606 | 371.5226 | 448.1606 | 371.5226
1110.224 | 76.4097 | 1.9963 | 37.323 | 0 | 1.6125e-11 | 331.2032 | 1.8415e-05 | 4.97e-06% | 446.9322 | 370.5225 | 446.9322 | 370.5225
1110.32 | 76.258 | 1.9936 | 37.2621 | 0 | 5.9892e-12 | 330.6471 | 1.8481e-05 | 4.996e-06% | 446.1607 | 369.9028 | 446.1607 | 369.9028
1110.416 | 73.7662 | 1.932 | 36.2897 | 0 | 0 | 322.0068 | 1.8548e-05 | 5.149e-06% | 433.9947 | 360.2284 | 433.9947 | 360.2285
1110.512 | 66.4284 | 1.7474 | 33.4102 | 0 | 0 | 296.2961 | 1.8614e-05 | 5.616e-06% | 397.882 | 331.4536 | 397.882 | 331.4536
1110.608 | 61.3306 | 1.6184 | 31.3983 | 1.6991e-19 | 0 | 278.1793 | 1.8681e-05 | 6.003e-06% | 372.5266 | 311.1961 | 372.5266 | 311.1961
1110.704 | 65.8394 | 1.732 | 33.1852 | 0 | 1.8428e-12 | 293.8579 | 1.8748e-05 | 5.702e-06% | 394.6144 | 328.7751 | 394.6145 | 328.7751
1110.8 | 68.8145 | 1.8087 | 34.3858 | 0 | 4.6071e-12 | 304.5663 | 1.8816e-05 | 5.522e-06% | 409.5752 | 340.7608 | 409.5753 | 340.7608
1110.896 | 67.7403 | 1.784 | 33.9796 | 0 | 7.3713e-12 | 301.1493 | 1.8883e-05 | 5.605e-06% | 404.6531 | 336.9129 | 404.6532 | 336.9129
1110.992 | 70.8811 | 1.8652 | 35.1863 | 0 | 0 | 312.0517 | 1.8951e-05 | 5.428e-06% | 419.9844 | 349.1033 | 419.9844 | 349.1033
1111.088 | 73.0434 | 1.9219 | 36.0202 | 0 | 0 | 319.6897 | 1.9019e-05 | 5.318e-06% | 430.6752 | 357.6318 | 430.6752 | 357.6318
1111.184 | 69.6127 | 1.8382 | 34.7004 | 0 | 1.7277e-13 | 308.254 | 1.9087e-05 | 5.536e-06% | 414.4052 | 344.7925 | 414.4053 | 344.7925
1111.28 | 65.5781 | 1.7386 | 33.1298 | 0 | 4.6071e-12 | 294.5152 | 1.9155e-05 | 5.816e-06% | 394.9617 | 329.3836 | 394.9617 | 329.3836
1111.376 | 62.6611 | 1.6656 | 31.9605 | 3.7329e-19 | 0 | 284.137 | 1.9224e-05 | 6.05e-06% | 380.4242 | 317.7631 | 380.4242 | 317.7631
1111.472 | 58.7758 | 1.567 | 30.4361 | 1.3044e-19 | 1.0596e-11 | 270.3905 | 1.9293e-05 | 6.38e-06% | 361.1694 | 302.3936 | 361.1694 | 302.3937
1111.568 | 61.6371 | 1.6393 | 31.5746 | 1.579e-19 | 7.3713e-12 | 280.2473 | 1.9362e-05 | 6.177e-06% | 375.0982 | 313.4612 | 375.0983 | 313.4612
1111.664 | 69.9617 | 1.8501 | 34.8142 | 0 | 1.0136e-11 | 308.8811 | 1.9431e-05 | 5.623e-06% | 415.507 | 345.5453 | 415.507 | 345.5454
1111.76 | 74.9781 | 1.978 | 36.7491 | 0 | 6.9106e-12 | 326.0743 | 1.9501e-05 | 5.346e-06% | 439.7795 | 364.8014 | 439.7795 | 364.8014
1111.856 | 76.1187 | 2.0086 | 37.1846 | 0 | 0 | 330.0357 | 1.9571e-05 | 5.3e-06% | 445.3476 | 369.2289 | 445.3477 | 369.2289
1111.952 | 75.5975 | 1.9974 | 36.981 | 0 | 0 | 328.4093 | 1.9641e-05 | 5.346e-06% | 442.9853 | 367.3878 | 442.9853 | 367.3878
1112.048 | 74.1084 | 1.9625 | 36.4059 | 6.8651e-19 | 0 | 323.6424 | 1.9711e-05 | 5.445e-06% | 436.1193 | 362.0108 | 436.1193 | 362.0108
1112.144 | 72.2692 | 1.9191 | 35.6975 | 0 | 0 | 317.7407 | 1.9782e-05 | 5.567e-06% | 427.6265 | 355.3573 | 427.6266 | 355.3574
1112.24 | 70.2586 | 1.8703 | 34.9272 | 0 | 1.8428e-12 | 311.071 | 1.9853e-05 | 5.707e-06% | 418.1271 | 347.8685 | 418.1271 | 347.8685
1112.336 | 69.4168 | 1.8487 | 34.6091 | 0 | 2.7643e-12 | 308.0075 | 1.9924e-05 | 5.784e-06% | 413.8821 | 344.4653 | 413.8821 | 344.4653
1112.432 | 71.2741 | 1.8933 | 35.3279 | 0 | 0 | 313.7792 | 1.9995e-05 | 5.697e-06% | 422.2745 | 351.0003 | 422.2745 | 351.0004
1112.528 | 72.554 | 1.9222 | 35.8352 | 0 | 6.4499e-12 | 317.4796 | 2.0067e-05 | 5.649e-06% | 427.791 | 355.237 | 427.7911 | 355.237
1112.624 | 72.2879 | 1.9114 | 35.7574 | 0 | 0 | 315.9021 | 2.0138e-05 | 5.696e-06% | 425.8587 | 353.5708 | 425.8587 | 353.5708
1112.72 | 73.0587 | 1.9273 | 36.0642 | 0 | 0 | 317.8245 | 2.021e-05 | 5.68e-06% | 428.8747 | 355.816 | 428.8747 | 355.8161
1112.816 | 72.4171 | 1.9096 | 35.7906 | 0 | 0 | 315.0144 | 2.0283e-05 | 5.75e-06% | 425.1316 | 352.7145 | 425.1317 | 352.7146
1112.912 | 65.1319 | 1.7257 | 32.8856 | 0 | 0 | 289.4408 | 2.0355e-05 | 6.281e-06% | 389.184 | 324.052 | 389.184 | 324.0521
1113.008 | 56.1503 | 1.501 | 29.3428 | 0 | 0 | 258.5499 | 2.0428e-05 | 7.059e-06% | 345.5439 | 289.3936 | 345.5439 | 289.3936
1113.104 | 55.195 | 1.4815 | 29.0268 | 0 | 0 | 256.2831 | 2.0501e-05 | 7.148e-06% | 341.9864 | 286.7914 | 341.9864 | 286.7914
1113.2 | 55.2839 | 1.488 | 29.0571 | 1.7575e-18 | 3.4409e-12 | 257.1652 | 2.0574e-05 | 7.151e-06% | 342.9942 | 287.7103 | 342.9942 | 287.7103
1113.296 | 54.6915 | 1.4767 | 28.7665 | 1.0984e-18 | 6.2772e-12 | 255.207 | 2.0648e-05 | 7.233e-06% | 340.1416 | 285.4501 | 340.1416 | 285.4501
1113.392 | 60.2852 | 1.6221 | 30.9906 | 0 | 9.1854e-12 | 275.145 | 2.0721e-05 | 6.733e-06% | 368.0429 | 307.7577 | 368.0429 | 307.7577
1113.488 | 65.6644 | 1.7585 | 33.1519 | 0 | 5.874e-12 | 293.8884 | 2.0795e-05 | 6.325e-06% | 394.4632 | 328.7988 | 394.4633 | 328.7989
1113.584 | 64.3244 | 1.7205 | 32.6493 | 3.0756e-18 | 0.031016 | 288.5929 | 2.087e-05 | 6.461e-06% | 387.3181 | 322.9937 | 387.3181 | 322.9937
1113.68 | 58.2486 | 1.5609 | 30.3012 | 0 | 2.4479 | 266.797 | 2.0944e-05 | 6.956e-06% | 359.3555 | 301.107 | 359.3555 | 301.107
1113.776 | 54.7287 | 1.4658 | 28.9685 | 0 | 73.1834 | 253.8387 | 2.1019e-05 | 5.88e-06% | 412.1851 | 357.4564 | 412.1851 | 357.4564
1113.872 | 55.8638 | 1.4879 | 29.4562 | 0 | 828.75 | 256.7429 | 2.1094e-05 | 1.889e-06% | 1172.3009 | 1116.437 | 1172.3009 | 1116.437
1113.968 | 61.505 | 1.6227 | 31.6855 | 0 | 3554.973 | 274.7536 | 2.1169e-05 | 5.48e-07% | 3924.5397 | 3863.0348 | 3924.5398 | 3863.0348
1114.064 | 69.524 | 1.818 | 34.8217 | 0 | 5776.4193 | 300.8244 | 2.1245e-05 | 3.475e-07% | 6183.4074 | 6113.8834 | 6183.4075 | 6113.8834
1114.16 | 72.9256 | 1.9004 | 36.1648 | 0 | 3555.5922 | 311.7981 | 2.132e-05 | 5.459e-07% | 3978.3811 | 3905.4555 | 3978.3811 | 3905.4555
1114.256 | 72.2228 | 1.8828 | 35.9095 | 0 | 829.1858 | 309.3979 | 2.1396e-05 | 1.819e-06% | 1248.5988 | 1176.3759 | 1248.5988 | 1176.376
1114.352 | 73.2017 | 1.909 | 36.2764 | 0 | 73.2868 | 312.7008 | 2.1473e-05 | 5.062e-06% | 497.3746 | 424.1729 | 497.3746 | 424.1729
1114.448 | 75.0223 | 1.9576 | 36.9571 | 0 | 2.4571 | 318.9253 | 2.1549e-05 | 5.981e-06% | 435.3193 | 360.2971 | 435.3194 | 360.2971
1114.544 | 74.8434 | 1.9572 | 36.8744 | 0 | 0.031322 | 318.7189 | 2.1626e-05 | 6.048e-06% | 432.4252 | 357.5818 | 432.4252 | 357.5818
1114.64 | 73.135 | 1.9192 | 36.205 | 0 | 3.8819e-06 | 313.5762 | 2.1703e-05 | 6.171e-06% | 424.8354 | 351.7004 | 424.8354 | 351.7004
1114.736 | 71.0853 | 1.8725 | 35.4013 | 0 | 1.2473e-11 | 307.2513 | 2.178e-05 | 6.322e-06% | 415.6104 | 344.5251 | 415.6104 | 344.5251
1114.832 | 69.4401 | 1.8347 | 34.7495 | 0 | 1.0884e-11 | 302.0316 | 2.1858e-05 | 6.455e-06% | 408.0558 | 338.6157 | 408.0559 | 338.6158
1114.928 | 67.7504 | 1.7928 | 34.0042 | 0 | 2.0789e-11 | 295.6906 | 2.1936e-05 | 6.617e-06% | 399.238 | 331.4876 | 399.2381 | 331.4877
1115.024 | 57.4011 | 1.5272 | 29.6163 | 0 | 1.0582e-11 | 257.4627 | 2.2014e-05 | 7.628e-06% | 346.0072 | 288.6061 | 346.0073 | 288.6061
1115.12 | 40.6349 | 1.0958 | 22.4759 | 0 | 0.057761 | 195.2362 | 2.2092e-05 | 1.009e-05% | 259.5004 | 218.8656 | 259.5005 | 218.8656
1115.216 | 38.9359 | 1.0502 | 21.6747 | 1.5378e-18 | 4.5602 | 187.9792 | 2.2171e-05 | 1.03e-05% | 254.2002 | 215.2643 | 254.2002 | 215.2643
1115.312 | 53.0922 | 1.4135 | 27.7665 | 3.9131e-19 | 136.3977 | 240.4698 | 2.225e-05 | 5.48e-06% | 459.1397 | 406.0474 | 459.1397 | 406.0474
1115.408 | 59.1078 | 1.57 | 30.5315 | 0 | 1546.5975 | 264.1919 | 2.2329e-05 | 1.212e-06% | 1901.9987 | 1842.8909 | 1901.9987 | 1842.8909
1115.504 | 57.4831 | 1.5306 | 29.9577 | 1.1087e-18 | 6656.7618 | 259.184 | 2.2408e-05 | 3.225e-07% | 7004.9171 | 6947.4341 | 7004.9171 | 6947.4341
1115.6 | 62.3426 | 1.6561 | 31.9173 | 2.7975e-19 | 10913.1461 | 276.3447 | 2.2488e-05 | 2.004e-07% | 11285.4069 | 11223.0643 | 11285.4069 | 11223.0643
1115.696 | 67.0636 | 1.7792 | 33.8286 | 8.547e-19 | 6874.508 | 293.2338 | 2.2568e-05 | 3.133e-07% | 7270.4132 | 7203.3496 | 7270.4132 | 7203.3496
1115.792 | 66.6699 | 1.7726 | 33.6978 | 0 | 1699.8394 | 292.4398 | 2.2648e-05 | 1.117e-06% | 2094.4195 | 2027.7496 | 2094.4195 | 2027.7496
1115.888 | 66.1864 | 1.763 | 33.506 | 5.3891e-19 | 172.7659 | 291.0531 | 2.2729e-05 | 4.554e-06% | 565.2744 | 499.088 | 565.2744 | 499.088
1115.984 | 67.1535 | 1.7892 | 33.8709 | 0 | 7.7799 | 294.3537 | 2.2809e-05 | 6.752e-06% | 404.9472 | 337.7938 | 404.9472 | 337.7938
1116.08 | 66.9748 | 1.7845 | 33.7874 | 0 | 0.1655 | 293.4594 | 2.289e-05 | 6.953e-06% | 396.1717 | 329.1969 | 396.1717 | 329.1969
1116.176 | 62.047 | 1.6563 | 31.7885 | 0 | 0.0013651 | 275.5898 | 2.2972e-05 | 7.433e-06% | 371.083 | 309.036 | 371.083 | 309.036
1116.272 | 50.0326 | 1.345 | 26.845 | 0 | 0 | 232.0151 | 2.3053e-05 | 8.86e-06% | 310.2376 | 260.205 | 310.2376 | 260.205
1116.368 | 38.7097 | 1.0498 | 22.0825 | 0 | 3.0594e-12 | 189.9905 | 2.3135e-05 | 1.086e-05% | 251.8326 | 213.1229 | 251.8326 | 213.1229
1116.464 | 32.4355 | 0.88329 | 19.2571 | 1.3393e-19 | 3.4553e-12 | 164.9276 | 2.3217e-05 | 1.255e-05% | 217.5035 | 185.068 | 217.5035 | 185.068
1116.56 | 27.4366 | 0.75007 | 16.9204 | 8.0505e-19 | 6.9106e-13 | 144.2983 | 2.33e-05 | 1.439e-05% | 189.4054 | 161.9687 | 189.4054 | 161.9688
1116.656 | 29.4758 | 0.80091 | 17.9355 | 1.4702e-18 | 5.5285e-12 | 152.3257 | 2.3383e-05 | 1.367e-05% | 200.5379 | 171.0622 | 200.5379 | 171.0622
1116.752 | 35.5167 | 0.95572 | 20.7492 | 1.4795e-19 | 0 | 175.8441 | 2.3465e-05 | 1.188e-05% | 233.0657 | 197.5491 | 233.0658 | 197.5491
1116.848 | 41.0445 | 1.0961 | 23.1313 | 0 | 0 | 195.8894 | 2.3549e-05 | 1.07e-05% | 261.1613 | 220.1168 | 261.1613 | 220.1168
1116.944 | 51.9615 | 1.3736 | 27.744 | 0 | 3.9448e-12 | 235.0377 | 2.3632e-05 | 8.946e-06% | 316.1168 | 264.1553 | 316.1168 | 264.1553
1117.04 | 61.351 | 1.6131 | 31.6742 | 1.1976e-19 | 1.0596e-11 | 268.591 | 2.3716e-05 | 7.856e-06% | 363.2293 | 301.8783 | 363.2294 | 301.8784
1117.136 | 59.9844 | 1.581 | 31.111 | 0 | 4.3767e-12 | 264.0958 | 2.38e-05 | 8.019e-06% | 356.7723 | 296.7879 | 356.7723 | 296.7879
1117.232 | 50.537 | 1.3453 | 27.2615 | 0 | 7.832e-12 | 231.6802 | 2.3885e-05 | 9.176e-06% | 310.8241 | 260.2871 | 310.8242 | 260.2871
1117.328 | 44.5122 | 1.1947 | 24.7478 | 0 | 1.1518e-11 | 210.5494 | 2.3969e-05 | 1.014e-05% | 281.0042 | 236.492 | 281.0042 | 236.492
1117.424 | 42.1138 | 1.1316 | 23.4845 | 0 | 9.0207e-12 | 199.8861 | 2.4054e-05 | 1.071e-05% | 266.6161 | 224.5023 | 266.6161 | 224.5023
1117.52 | 43.7987 | 1.1705 | 23.8815 | 0 | 0 | 203.1379 | 2.4139e-05 | 1.058e-05% | 271.9886 | 228.1899 | 271.9886 | 228.1899
1117.616 | 57.4547 | 1.5177 | 29.6062 | 0 | 0 | 251.581 | 2.4225e-05 | 8.569e-06% | 340.1596 | 282.7049 | 340.1596 | 282.705
1117.712 | 70.109 | 1.8403 | 34.9908 | 7.5658e-19 | 0 | 297.0684 | 2.4311e-05 | 7.281e-06% | 404.0084 | 333.8994 | 404.0084 | 333.8995
1117.808 | 73.9041 | 1.936 | 36.5964 | 0 | 0 | 310.3489 | 2.4397e-05 | 6.993e-06% | 422.7854 | 348.8813 | 422.7854 | 348.8813
1117.904 | 73.1109 | 1.9149 | 36.3161 | 0 | 0 | 307.5582 | 2.4483e-05 | 7.08e-06% | 418.9001 | 345.7892 | 418.9001 | 345.7892
1118 | 69.9702 | 1.8351 | 35.1201 | 0 | 8.7535e-12 | 297.0377 | 2.457e-05 | 7.356e-06% | 403.9631 | 333.9929 | 403.9631 | 333.9929
1118.096 | 66.8377 | 1.756 | 33.9042 | 0 | 3.6857e-12 | 286.462 | 2.4657e-05 | 7.655e-06% | 388.96 | 322.1223 | 388.96 | 322.1223
1118.192 | 63.063 | 1.6595 | 32.2652 | 0 | 1.7277e-13 | 272.4801 | 2.4744e-05 | 8.076e-06% | 369.4679 | 306.4049 | 369.4679 | 306.4049
1118.288 | 51.6578 | 1.3674 | 27.1926 | 3.1045e-20 | 9.2142e-13 | 229.6866 | 2.4832e-05 | 9.616e-06% | 309.9044 | 258.2466 | 309.9044 | 258.2466
1118.384 | 42.4014 | 1.1323 | 23.0625 | 1.1936e-18 | 4.1464e-12 | 195.1544 | 2.492e-05 | 1.136e-05% | 261.7505 | 219.3492 | 261.7506 | 219.3492
1118.48 | 51.303 | 1.3674 | 27.0137 | 0 | 8.7535e-12 | 229.3385 | 2.5008e-05 | 9.703e-06% | 309.0226 | 257.7196 | 309.0226 | 257.7196
1118.576 | 64.5632 | 1.7156 | 32.7622 | 0 | 9.2142e-13 | 279.1231 | 2.5096e-05 | 8.003e-06% | 378.1641 | 313.601 | 378.1642 | 313.601
1118.672 | 68.6335 | 1.8282 | 34.4578 | 0 | 3.9304e-12 | 294.7774 | 2.5185e-05 | 7.607e-06% | 399.6969 | 331.0634 | 399.697 | 331.0635
1118.768 | 62.4281 | 1.6767 | 31.918 | 1.3181e-18 | 1.1806e-12 | 274.1971 | 2.5274e-05 | 8.211e-06% | 370.2199 | 307.7917 | 370.2199 | 307.7918
1118.864 | 48.4563 | 1.3217 | 26.1546 | 2.1968e-18 | 2.0732e-12 | 225.5572 | 2.5363e-05 | 1.002e-05% | 301.4898 | 253.0335 | 301.4898 | 253.0335
1118.96 | 37.5003 | 1.0403 | 21.5388 | 4.5035e-18 | 8.2928e-12 | 186.3154 | 2.5453e-05 | 1.218e-05% | 246.3947 | 208.8944 | 246.3947 | 208.8944
1119.056 | 38.6155 | 1.0703 | 21.9886 | 5.7529e-18 | 7.3713e-12 | 190.2529 | 2.5543e-05 | 1.197e-05% | 251.9272 | 213.3117 | 251.9272 | 213.3117
1119.152 | 43.3192 | 1.1916 | 24.0078 | 3.5836e-18 | 1.1057e-11 | 207.2009 | 2.5633e-05 | 1.103e-05% | 275.7195 | 232.4003 | 275.7196 | 232.4004
1119.248 | 39.6211 | 1.0916 | 22.5145 | 0 | 0 | 193.4363 | 2.5724e-05 | 1.185e-05% | 256.6635 | 217.0424 | 256.6636 | 217.0424
1119.344 | 35.9545 | 0.99177 | 21.0542 | 1.4554e-18 | 4.2616e-12 | 179.791 | 2.5815e-05 | 1.279e-05% | 237.7915 | 201.837 | 237.7915 | 201.837
1119.44 | 38.8488 | 1.0627 | 22.3452 | 3.2952e-19 | 8.0912e-12 | 189.8348 | 2.5906e-05 | 1.215e-05% | 252.0914 | 213.2427 | 252.0915 | 213.2427
1119.536 | 47.9141 | 1.2919 | 26.1032 | 1.4279e-18 | 1.0596e-11 | 221.0138 | 2.5997e-05 | 1.047e-05% | 296.323 | 248.4089 | 296.323 | 248.4089
1119.632 | 60.8293 | 1.6201 | 31.3661 | 2.4165e-18 | 1.4282e-11 | 265.2269 | 2.6089e-05 | 8.748e-06% | 359.0424 | 298.2131 | 359.0424 | 298.2131
1119.728 | 67.9448 | 1.8036 | 34.2549 | 8.7873e-19 | 1.0827e-11 | 289.8676 | 2.6181e-05 | 8.033e-06% | 393.8709 | 325.9261 | 393.8709 | 325.9262
1119.824 | 65.6738 | 1.7501 | 33.2878 | 0 | 0 | 282.3417 | 2.6273e-05 | 8.278e-06% | 383.0534 | 317.3795 | 383.0534 | 317.3796
1119.92 | 55.2412 | 1.4856 | 28.8499 | 0 | 9.7325e-12 | 245.4001 | 2.6366e-05 | 9.562e-06% | 330.9767 | 275.7355 | 330.9767 | 275.7355
1120.016 | 46.9969 | 1.2758 | 25.33 | 0 | 1.3936e-11 | 215.9763 | 2.6459e-05 | 1.091e-05% | 289.579 | 242.5821 | 289.579 | 242.5821
1120.112 | 52.0012 | 1.4094 | 27.5364 | 5.4921e-19 | 1.3361e-11 | 235.0142 | 2.6552e-05 | 1.006e-05% | 315.9611 | 263.96 | 315.9612 | 263.96
1120.208 | 54.648 | 1.4784 | 28.6244 | 3.2952e-19 | 1.3361e-11 | 244.2327 | 2.6646e-05 | 9.713e-06% | 328.9834 | 274.3355 | 328.9835 | 274.3355
1120.304 | 43.3882 | 1.1781 | 23.2867 | 0 | 9.4445e-12 | 198.4688 | 2.674e-05 | 1.199e-05% | 266.3218 | 222.9337 | 266.3219 | 222.9337
1120.4 | 34.0124 | 0.92583 | 18.8 | 0 | 8.4079e-12 | 159.7087 | 2.6834e-05 | 1.495e-05% | 213.4469 | 179.4345 | 213.4469 | 179.4346
1120.496 | 44.3268 | 1.1955 | 23.6761 | 0 | 1.1806e-12 | 200.35 | 2.6929e-05 | 1.196e-05% | 269.5483 | 225.2215 | 269.5483 | 225.2215
1120.592 | 59.9992 | 1.6041 | 30.8585 | 0 | 0 | 260.5274 | 2.7024e-05 | 9.223e-06% | 352.9892 | 292.99 | 352.9892 | 292.9901
1120.688 | 65.5835 | 1.7474 | 33.3573 | 0 | 0 | 281.0829 | 2.7119e-05 | 8.577e-06% | 381.7711 | 316.1876 | 381.7712 | 316.1876
1120.784 | 65.5338 | 1.7444 | 33.3827 | 0 | 0 | 280.7577 | 2.7214e-05 | 8.615e-06% | 381.4186 | 315.8848 | 381.4186 | 315.8848
1120.88 | 67.754 | 1.7986 | 34.26 | 0 | 0 | 287.6241 | 2.731e-05 | 8.437e-06% | 391.4367 | 323.6826 | 391.4367 | 323.6827
1120.976 | 70.2339 | 1.8598 | 35.2336 | 0 | 0.0018176 | 295.3826 | 2.7406e-05 | 8.243e-06% | 402.7117 | 332.4778 | 402.7117 | 332.4778
1121.072 | 70.2109 | 1.8583 | 35.2126 | 4.8399e-19 | 0.14782 | 294.9065 | 2.7503e-05 | 8.281e-06% | 402.3362 | 332.1253 | 402.3362 | 332.1253
1121.168 | 64.8961 | 1.7215 | 32.9568 | 1.9771e-18 | 4.6335 | 275.8178 | 2.76e-05 | 8.758e-06% | 380.0257 | 315.1296 | 380.0257 | 315.1296
1121.264 | 50.4487 | 1.3477 | 26.6236 | 0 | 58.8727 | 222.6599 | 2.7697e-05 | 8.949e-06% | 359.9526 | 309.5039 | 359.9526 | 309.5039
1121.36 | 37.7145 | 1.0179 | 21.0397 | 2.5264e-18 | 325.036 | 175.7385 | 2.7794e-05 | 5.316e-06% | 560.5466 | 522.8321 | 560.5467 | 522.8321
1121.456 | 44.1539 | 1.1859 | 24.0773 | 4.0641e-18 | 839.1192 | 200.7909 | 2.7892e-05 | 2.619e-06% | 1109.3272 | 1065.1733 | 1109.3272 | 1065.1733
1121.552 | 59.0588 | 1.57 | 30.6434 | 3.2952e-18 | 1021.7549 | 255.2283 | 2.799e-05 | 2.138e-06% | 1368.2555 | 1309.1967 | 1368.2555 | 1309.1967
1121.648 | 66.1105 | 1.7491 | 33.6412 | 4.6683e-19 | 549.1986 | 279.7809 | 2.8088e-05 | 3.25e-06% | 930.4802 | 864.3697 | 930.4802 | 864.3697
1121.744 | 63.159 | 1.671 | 32.3528 | 1.7575e-18 | 121.0003 | 268.5831 | 2.8187e-05 | 6.654e-06% | 486.7662 | 423.6072 | 486.7662 | 423.6072
1121.84 | 48.7744 | 1.2979 | 25.9583 | 2.4165e-18 | 10.4498 | 215.124 | 2.8286e-05 | 1.119e-05% | 301.6044 | 252.83 | 301.6045 | 252.83
1121.936 | 29.2743 | 0.79246 | 17.1733 | 3.5149e-18 | 0.34656 | 142.0544 | 2.8386e-05 | 1.77e-05% | 189.641 | 160.3667 | 189.641 | 160.3667
1122.032 | 24.4624 | 0.66912 | 15.1649 | 9.8857e-19 | 0.004368 | 125.1367 | 2.8485e-05 | 2.021e-05% | 165.4375 | 140.9751 | 165.4375 | 140.9751
1122.128 | 36.8304 | 0.99125 | 21.0248 | 2.1968e-19 | 1.29e-11 | 173.2713 | 2.8585e-05 | 1.464e-05% | 232.1177 | 195.2873 | 232.1178 | 195.2874
1122.224 | 46.647 | 1.244 | 25.4112 | 1.0984e-19 | 0.003711 | 209.3194 | 2.8686e-05 | 1.216e-05% | 282.6253 | 235.9783 | 282.6253 | 235.9783
1122.32 | 38.9308 | 1.04 | 21.4496 | 0 | 0.29493 | 176.632 | 2.8787e-05 | 1.444e-05% | 238.3473 | 199.4165 | 238.3474 | 199.4166
1122.416 | 25.7333 | 0.69648 | 15.1618 | 2.6366e-18 | 8.9195 | 124.8193 | 2.8888e-05 | 1.931e-05% | 175.3304 | 149.5971 | 175.3304 | 149.5972
1122.512 | 25.5285 | 0.69831 | 15.6588 | 2.987e-18 | 104.1409 | 128.8967 | 2.8989e-05 | 1.162e-05% | 274.9232 | 249.3947 | 274.9232 | 249.3947
1122.608 | 30.7289 | 0.8387 | 18.5059 | 3.5845e-18 | 484.7679 | 152.3554 | 2.9091e-05 | 4.431e-06% | 687.1969 | 656.468 | 687.1969 | 656.468
1122.704 | 29.9605 | 0.81502 | 17.7706 | 4.7621e-18 | 979.9601 | 146.3366 | 2.9193e-05 | 2.55e-06% | 1174.8428 | 1144.8823 | 1174.8429 | 1144.8823
1122.8 | 29.7192 | 0.80342 | 17.1306 | 4.3188e-18 | 1040.2321 | 141.0893 | 2.9295e-05 | 2.443e-06% | 1228.9745 | 1199.2553 | 1228.9745 | 1199.2553
1122.896 | 43.0418 | 1.1505 | 23.2931 | 5.5644e-18 | 714.0575 | 191.8416 | 2.9398e-05 | 3.16e-06% | 973.3845 | 930.3426 | 973.3845 | 930.3427
1122.992 | 58.3744 | 1.5495 | 30.3742 | 4.817e-18 | 297.6351 | 250.1229 | 2.9501e-05 | 5.089e-06% | 638.0561 | 579.6817 | 638.0562 | 579.6818
1123.088 | 65.5912 | 1.7349 | 33.5087 | 2.6535e-18 | 59.7295 | 275.8049 | 2.9605e-05 | 7.984e-06% | 436.3691 | 370.778 | 436.3691 | 370.778
1123.184 | 69.0857 | 1.8222 | 34.9032 | 2.054e-18 | 4.9878 | 286.9579 | 2.9708e-05 | 9.039e-06% | 397.7568 | 328.671 | 397.7568 | 328.6711
1123.28 | 70.3769 | 1.8523 | 35.4145 | 2.2188e-18 | 0.16336 | 290.6112 | 2.9813e-05 | 9.088e-06% | 398.4183 | 328.0414 | 398.4183 | 328.0415
1123.376 | 67.733 | 1.7827 | 34.3623 | 1.3461e-18 | 0.0020439 | 281.3317 | 2.9917e-05 | 9.423e-06% | 385.2118 | 317.4787 | 385.2118 | 317.4788
1123.472 | 57.9648 | 1.5315 | 30.2239 | 3.6687e-19 | 0 | 246.9277 | 3.0022e-05 | 1.077e-05% | 336.6478 | 278.6831 | 336.6479 | 278.6831
1123.568 | 39.28 | 1.0483 | 21.7313 | 1.8806e-18 | 0 | 177.2577 | 3.0127e-05 | 1.506e-05% | 239.3173 | 200.0373 | 239.3173 | 200.0373
1123.664 | 20.6294 | 0.56288 | 12.9133 | 0 | 2.7643e-12 | 105.1898 | 3.0233e-05 | 2.548e-05% | 139.2954 | 118.666 | 139.2955 | 118.666
1123.76 | 15.3561 | 0.42694 | 10.5399 | 7.0367e-19 | 0 | 85.7774 | 3.0339e-05 | 3.136e-05% | 112.1003 | 96.7442 | 112.1003 | 96.7442
1123.856 | 26.1526 | 0.70893 | 15.6992 | 0 | 2.7643e-12 | 127.8298 | 3.0445e-05 | 2.111e-05% | 170.3905 | 144.2379 | 170.3906 | 144.2379
1123.952 | 46.9403 | 1.248 | 25.2349 | 0 | 0 | 205.7287 | 3.0551e-05 | 1.316e-05% | 279.152 | 232.2117 | 279.152 | 232.2117
1124.048 | 62.9176 | 1.6612 | 32.3228 | 9.0276e-19 | 0 | 264.043 | 3.0658e-05 | 1.029e-05% | 360.9447 | 298.0271 | 360.9447 | 298.0271
1124.144 | 68.6562 | 1.8111 | 34.7468 | 0 | 1.2957e-13 | 284.6878 | 3.0766e-05 | 9.577e-06% | 389.9019 | 321.2457 | 389.9019 | 321.2458
1124.24 | 67.1543 | 1.7771 | 34.1467 | 0 | 0 | 280.7142 | 3.0873e-05 | 9.75e-06% | 383.7924 | 316.638 | 383.7924 | 316.6381
1124.336 | 59.9449 | 1.5978 | 31.2567 | 0 | 4.6071e-13 | 257.774 | 3.0981e-05 | 1.066e-05% | 350.5734 | 290.6285 | 350.5735 | 290.6285
1124.432 | 52.816 | 1.4191 | 28.3784 | 0 | 0 | 234.7346 | 3.109e-05 | 1.175e-05% | 317.3481 | 264.5321 | 317.3482 | 264.5321
1124.528 | 54.7682 | 1.4703 | 29.1432 | 0 | 7.3713e-12 | 241.7059 | 3.1198e-05 | 1.146e-05% | 327.0876 | 272.3194 | 327.0876 | 272.3195
1124.624 | 63.4137 | 1.6913 | 32.5997 | 0 | 0 | 270.9011 | 3.1307e-05 | 1.026e-05% | 368.6059 | 305.1922 | 368.6059 | 305.1922
1124.72 | 67.6662 | 1.8003 | 34.3181 | 0 | 0 | 285.6041 | 3.1417e-05 | 9.765e-06% | 389.3888 | 321.7225 | 389.3888 | 321.7226
1124.816 | 65.9811 | 1.7584 | 33.6829 | 2.746e-20 | 4.1464e-12 | 280.74 | 3.1527e-05 | 9.971e-06% | 382.1624 | 316.1813 | 382.1624 | 316.1813
1124.912 | 63.4712 | 1.696 | 32.6935 | 0 | 0 | 273.0668 | 3.1637e-05 | 1.029e-05% | 370.9276 | 307.4564 | 370.9276 | 307.4564
1125.008 | 59.8822 | 1.6078 | 31.2282 | 8.8522e-20 | 7.3713e-12 | 261.7386 | 3.1748e-05 | 1.078e-05% | 354.4569 | 294.5746 | 354.4569 | 294.5747
1125.104 | 54.6901 | 1.4817 | 29.0952 | 2.4469e-19 | 7.3713e-12 | 245.3408 | 3.1858e-05 | 1.155e-05% | 330.6078 | 275.9177 | 330.6079 | 275.9177
1125.2 | 50.1457 | 1.3712 | 27.0301 | 3.0289e-18 | 0 | 229.711 | 3.197e-05 | 1.239e-05% | 308.258 | 258.1123 | 308.258 | 258.1123
1125.296 | 38.9374 | 1.076 | 21.5973 | 1.8821e-18 | 0 | 184.8357 | 3.2081e-05 | 1.546e-05% | 246.4464 | 207.509 | 246.4464 | 207.509
1125.392 | 21.7745 | 0.61617 | 13.3262 | 7.7381e-19 | 1.8428e-12 | 114.9413 | 3.2193e-05 | 2.498e-05% | 150.6582 | 128.8837 | 150.6583 | 128.8837
1125.488 | 12.089 | 0.35579 | 8.6065 | 0 | 7.3713e-12 | 75.0097 | 3.2306e-05 | 3.847e-05% | 96.061 | 83.972 | 96.061 | 83.972
1125.584 | 12.0263 | 0.35643 | 8.57 | 2.1e-18 | 0 | 75.2162 | 3.2419e-05 | 3.853e-05% | 96.1689 | 84.1426 | 96.169 | 84.1426
1125.68 | 18.0402 | 0.5255 | 11.8032 | 4.2643e-18 | 3.225e-12 | 103.6449 | 3.2532e-05 | 2.805e-05% | 134.0138 | 115.9736 | 134.0138 | 115.9737
1125.776 | 29.2198 | 0.82813 | 17.1946 | 3.4646e-18 | 0 | 150.341 | 3.2645e-05 | 1.939e-05% | 197.5835 | 168.3637 | 197.5836 | 168.3637
1125.872 | 46.3649 | 1.2836 | 24.9721 | 1.9897e-18 | 0 | 217.1743 | 3.2759e-05 | 1.346e-05% | 289.795 | 243.4301 | 289.795 | 243.4301
1125.968 | 57.5652 | 1.5755 | 30.0464 | 1.0427e-18 | 0 | 259.9739 | 3.2873e-05 | 1.127e-05% | 349.161 | 291.5958 | 349.161 | 291.5958
1126.064 | 55.2063 | 1.5055 | 29.1092 | 1.0236e-18 | 6.5651e-12 | 250.6329 | 3.2988e-05 | 1.173e-05% | 336.4538 | 281.2475 | 336.4539 | 281.2476
1126.16 | 42.6023 | 1.1658 | 23.494 | 1.9771e-18 | 7.3713e-12 | 201.4411 | 3.3103e-05 | 1.464e-05% | 268.7032 | 226.1009 | 268.7032 | 226.1009
1126.256 | 33.5673 | 0.92179 | 19.4056 | 2.087e-18 | 1.1518e-12 | 165.724 | 3.3218e-05 | 1.785e-05% | 219.6187 | 186.0514 | 219.6187 | 186.0515
1126.352 | 38.8868 | 1.0596 | 22.03 | 1.936e-18 | 0 | 187.646 | 3.3334e-05 | 1.582e-05% | 249.6224 | 210.7356 | 249.6224 | 210.7356
1126.448 | 49.5084 | 1.335 | 26.8908 | 1.4554e-18 | 1.3821e-12 | 228.7877 | 3.345e-05 | 1.302e-05% | 306.5219 | 257.0135 | 306.5219 | 257.0136
1126.544 | 59.7529 | 1.5949 | 31.1998 | 7.6889e-19 | 0 | 265.2124 | 3.3567e-05 | 1.126e-05% | 357.76 | 298.0071 | 357.7601 | 298.0071
1126.64 | 64.1969 | 1.705 | 33.0136 | 5.4234e-19 | 0 | 280.4107 | 3.3684e-05 | 1.069e-05% | 379.3263 | 315.1294 | 379.3263 | 315.1294
1126.736 | 59.2582 | 1.5764 | 30.9788 | 0 | 0 | 262.959 | 3.3801e-05 | 1.144e-05% | 354.7724 | 295.5142 | 354.7724 | 295.5142
1126.832 | 55.1418 | 1.4689 | 29.2668 | 1.2357e-18 | 5.5285e-12 | 248.3485 | 3.3919e-05 | 1.215e-05% | 334.226 | 279.0841 | 334.226 | 279.0842
1126.928 | 61.3138 | 1.624 | 31.802 | 0 | 5.2981e-12 | 269.9702 | 3.4037e-05 | 1.122e-05% | 364.71 | 303.3961 | 364.71 | 303.3962
1127.024 | 66.868 | 1.7656 | 34.1184 | 0 | 4.8374e-12 | 290.02 | 3.4155e-05 | 1.048e-05% | 392.7721 | 325.9041 | 392.7721 | 325.9041
1127.12 | 65.9098 | 1.7438 | 33.7625 | 6.0413e-19 | 1.4743e-11 | 287.6673 | 3.4274e-05 | 1.061e-05% | 389.0834 | 323.1736 | 389.0834 | 323.1736
1127.216 | 60.4113 | 1.6057 | 31.4002 | 1.2083e-18 | 1.0366e-11 | 268.3098 | 3.4394e-05 | 1.141e-05% | 361.727 | 301.3157 | 361.727 | 301.3157
1127.312 | 47.4259 | 1.2717 | 25.5741 | 3.2952e-19 | 2.3035e-13 | 219.1873 | 3.4513e-05 | 1.403e-05% | 293.459 | 246.0331 | 293.459 | 246.0332
1127.408 | 36.4537 | 0.98996 | 20.6406 | 0 | 5.5285e-12 | 177.729 | 3.4633e-05 | 1.737e-05% | 235.8133 | 199.3596 | 235.8133 | 199.3597
1127.504 | 42.4653 | 1.1529 | 23.512 | 0 | 4.1464e-12 | 203.4885 | 3.4754e-05 | 1.523e-05% | 270.6186 | 228.1534 | 270.6187 | 228.1534
1127.6 | 52.363 | 1.4159 | 28.0508 | 0 | 4.3191e-12 | 243.5419 | 3.4875e-05 | 1.277e-05% | 325.3716 | 273.0086 | 325.3716 | 273.0086
1127.696 | 49.1955 | 1.3349 | 26.599 | 0 | 8.6383e-13 | 231.52 | 3.4996e-05 | 1.349e-05% | 308.6494 | 259.454 | 308.6495 | 259.454
1127.792 | 35.0629 | 0.96076 | 19.831 | 0 | 0 | 172.9944 | 3.5118e-05 | 1.812e-05% | 228.8491 | 193.7862 | 228.8491 | 193.7862
1127.888 | 27.3448 | 0.75332 | 15.907 | 2.1884e-18 | 0 | 139.0947 | 3.524e-05 | 2.263e-05% | 183.0997 | 155.7549 | 183.0997 | 155.755
1127.984 | 38.7174 | 1.0553 | 21.3618 | 0 | 3.225e-12 | 186.9941 | 3.5362e-05 | 1.689e-05% | 248.1286 | 209.4113 | 248.1286 | 209.4113
1128.08 | 55.4622 | 1.4956 | 29.1715 | 3.9105e-19 | 5.5285e-12 | 255.1888 | 3.5485e-05 | 1.241e-05% | 341.3181 | 285.8559 | 341.3181 | 285.8559
1128.176 | 64.2085 | 1.7188 | 33.0103 | 1.8416e-18 | 4.6071e-12 | 288.2645 | 3.5608e-05 | 1.102e-05% | 387.2021 | 322.9936 | 387.2021 | 322.9936
1128.272 | 64.8345 | 1.7291 | 33.2937 | 5.735e-19 | 7.3713e-12 | 290.0304 | 3.5732e-05 | 1.099e-05% | 389.8877 | 325.0532 | 389.8877 | 325.0532
1128.368 | 57.0691 | 1.5248 | 30.0601 | 7.7065e-20 | 0.0040285 | 261.2554 | 3.5856e-05 | 1.224e-05% | 349.9134 | 292.8443 | 349.9134 | 292.8443
1128.464 | 43.9515 | 1.1841 | 24.4703 | 0 | 0.31795 | 212.2795 | 3.598e-05 | 1.51e-05% | 282.2034 | 238.2518 | 282.2034 | 238.2519
1128.56 | 41.3416 | 1.1129 | 23.2597 | 1.5376e-18 | 9.5071 | 201.5808 | 3.6105e-05 | 1.533e-05% | 276.8021 | 235.4605 | 276.8021 | 235.4605
1128.656 | 53.6205 | 1.4262 | 28.5023 | 2.7968e-18 | 107.7884 | 247.2529 | 3.6231e-05 | 9.411e-06% | 438.5904 | 384.9699 | 438.5904 | 384.9699
1128.752 | 61.896 | 1.641 | 32.0817 | 2.8531e-18 | 466.9196 | 279.0496 | 3.6356e-05 | 4.663e-06% | 841.588 | 779.6919 | 841.588 | 779.692
1128.848 | 55.5124 | 1.4825 | 29.3964 | 8.8448e-19 | 833.3236 | 256.719 | 3.6482e-05 | 3.255e-06% | 1176.4339 | 1120.9215 | 1176.4339 | 1120.9216
1128.944 | 42.8556 | 1.1633 | 24.0221 | 0 | 1094.1538 | 211.0288 | 3.6609e-05 | 2.752e-06% | 1373.2236 | 1330.368 | 1373.2237 | 1330.3681
1129.04 | 41.6609 | 1.1398 | 23.4957 | 8.5269e-19 | 2325.8185 | 208.0019 | 3.6736e-05 | 1.436e-06% | 2600.1168 | 2558.4559 | 2600.1169 | 2558.456
1129.136 | 50.9295 | 1.3863 | 27.4217 | 3.2002e-19 | 3343.7937 | 244.1418 | 3.6863e-05 | 1.019e-06% | 3667.6731 | 3616.7435 | 3667.6731 | 3616.7436
1129.232 | 52.5135 | 1.4313 | 28.0757 | 0 | 2112.1251 | 250.9511 | 3.6991e-05 | 1.546e-06% | 2445.0967 | 2392.5831 | 2445.0967 | 2392.5832
1129.328 | 49.4028 | 1.3526 | 26.7268 | 0 | 986.7818 | 239.7188 | 3.7119e-05 | 2.959e-06% | 1303.9828 | 1254.58 | 1303.9828 | 1254.5801
1129.424 | 54.2883 | 1.4814 | 28.7998 | 4.372e-19 | 1443.3027 | 258.8007 | 3.7248e-05 | 2.15e-06% | 1786.673 | 1732.3847 | 1786.673 | 1732.3847
1129.52 | 55.2209 | 1.5047 | 29.1394 | 8.5078e-19 | 1840.7655 | 262.0084 | 3.7377e-05 | 1.752e-06% | 2188.6388 | 2133.4179 | 2188.6389 | 2133.418
1129.616 | 41.88 | 1.1496 | 23.0395 | 1.1515e-18 | 1105.1749 | 207.2646 | 3.7507e-05 | 2.806e-06% | 1378.5086 | 1336.6286 | 1378.5086 | 1336.6286
1129.712 | 25.9137 | 0.72365 | 15.6442 | 7.0555e-19 | 1078.0278 | 140.8754 | 3.7636e-05 | 3.047e-06% | 1261.1847 | 1235.271 | 1261.1847 | 1235.271
1129.808 | 26.8886 | 0.75049 | 16.2196 | 2.6369e-18 | 3977.1136 | 146.2379 | 3.7767e-05 | 9.122e-07% | 4167.2101 | 4140.3216 | 4167.2102 | 4140.3216
1129.904 | 42.1644 | 1.1578 | 23.3957 | 9.9544e-19 | 7864.3864 | 211.0374 | 3.7898e-05 | 4.679e-07% | 8142.1417 | 8099.9773 | 8142.1417 | 8099.9774
1130 | 51.933 | 1.4161 | 27.8534 | 8.8216e-19 | 7171.8238 | 251.3196 | 3.8029e-05 | 5.103e-07% | 7504.3458 | 7452.4128 | 7504.3459 | 7452.4129
1130.096 | 47.0992 | 1.2865 | 25.62 | 5.8353e-20 | 3107.4008 | 231.1898 | 3.816e-05 | 1.134e-06% | 3412.5963 | 3365.4971 | 3412.5964 | 3365.4972
1130.192 | 39.2978 | 1.0779 | 22.1338 | 0 | 613.9917 | 199.5131 | 3.8292e-05 | 4.577e-06% | 876.0143 | 836.7165 | 876.0144 | 836.7166
1130.288 | 45.7702 | 1.244 | 25.1 | 0 | 109.3337 | 225.6876 | 3.8425e-05 | 1.063e-05% | 407.1354 | 361.3653 | 407.1355 | 361.3653
1130.384 | 57.5014 | 1.5455 | 30.2888 | 0 | 324.3437 | 271.7175 | 3.8558e-05 | 6.141e-06% | 685.397 | 627.8956 | 685.397 | 627.8956
1130.48 | 63.5192 | 1.6961 | 32.8575 | 0 | 1222.6298 | 294.1942 | 3.8691e-05 | 2.494e-06% | 1614.8968 | 1551.3775 | 1614.8968 | 1551.3776
1130.576 | 67.5003 | 1.7932 | 34.4606 | 0 | 3633.4776 | 308.1603 | 3.8825e-05 | 9.76e-07% | 4045.3919 | 3977.8917 | 4045.392 | 3977.8917
1130.672 | 69.4371 | 1.8395 | 35.233 | 1.3061e-18 | 5457.9268 | 314.9282 | 3.8959e-05 | 6.706e-07% | 5879.3646 | 5809.9274 | 5879.3646 | 5809.9275
1130.768 | 66.95 | 1.7755 | 34.2602 | 1.6974e-18 | 3303.52 | 306.3573 | 3.9094e-05 | 1.072e-06% | 3712.863 | 3645.913 | 3712.863 | 3645.913
1130.864 | 63.4445 | 1.6876 | 32.8852 | 8.8216e-19 | 777.2451 | 294.5304 | 3.9229e-05 | 3.546e-06% | 1169.7929 | 1106.3483 | 1169.7929 | 1106.3484
1130.96 | 64.2082 | 1.7093 | 33.1896 | 0 | 379.9397 | 298.041 | 3.9365e-05 | 5.522e-06% | 777.0877 | 712.8795 | 777.0877 | 712.8796
1131.056 | 66.7302 | 1.7758 | 34.1775 | 1.4417e-19 | 3543.4107 | 307.7652 | 3.9501e-05 | 1.016e-06% | 3953.8593 | 3887.1291 | 3953.8594 | 3887.1292
1131.152 | 68.484 | 1.8225 | 34.8552 | 0 | 15239.6859 | 314.6439 | 3.9637e-05 | 2.542e-07% | 15659.4915 | 15591.0075 | 15659.4916 | 15591.0076
1131.248 | 69.6547 | 1.8539 | 35.3004 | 0 | 24975.7859 | 319.3394 | 3.9774e-05 | 1.57e-07% | 25401.9344 | 25332.2797 | 25401.9344 | 25332.2797
1131.344 | 67.8541 | 1.8089 | 34.5579 | 0 | 15719.7298 | 313.1719 | 3.9911e-05 | 2.484e-07% | 16137.1228 | 16069.2686 | 16137.1228 | 16069.2687
1131.44 | 60.7197 | 1.6265 | 31.6437 | 7.0024e-19 | 3879.0077 | 287.1212 | 4.0049e-05 | 9.537e-07% | 4260.1187 | 4199.3991 | 4260.1188 | 4199.3991
1131.536 | 55.3493 | 1.488 | 29.4468 | 0 | 392.4987 | 267.3725 | 4.0187e-05 | 5.817e-06% | 746.1553 | 690.806 | 746.1554 | 690.806
1131.632 | 60.4479 | 1.6168 | 31.5574 | 0 | 17.5404 | 286.5748 | 4.0326e-05 | 1.196e-05% | 397.7373 | 337.2894 | 397.7373 | 337.2894
1131.728 | 67.4491 | 1.7935 | 34.4363 | 0 | 0.36981 | 312.6445 | 4.0465e-05 | 1.159e-05% | 416.6932 | 349.2441 | 416.6932 | 349.2442
1131.824 | 69.9127 | 1.8535 | 35.4493 | 1.7952e-18 | 0.062271 | 321.6828 | 4.0605e-05 | 1.131e-05% | 428.9606 | 359.0479 | 428.9606 | 359.048
1131.92 | 68.8125 | 1.8229 | 35.0357 | 9.6798e-19 | 4.6772 | 317.7436 | 4.0745e-05 | 1.134e-05% | 428.0918 | 359.2793 | 428.0919 | 359.2794
1132.016 | 64.7655 | 1.7182 | 33.4514 | 9.4738e-19 | 139.8279 | 303.2798 | 4.0885e-05 | 8.548e-06% | 543.0428 | 478.2774 | 543.0429 | 478.2774
1132.112 | 62.2351 | 1.6529 | 32.4557 | 2.9657e-18 | 1583.4414 | 294.3483 | 4.1026e-05 | 2.146e-06% | 1974.1334 | 1911.8983 | 1974.1334 | 1911.8983
1132.208 | 64.1736 | 1.7012 | 33.2205 | 6.5905e-19 | 6792.144 | 301.5584 | 4.1168e-05 | 5.775e-07% | 7192.7977 | 7128.6241 | 7192.7977 | 7128.6241
1132.304 | 62.2979 | 1.653 | 32.3823 | 6.5905e-19 | 11035.9192 | 294.295 | 4.131e-05 | 3.635e-07% | 11426.5473 | 11364.2494 | 11426.5473 | 11364.2495
1132.4 | 51.8005 | 1.3845 | 27.8668 | 8.5127e-19 | 6792.144 | 253.6624 | 4.1452e-05 | 5.859e-07% | 7126.8582 | 7075.0577 | 7126.8582 | 7075.0577
1132.496 | 45.6054 | 1.2262 | 25.1244 | 1.373e-19 | 1583.4414 | 229.3172 | 4.1595e-05 | 2.262e-06% | 1884.7146 | 1839.1092 | 1884.7147 | 1839.1093
1132.592 | 53.7249 | 1.4372 | 28.6352 | 0 | 139.9448 | 262.1125 | 4.1738e-05 | 9.659e-06% | 485.8547 | 432.1298 | 485.8547 | 432.1298
1132.688 | 62.4309 | 1.6643 | 32.436 | 0 | 14.0175 | 297.643 | 4.1882e-05 | 1.211e-05% | 408.1918 | 345.7608 | 408.1918 | 345.7609
1132.784 | 65.007 | 1.7338 | 33.5358 | 0 | 284.9198 | 308.6443 | 4.2026e-05 | 6.683e-06% | 693.8407 | 628.8338 | 693.8408 | 628.8338
1132.88 | 63.4723 | 1.6988 | 32.9054 | 0 | 3393.9069 | 303.9389 | 4.2171e-05 | 1.13e-06% | 3795.9223 | 3732.45 | 3795.9223 | 3732.45
1132.976 | 60.8469 | 1.6371 | 31.8249 | 0 | 16461.5242 | 295.2983 | 4.2316e-05 | 2.52e-07% | 16851.1313 | 16790.2845 | 16851.1314 | 16790.2845
1133.072 | 59.3107 | 1.6021 | 31.0802 | 0 | 34911.479 | 289.7897 | 4.2462e-05 | 1.205e-07% | 35293.2616 | 35233.9509 | 35293.2617 | 35233.951
1133.168 | 51.5091 | 1.4011 | 27.538 | 0 | 34752.5852 | 257.9044 | 4.2608e-05 | 1.216e-07% | 35090.9378 | 35039.4288 | 35090.9379 | 35039.4288
1133.264 | 42.6854 | 1.1738 | 23.6565 | 0 | 16266.502 | 222.6762 | 4.2755e-05 | 2.589e-07% | 16556.694 | 16514.0085 | 16556.694 | 16514.0086
1133.36 | 44.8762 | 1.237 | 24.7668 | 2.746e-19 | 3339.8557 | 234.0416 | 4.2902e-05 | 1.192e-06% | 3644.7773 | 3599.901 | 3644.7773 | 3599.901
1133.456 | 43.2978 | 1.1968 | 24.1417 | 0 | 279.8003 | 228.4569 | 4.3049e-05 | 8.068e-06% | 576.8934 | 533.5957 | 576.8935 | 533.5957
1133.552 | 31.4601 | 0.88137 | 18.8198 | 0 | 9.1675 | 178.1527 | 4.3197e-05 | 2.087e-05% | 238.4816 | 207.0214 | 238.4816 | 207.0215
1133.648 | 25.6753 | 0.72533 | 16.1966 | 0 | 0.11467 | 153.1713 | 4.3346e-05 | 2.547e-05% | 195.8833 | 170.2079 | 195.8833 | 170.208
1133.744 | 35.0186 | 0.96912 | 20.3952 | 1.246e-18 | 4.6071e-12 | 192.4598 | 4.3495e-05 | 2.034e-05% | 248.8426 | 213.8241 | 248.8426 | 213.8241
1133.84 | 49.7582 | 1.3535 | 26.9396 | 1.7163e-20 | 0 | 253.7397 | 4.3644e-05 | 1.547e-05% | 331.791 | 282.0328 | 331.791 | 282.0329
1133.936 | 50.9428 | 1.3819 | 27.4743 | 0 | 2.937e-12 | 258.397 | 4.3794e-05 | 1.525e-05% | 338.196 | 287.2531 | 338.196 | 287.2532
1134.032 | 37.4303 | 1.0248 | 21.3999 | 0 | 0 | 200.9944 | 4.3945e-05 | 1.967e-05% | 260.8493 | 223.419 | 260.8493 | 223.4191
1134.128 | 29.0827 | 0.80272 | 17.6015 | 1.9308e-18 | 1.1921e-11 | 165.0311 | 4.4096e-05 | 2.404e-05% | 212.5181 | 183.4354 | 212.5181 | 183.4354
1134.224 | 35.3429 | 0.96642 | 20.686 | 2.7632e-19 | 1.2669e-11 | 193.6213 | 4.4247e-05 | 2.055e-05% | 250.6166 | 215.2737 | 250.6166 | 215.2738
1134.32 | 42.89 | 1.1624 | 24.2481 | 1.8021e-19 | 2.1193e-11 | 226.6676 | 4.4399e-05 | 1.761e-05% | 294.9682 | 252.0781 | 294.9682 | 252.0782
1134.416 | 38.9647 | 1.0543 | 22.1072 | 9.5596e-19 | 6.2196e-11 | 206.4477 | 4.4552e-05 | 1.94e-05% | 268.5739 | 229.6092 | 268.574 | 229.6092
1134.512 | 22.6238 | 0.61826 | 13.7181 | 1.3027e-18 | 5.5193e-10 | 128.0183 | 4.4705e-05 | 3.14e-05% | 164.9784 | 142.3546 | 164.9785 | 142.3546
1134.608 | 8.2812 | 0.23287 | 6.0011 | 1.3833e-18 | 2.3053e-09 | 55.9699 | 4.4858e-05 | 7.211e-05% | 70.4851 | 62.2039 | 70.4851 | 62.2039
1134.704 | 3.5669 | 0.10537 | 3.4067 | 0 | 3.7354e-09 | 31.7658 | 4.5012e-05 | 0.0001276% | 38.8448 | 35.2779 | 38.8448 | 35.2779
1134.8 | 4.3043 | 0.12709 | 4.0427 | 0 | 2.3042e-09 | 37.74 | 4.5167e-05 | 0.0001078% | 46.214 | 41.9098 | 46.2141 | 41.9098
1134.896 | 8.8397 | 0.25216 | 6.8216 | 6.5905e-19 | 0.090995 | 63.837 | 4.5322e-05 | 6.383e-05% | 79.8415 | 71.0018 | 79.8415 | 71.0018
1134.992 | 18.1483 | 0.50538 | 12.1148 | 3.4051e-18 | 7.2991 | 113.6234 | 4.5477e-05 | 3.405e-05% | 151.691 | 133.5427 | 151.691 | 133.5427
1135.088 | 24.9254 | 0.68939 | 15.877 | 5.4921e-19 | 223.9623 | 149.2022 | 4.5633e-05 | 1.171e-05% | 414.6562 | 389.7309 | 414.6563 | 389.7309
1135.184 | 23.6912 | 0.65838 | 15.3082 | 2.4989e-18 | 2708.1036 | 144.2915 | 4.5789e-05 | 1.596e-06% | 2892.0528 | 2868.3616 | 2892.0529 | 2868.3617
1135.28 | 27.1782 | 0.75011 | 16.7749 | 2.8559e-18 | 13563.0639 | 158.8635 | 4.5946e-05 | 3.344e-07% | 13766.6306 | 13739.4524 | 13766.6306 | 13739.4524
1135.376 | 42.2401 | 1.1459 | 23.6438 | 3.5424e-18 | 30387.6943 | 224.6983 | 4.6104e-05 | 1.505e-07% | 30679.4223 | 30637.1822 | 30679.4224 | 30637.1823
1135.472 | 56.8615 | 1.5286 | 30.1564 | 3.2815e-18 | 32270.035 | 287.2843 | 4.6262e-05 | 1.42e-07% | 32645.8658 | 32589.0043 | 32645.8659 | 32589.0044
1135.568 | 63.4033 | 1.6994 | 32.9467 | 9.3365e-19 | 15873.4014 | 314.543 | 4.642e-05 | 2.861e-07% | 16285.9938 | 16222.5905 | 16285.9938 | 16222.5906
1135.664 | 64.7205 | 1.7342 | 33.4889 | 1.3181e-18 | 3348.4232 | 320.2431 | 4.6579e-05 | 1.258e-06% | 3768.6098 | 3703.8893 | 3768.6098 | 3703.8894
1135.76 | 63.2515 | 1.696 | 32.8733 | 2.9383e-18 | 283.9089 | 314.6278 | 4.6739e-05 | 7.382e-06% | 696.3574 | 633.1059 | 696.3575 | 633.106
1135.856 | 55.4034 | 1.4913 | 29.4765 | 4.3937e-18 | 9.3474 | 282.1643 | 4.6899e-05 | 1.454e-05% | 377.883 | 322.4795 | 377.883 | 322.4796
1135.952 | 38.6046 | 1.0499 | 21.8104 | 1.9222e-18 | 0.11728 | 208.7163 | 4.706e-05 | 2.031e-05% | 270.2985 | 231.6939 | 270.2986 | 231.694
1136.048 | 22.8497 | 0.6315 | 14.2533 | 8.7873e-19 | 1.8428e-11 | 136.2512 | 4.7221e-05 | 3.124e-05% | 173.9857 | 151.136 | 173.9857 | 151.136
1136.144 | 25.1325 | 0.68713 | 15.2221 | 1.9291e-18 | 1.2209e-11 | 145.1995 | 4.7382e-05 | 2.941e-05% | 186.2413 | 161.1088 | 186.2413 | 161.1088
1136.24 | 43.6304 | 1.1691 | 23.9676 | 1.6133e-18 | 1.0136e-11 | 228.3357 | 4.7544e-05 | 1.876e-05% | 297.1029 | 253.4724 | 297.1029 | 253.4725
1136.336 | 58.5604 | 1.5554 | 30.8983 | 4.3937e-19 | 0 | 294.1327 | 4.7707e-05 | 1.461e-05% | 385.1469 | 326.5865 | 385.1469 | 326.5865
1136.432 | 63.828 | 1.6884 | 33.2486 | 1.373e-18 | 0 | 316.3085 | 4.787e-05 | 1.363e-05% | 415.0735 | 351.2455 | 415.0736 | 351.2456
1136.528 | 65.8305 | 1.7368 | 34.0776 | 5.1488e-20 | 0 | 324.1102 | 4.8034e-05 | 1.335e-05% | 425.755 | 359.9245 | 425.7551 | 359.9246
1136.624 | 67.0852 | 1.7668 | 34.582 | 0 | 0 | 328.9793 | 4.8198e-05 | 1.319e-05% | 432.4133 | 365.3281 | 432.4133 | 365.3281
1136.72 | 67.1607 | 1.7681 | 34.6158 | 2.3204e-18 | 3.1674e-12 | 329.5442 | 4.8363e-05 | 1.322e-05% | 433.0889 | 365.9282 | 433.0889 | 365.9282
1136.816 | 66.5504 | 1.7534 | 34.3763 | 0 | 6.7865e-12 | 327.73 | 4.8528e-05 | 1.334e-05% | 430.4101 | 363.8597 | 430.4102 | 363.8597
1136.912 | 67.4553 | 1.778 | 34.7263 | 2.6225e-18 | 3.153e-12 | 331.818 | 4.8694e-05 | 1.322e-05% | 435.7776 | 368.3223 | 435.7777 | 368.3223
1137.008 | 68.9064 | 1.8181 | 35.2809 | 7.0024e-19 | 3.153e-12 | 338.2098 | 4.8861e-05 | 1.302e-05% | 444.2152 | 375.3087 | 444.2152 | 375.3088
1137.104 | 69.3296 | 1.8343 | 35.4225 | 2.595e-18 | 0 | 341.0406 | 4.9028e-05 | 1.296e-05% | 447.6271 | 378.2975 | 447.6271 | 378.2975
1137.2 | 68.9829 | 1.8328 | 35.2552 | 7.1397e-19 | 0.033564 | 341.2058 | 4.9195e-05 | 1.3e-05% | 447.3103 | 378.3274 | 447.3103 | 378.3274
1137.296 | 67.5281 | 1.8036 | 34.6474 | 1.6202e-18 | 2.6491 | 337.2021 | 4.9363e-05 | 1.312e-05% | 443.8303 | 376.3022 | 443.8304 | 376.3023
1137.392 | 63.7758 | 1.715 | 33.1164 | 2.1968e-19 | 79.1962 | 324.0506 | 4.9532e-05 | 1.131e-05% | 501.854 | 438.0782 | 501.854 | 438.0783
1137.488 | 57.2809 | 1.5525 | 30.3613 | 1.3181e-18 | 896.8432 | 298.4915 | 4.9701e-05 | 4.05e-06% | 1284.5293 | 1227.2484 | 1284.5293 | 1227.2484
1137.584 | 47.1812 | 1.2894 | 25.7877 | 3.2952e-19 | 3847.2588 | 254.4355 | 4.987e-05 | 1.208e-06% | 4175.9526 | 4128.7714 | 4175.9526 | 4128.7715
1137.68 | 41.3408 | 1.1351 | 23.0188 | 8.7873e-19 | 6254.5542 | 227.758 | 5.0041e-05 | 7.691e-07% | 6547.8069 | 6506.4662 | 6547.807 | 6506.4662
1137.776 | 51.0505 | 1.3914 | 27.32 | 0 | 3870.0279 | 270.7538 | 5.0211e-05 | 1.204e-06% | 4220.5437 | 4169.4932 | 4220.5438 | 4169.4932
1137.872 | 63.0601 | 1.7076 | 32.6334 | 0 | 959.6624 | 323.663 | 5.0383e-05 | 3.824e-06% | 1380.7266 | 1317.6665 | 1380.7266 | 1317.6665
1137.968 | 67.0445 | 1.8122 | 34.368 | 1.2083e-18 | 159.0276 | 341.1881 | 5.0555e-05 | 9.425e-06% | 603.4404 | 536.3959 | 603.4405 | 536.396
1138.064 | 66.9425 | 1.8102 | 34.3462 | 0 | 46.5941 | 341.4263 | 5.0727e-05 | 1.196e-05% | 491.1193 | 424.1768 | 491.1194 | 424.1769
1138.16 | 66.2773 | 1.794 | 34.0828 | 2.1968e-18 | 9.8203 | 339.371 | 5.09e-05 | 1.322e-05% | 451.3454 | 385.0681 | 451.3455 | 385.0682
1138.256 | 64.326 | 1.7446 | 33.2795 | 1.6476e-18 | 0.84891 | 331.9653 | 5.1073e-05 | 1.388e-05% | 432.1642 | 367.8383 | 432.1643 | 367.8383
1138.352 | 57.5327 | 1.5669 | 30.3205 | 2.5264e-18 | 0.028201 | 302.8986 | 5.1248e-05 | 1.531e-05% | 392.3469 | 334.8142 | 392.347 | 334.8143
1138.448 | 43.5242 | 1.1939 | 23.8851 | 2.087e-18 | 0.00075015 | 238.7357 | 5.1422e-05 | 1.949e-05% | 307.3397 | 263.8154 | 307.3397 | 263.8155
1138.544 | 35.1151 | 0.9656 | 19.8814 | 5.7118e-18 | 0.03152 | 198.395 | 5.1597e-05 | 2.353e-05% | 254.3887 | 219.2736 | 254.3887 | 219.2736
1138.64 | 44.8774 | 1.2214 | 24.5061 | 1.7849e-18 | 0.96177 | 243.9725 | 5.1773e-05 | 1.913e-05% | 315.5391 | 270.6617 | 315.5392 | 270.6618
1138.736 | 58.1298 | 1.5688 | 30.6635 | 1.8673e-18 | 11.4731 | 304.9282 | 5.195e-05 | 1.49e-05% | 406.7634 | 348.6336 | 406.7635 | 348.6337
1138.832 | 65.0922 | 1.7477 | 33.684 | 4.6683e-19 | 55.8025 | 334.8251 | 5.2126e-05 | 1.223e-05% | 491.1515 | 426.0593 | 491.1516 | 426.0593
1138.928 | 68.3612 | 1.8305 | 35.0055 | 0 | 118.9306 | 348.1131 | 5.2304e-05 | 1.038e-05% | 572.2409 | 503.8797 | 572.2409 | 503.8798
1139.024 | 69.4812 | 1.86 | 35.4457 | 0 | 119.1174 | 353.0393 | 5.2482e-05 | 1.03e-05% | 578.9437 | 509.4625 | 578.9438 | 509.4625
1139.12 | 69.5301 | 1.8642 | 35.4549 | 0 | 56.0319 | 354.0785 | 5.2661e-05 | 1.177e-05% | 516.9596 | 447.4294 | 516.9596 | 447.4295
1139.216 | 69.5437 | 1.8682 | 35.4469 | 0 | 11.5367 | 355.1072 | 5.284e-05 | 1.308e-05% | 473.5028 | 403.9591 | 473.5028 | 403.9591
1139.312 | 69.4795 | 1.8689 | 35.4141 | 0 | 0.96772 | 355.6274 | 5.302e-05 | 1.346e-05% | 463.3576 | 393.8781 | 463.3577 | 393.8782
1139.408 | 69.3039 | 1.8643 | 35.3486 | 8.2724e-19 | 0.031723 | 355.3291 | 5.32e-05 | 1.355e-05% | 461.8777 | 392.5737 | 461.8777 | 392.5738
1139.504 | 69.012 | 1.8547 | 35.2463 | 4.1705e-19 | 0.00039694 | 354.2671 | 5.3381e-05 | 1.364e-05% | 460.3804 | 391.3684 | 460.3805 | 391.3685
1139.6 | 67.3646 | 1.8095 | 34.6115 | 5.5607e-19 | 6.4499e-12 | 347.6674 | 5.3563e-05 | 1.395e-05% | 451.4531 | 384.0885 | 451.4531 | 384.0886
1139.696 | 62.9865 | 1.6943 | 32.8794 | 1.3044e-19 | 0 | 329.998 | 5.3745e-05 | 1.474e-05% | 427.5583 | 364.5717 | 427.5583 | 364.5718
1139.792 | 55.6643 | 1.5034 | 29.8852 | 0 | 0 | 299.721 | 5.3927e-05 | 1.629e-05% | 386.7739 | 331.1096 | 386.7739 | 331.1096
1139.888 | 45.8315 | 1.2472 | 25.6722 | 2.1968e-19 | 0 | 257.4077 | 5.4111e-05 | 1.903e-05% | 330.1586 | 284.3271 | 330.1586 | 284.3271
1139.984 | 38.8366 | 1.0655 | 22.5869 | 1.7575e-18 | 0 | 226.7443 | 5.4295e-05 | 2.168e-05% | 289.2332 | 250.3967 | 289.2333 | 250.3967
1140.08 | 44.5758 | 1.2167 | 25.0129 | 1.8124e-18 | 4.6071e-12 | 251.8377 | 5.4479e-05 | 1.959e-05% | 322.6431 | 278.0672 | 322.6431 | 278.0673
1140.176 | 58.0285 | 1.5694 | 30.6992 | 3.2952e-18 | 9.3869e-12 | 310.0812 | 5.4664e-05 | 1.597e-05% | 400.3783 | 342.3498 | 400.3783 | 342.3499
1140.272 | 65.9078 | 1.7791 | 33.9837 | 2.8559e-18 | 4.6467e-12 | 344.4256 | 5.485e-05 | 1.443e-05% | 446.0963 | 380.1884 | 446.0963 | 380.1885
1140.368 | 67.6209 | 1.8305 | 34.6711 | 2.6362e-18 | 2.8873e-12 | 352.7822 | 5.5036e-05 | 1.414e-05% | 456.9046 | 389.2837 | 456.9047 | 389.2838
1140.464 | 67.7501 | 1.8411 | 34.6949 | 1.9771e-18 | 4.319e-13 | 354.4868 | 5.5223e-05 | 1.412e-05% | 458.773 | 391.0228 | 458.773 | 391.0229
1140.56 | 66.8421 | 1.8236 | 34.3023 | 7.1397e-19 | 0 | 351.7257 | 5.5411e-05 | 1.429e-05% | 454.6937 | 387.8516 | 454.6937 | 387.8516
1140.656 | 62.624 | 1.716 | 32.5203 | 2.801e-18 | 0 | 334.1468 | 5.5599e-05 | 1.509e-05% | 431.0071 | 368.3831 | 431.0071 | 368.3832
1140.752 | 50.8628 | 1.4043 | 27.4336 | 1.9771e-18 | 0 | 281.9248 | 5.5787e-05 | 1.795e-05% | 361.6255 | 310.7627 | 361.6256 | 310.7628
1140.848 | 36.2456 | 1.0135 | 21.0263 | 1.8673e-18 | 1.8428e-12 | 215.6646 | 5.5977e-05 | 2.355e-05% | 273.95 | 237.7044 | 273.9501 | 237.7045
1140.944 | 36.0363 | 1.0037 | 20.9468 | 1.8673e-18 | 0 | 213.99 | 5.6166e-05 | 2.381e-05% | 271.9767 | 235.9404 | 271.9767 | 235.9405
1141.04 | 50.4731 | 1.3812 | 27.3254 | 6.5905e-19 | 0 | 278.2187 | 5.6357e-05 | 1.836e-05% | 357.3984 | 306.9253 | 357.3984 | 306.9253
1141.136 | 62.1024 | 1.683 | 32.4153 | 0 | 5.5285e-12 | 329.1599 | 5.6548e-05 | 1.557e-05% | 425.3606 | 363.2582 | 425.3606 | 363.2582
1141.232 | 65.6013 | 1.7699 | 33.9214 | 3.2952e-18 | 7.3713e-12 | 343.5581 | 5.674e-05 | 1.496e-05% | 444.8507 | 379.2494 | 444.8508 | 379.2494
1141.328 | 62.751 | 1.6915 | 32.6743 | 1.3181e-18 | 6.9106e-12 | 330.187 | 5.6932e-05 | 1.562e-05% | 427.3038 | 364.5528 | 427.3039 | 364.5528
1141.424 | 51.6543 | 1.3981 | 27.7547 | 1.3181e-18 | 4.6071e-12 | 279.9619 | 5.7125e-05 | 1.848e-05% | 360.7689 | 309.1147 | 360.769 | 309.1147
1141.52 | 42.0411 | 1.1443 | 23.5086 | 3.0756e-18 | 0 | 236.6392 | 5.7319e-05 | 2.194e-05% | 303.3332 | 261.2921 | 303.3332 | 261.2921
1141.616 | 49.0463 | 1.3256 | 26.7279 | 6.5905e-19 | 3.225e-12 | 268.4717 | 5.7513e-05 | 1.94e-05% | 345.5715 | 296.5252 | 345.5716 | 296.5252
1141.712 | 61.4013 | 1.6442 | 32.1921 | 3.2952e-19 | 0 | 322.7806 | 5.7708e-05 | 1.618e-05% | 418.0182 | 356.6169 | 418.0182 | 356.617
1141.808 | 66.6099 | 1.7752 | 34.4399 | 1.0984e-18 | 0 | 344.6399 | 5.7903e-05 | 1.52e-05% | 447.4649 | 380.8551 | 447.465 | 380.8551
1141.904 | 67.0363 | 1.7833 | 34.6361 | 1.6476e-18 | 0 | 346.0285 | 5.8099e-05 | 1.519e-05% | 449.4843 | 382.448 | 449.4844 | 382.4481
1142 | 64.6565 | 1.7211 | 33.6094 | 0 | 0 | 335.6105 | 5.8296e-05 | 1.572e-05% | 435.5975 | 370.941 | 435.5976 | 370.9411
1142.096 | 55.6267 | 1.4896 | 29.6961 | 0 | 0 | 296.7964 | 5.8493e-05 | 1.783e-05% | 383.609 | 327.9822 | 383.609 | 327.9823
1142.192 | 47.2396 | 1.277 | 26.0846 | 0 | 6.9106e-12 | 261.3709 | 5.8691e-05 | 2.033e-05% | 335.9721 | 288.7325 | 335.9722 | 288.7326
1142.288 | 52.8874 | 1.4287 | 28.5634 | 4.3937e-19 | 3.225e-12 | 287.2442 | 5.889e-05 | 1.856e-05% | 370.1238 | 317.2364 | 370.1239 | 317.2364
1142.384 | 62.9583 | 1.695 | 32.8599 | 0 | 6.9106e-12 | 331.5865 | 5.9089e-05 | 1.614e-05% | 429.0997 | 366.1414 | 429.0998 | 366.1415
1142.48 | 66.65 | 1.7963 | 34.3935 | 8.7873e-19 | 9.6749e-12 | 348.2448 | 5.9289e-05 | 1.542e-05% | 451.0847 | 384.4347 | 451.0848 | 384.4347
1142.576 | 65.5984 | 1.7737 | 33.9714 | 8.7873e-19 | 1.3821e-11 | 344.8437 | 5.949e-05 | 1.563e-05% | 446.1871 | 380.5887 | 446.1871 | 380.5888
1142.672 | 63.883 | 1.7304 | 33.2889 | 1.7575e-18 | 9.5021e-12 | 338.1126 | 5.9691e-05 | 1.6e-05% | 437.0149 | 373.1318 | 437.0149 | 373.1319
1142.768 | 62.2212 | 1.6853 | 32.6331 | 0 | 0 | 330.9929 | 5.9893e-05 | 1.639e-05% | 427.5325 | 365.3113 | 427.5325 | 365.3114
1142.864 | 60.4343 | 1.6347 | 31.9424 | 2.6362e-18 | 0 | 323.0383 | 6.0095e-05 | 1.685e-05% | 417.0497 | 356.6155 | 417.0498 | 356.6155
1142.96 | 61.4361 | 1.6541 | 32.3844 | 2.1968e-18 | 8.0624e-13 | 326.1998 | 6.0298e-05 | 1.674e-05% | 421.6743 | 360.2382 | 421.6744 | 360.2383
1143.056 | 64.1891 | 1.7172 | 33.5257 | 0 | 0 | 336.2093 | 6.0502e-05 | 1.629e-05% | 435.6413 | 371.4522 | 435.6414 | 371.4522
1143.152 | 66.8903 | 1.7785 | 34.6362 | 2.1968e-19 | 0 | 345.8436 | 6.0706e-05 | 1.588e-05% | 449.1485 | 382.2582 | 449.1486 | 382.2583
1143.248 | 68.9893 | 1.8257 | 35.4974 | 2.1968e-18 | 7.5822e-05 | 353.2217 | 6.0911e-05 | 1.56e-05% | 459.5342 | 390.5449 | 459.5342 | 390.545
1143.344 | 69.907 | 1.8455 | 35.8791 | 1.3181e-18 | 0.00601 | 356.3299 | 6.1117e-05 | 1.551e-05% | 463.9674 | 394.0605 | 463.9675 | 394.0605
1143.44 | 69.555 | 1.8359 | 35.7432 | 2.1968e-19 | 0.18093 | 354.8497 | 6.1324e-05 | 1.562e-05% | 462.1647 | 392.6096 | 462.1647 | 392.6097
1143.536 | 66.9111 | 1.7706 | 34.6539 | 0 | 2.7534 | 344.4286 | 6.1531e-05 | 1.604e-05% | 450.5176 | 383.6066 | 450.5177 | 383.6066
1143.632 | 58.6132 | 1.5631 | 31.168 | 4.5548e-19 | 62.0087 | 310.5816 | 6.1738e-05 | 1.523e-05% | 463.9346 | 405.3214 | 463.9346 | 405.3214
1143.728 | 46.1541 | 1.2493 | 25.8459 | 5.0851e-19 | 1590.5446 | 258.6687 | 6.1947e-05 | 3.302e-06% | 1922.4626 | 1876.3085 | 1922.4626 | 1876.3085
1143.824 | 42.7462 | 1.1685 | 24.3218 | 2.9248e-19 | 17831.9069 | 244.9562 | 6.2156e-05 | 3.434e-07% | 18145.0996 | 18102.3534 | 18145.0997 | 18102.3535
1143.92 | 51.5882 | 1.4048 | 28.1026 | 1.3697e-19 | 76436.8252 | 284.5083 | 6.2365e-05 | 8.126e-08% | 76802.4291 | 76750.8408 | 76802.4291 | 76750.8409
1144.016 | 57.1414 | 1.5551 | 30.5296 | 6.5191e-20 | 124187.8351 | 310.1255 | 6.2576e-05 | 5.025e-08% | 124587.1867 | 124530.0453 | 124587.1867 | 124530.0454
1144.112 | 53.4686 | 1.4627 | 28.9538 | 5.2533e-19 | 76431.9219 | 294.8413 | 6.2787e-05 | 8.18e-08% | 76810.6483 | 76757.1797 | 76810.6484 | 76757.1798
1144.208 | 43.0423 | 1.1868 | 24.1654 | 0 | 17818.4581 | 246.3377 | 6.2999e-05 | 3.482e-07% | 18133.1904 | 18090.148 | 18133.1904 | 18090.1481
1144.304 | 29.0264 | 0.81051 | 17.537 | 7.4508e-19 | 1575.27 | 178.5371 | 6.3211e-05 | 3.567e-06% | 1801.181 | 1772.1545 | 1801.181 | 1772.1546
1144.4 | 27.8814 | 0.7747 | 16.8953 | 0 | 106.1288 | 171.1967 | 6.3424e-05 | 2.15e-05% | 322.8769 | 294.9955 | 322.877 | 294.9956
1144.496 | 43.5593 | 1.1859 | 24.1943 | 2.1999e-18 | 606.4761 | 244.2522 | 6.3638e-05 | 7.264e-06% | 919.6679 | 876.1086 | 919.668 | 876.1087
1144.592 | 58.3958 | 1.5728 | 30.9822 | 6.1285e-19 | 2598.6082 | 312.064 | 6.3852e-05 | 2.169e-06% | 3001.623 | 2943.2271 | 3001.623 | 2943.2272
1144.688 | 63.7533 | 1.7091 | 33.3435 | 0 | 4222.4892 | 335.2117 | 6.4067e-05 | 1.395e-06% | 4656.5067 | 4592.7534 | 4656.5068 | 4592.7535
1144.784 | 60.3614 | 1.6187 | 31.8338 | 0 | 2618.6406 | 319.645 | 6.4283e-05 | 2.163e-06% | 3032.0995 | 2971.7381 | 3032.0996 | 2971.7382
1144.88 | 48.2295 | 1.301 | 26.3228 | 0 | 1204.6946 | 264.1722 | 6.45e-05 | 4.31e-06% | 1544.7201 | 1496.4905 | 1544.7201 | 1496.4906
1144.976 | 39.6148 | 1.0749 | 22.3419 | 5.6156e-19 | 6835.4033 | 224.1843 | 6.4717e-05 | 9.137e-07% | 7122.6192 | 7083.0044 | 7122.6192 | 7083.0044
1145.072 | 48.1563 | 1.2985 | 26.3043 | 0 | 29092.6576 | 263.8824 | 6.4935e-05 | 2.21e-07% | 29432.299 | 29384.1428 | 29432.2991 | 29384.1428
1145.168 | 59.2538 | 1.5879 | 31.397 | 4.7002e-19 | 47267.0522 | 314.8073 | 6.5153e-05 | 1.368e-07% | 47674.0982 | 47614.8444 | 47674.0982 | 47614.8445
1145.264 | 58.978 | 1.5794 | 31.2744 | 0 | 29090.8681 | 313.3042 | 6.5373e-05 | 2.221e-07% | 29496.0041 | 29437.0261 | 29496.0042 | 29437.0262
1145.36 | 47.1947 | 1.2698 | 25.8473 | 0 | 6781.9065 | 258.5931 | 6.5593e-05 | 9.281e-07% | 7114.8114 | 7067.6167 | 7114.8115 | 7067.6167
1145.456 | 38.0009 | 1.0267 | 21.5791 | 0 | 598.8853 | 215.3645 | 6.5813e-05 | 7.864e-06% | 874.8565 | 836.8557 | 874.8566 | 836.8558
1145.552 | 46.4312 | 1.2445 | 25.5675 | 0 | 20.0324 | 254.6002 | 6.6035e-05 | 2.191e-05% | 347.8757 | 301.4446 | 347.8758 | 301.4447
1145.648 | 58.8035 | 1.5645 | 31.2684 | 0 | 0.25382 | 311.0976 | 6.6257e-05 | 1.925e-05% | 402.9879 | 344.1844 | 402.9879 | 344.1844
1145.744 | 60.8544 | 1.6166 | 32.1825 | 0 | 0 | 320.0554 | 6.648e-05 | 1.879e-05% | 414.709 | 353.8545 | 414.709 | 353.8546
1145.84 | 51.7712 | 1.3817 | 28.1031 | 0 | 0.0086972 | 279.4105 | 6.6703e-05 | 2.159e-05% | 360.6752 | 308.904 | 360.6752 | 308.9041
1145.936 | 44.1008 | 1.1834 | 24.6532 | 0 | 0.68643 | 245.0611 | 6.6927e-05 | 2.464e-05% | 315.6849 | 271.5841 | 315.685 | 271.5842
1146.032 | 51.6008 | 1.3769 | 28.0414 | 1.0836e-18 | 20.5213 | 278.6976 | 6.7152e-05 | 2.043e-05% | 380.2379 | 328.6371 | 380.238 | 328.6372
1146.128 | 60.9395 | 1.6174 | 32.2428 | 3.4926e-19 | 232.3877 | 320.368 | 6.7378e-05 | 1.149e-05% | 647.5553 | 586.6158 | 647.5553 | 586.6158
1146.224 | 60.4281 | 1.6045 | 32.1265 | 1.718e-18 | 996.8228 | 319.0085 | 6.7604e-05 | 5.009e-06% | 1409.9904 | 1349.5623 | 1409.9905 | 1349.5624
1146.32 | 55.8907 | 1.4881 | 30.2651 | 9.9887e-19 | 1619.7284 | 300.2005 | 6.7831e-05 | 3.476e-06% | 2007.5727 | 1951.682 | 2007.5728 | 1951.6821
1146.416 | 51.9942 | 1.3872 | 28.6067 | 0 | 1003.4774 | 283.424 | 6.8059e-05 | 5.168e-06% | 1368.8895 | 1316.8953 | 1368.8896 | 1316.8954
1146.512 | 43.3111 | 1.1635 | 24.7558 | 0 | 431.3325 | 245.0285 | 6.8288e-05 | 9.724e-06% | 745.5915 | 702.2804 | 745.5916 | 702.2805
1146.608 | 32.7494 | 0.88802 | 19.7265 | 0 | 2273.416 | 195.0601 | 6.8517e-05 | 2.753e-06% | 2521.8401 | 2489.0907 | 2521.8401 | 2489.0907
1146.704 | 31.778 | 0.85761 | 18.9127 | 7.8262e-19 | 9664.4389 | 186.8192 | 6.8747e-05 | 6.965e-07% | 9902.8064 | 9871.0284 | 9902.8065 | 9871.0285
1146.8 | 44.7803 | 1.192 | 24.9086 | 7.1054e-19 | 15701.7526 | 245.9413 | 6.8978e-05 | 4.318e-07% | 16018.5748 | 15973.7945 | 16018.5749 | 15973.7946
1146.896 | 53.3402 | 1.4149 | 29.0347 | 2.7821e-18 | 9663.9982 | 286.7602 | 6.9209e-05 | 6.934e-07% | 10034.5482 | 9981.208 | 10034.5483 | 9981.2081
1146.992 | 47.4851 | 1.2669 | 26.497 | 7.38e-20 | 2254.4744 | 261.9197 | 6.9441e-05 | 2.729e-06% | 2591.6431 | 2544.158 | 2591.6432 | 2544.1581
1147.088 | 41.7457 | 1.1212 | 23.8873 | 1.948e-18 | 203.7565 | 236.5219 | 6.9674e-05 | 1.497e-05% | 507.0326 | 465.287 | 507.0327 | 465.287
1147.184 | 45.0727 | 1.2097 | 25.4562 | 3.7844e-19 | 13.2635 | 252.4982 | 6.9908e-05 | 2.391e-05% | 337.5003 | 292.4276 | 337.5004 | 292.4276
1147.28 | 44.6081 | 1.202 | 25.4569 | 1.4382e-18 | 3.87 | 252.8631 | 7.0142e-05 | 2.475e-05% | 328.0001 | 283.3919 | 328.0001 | 283.392
1147.376 | 39.7131 | 1.0791 | 23.3901 | 1.2314e-18 | 0.85765 | 232.6666 | 7.0378e-05 | 2.728e-05% | 297.7066 | 257.9935 | 297.7067 | 257.9936
1147.472 | 36.2831 | 0.99167 | 21.8533 | 9.4518e-19 | 0.07496 | 217.5998 | 7.0613e-05 | 2.936e-05% | 276.8028 | 240.5197 | 276.8029 | 240.5198
1147.568 | 34.5858 | 0.94651 | 20.984 | 4.1511e-19 | 0.0070184 | 208.9789 | 7.085e-05 | 3.068e-05% | 265.5022 | 230.9164 | 265.5023 | 230.9165
1147.664 | 39.9708 | 1.0819 | 23.182 | 0 | 0.13532 | 230.7008 | 7.1088e-05 | 2.787e-05% | 295.0708 | 255.1 | 295.0709 | 255.1001
1147.76 | 54.031 | 1.4403 | 29.2499 | 1.0686e-18 | 1.536 | 290.8139 | 7.1326e-05 | 2.208e-05% | 377.0711 | 323.0401 | 377.0712 | 323.0402
1147.856 | 64.2547 | 1.7009 | 33.6921 | 9.98e-19 | 6.7066 | 334.7353 | 7.1565e-05 | 1.899e-05% | 441.0896 | 376.8349 | 441.0897 | 376.8349
1147.952 | 66.8349 | 1.7662 | 34.8184 | 1.5844e-18 | 12.2354 | 345.7759 | 7.1804e-05 | 1.82e-05% | 461.4307 | 394.5959 | 461.4308 | 394.5959
1148.048 | 67.3248 | 1.7788 | 35.0239 | 1.9333e-18 | 13.5295 | 347.8612 | 7.2045e-05 | 1.809e-05% | 465.5183 | 398.1935 | 465.5184 | 398.1935
1148.144 | 68.2665 | 1.8041 | 35.394 | 3.1268e-18 | 20.6038 | 351.8469 | 7.2286e-05 | 1.765e-05% | 477.9153 | 409.6489 | 477.9154 | 409.649
1148.24 | 68.981 | 1.8249 | 35.6682 | 2.3616e-18 | 99.7821 | 355.1383 | 7.2528e-05 | 1.473e-05% | 561.3944 | 492.4135 | 561.3945 | 492.4136
1148.336 | 68.7303 | 1.822 | 35.5553 | 1.4451e-18 | 400.3172 | 354.7209 | 7.2771e-05 | 9.183e-06% | 861.1457 | 792.4154 | 861.1458 | 792.4155
1148.432 | 67.5455 | 1.7953 | 35.0683 | 7.6379e-19 | 648.0358 | 350.5544 | 7.3014e-05 | 7.051e-06% | 1102.9992 | 1035.4537 | 1102.9993 | 1035.4538
1148.528 | 64.563 | 1.722 | 33.8507 | 0 | 398.7857 | 338.9148 | 7.3258e-05 | 9.474e-06% | 837.8362 | 773.2732 | 837.8363 | 773.2733
1148.624 | 57.6853 | 1.5477 | 30.9881 | 9.3365e-19 | 95.0985 | 310.5514 | 7.3503e-05 | 1.677e-05% | 495.8709 | 438.1857 | 495.871 | 438.1857
1148.72 | 46.5966 | 1.2621 | 26.1924 | 0 | 72.1132 | 262.5461 | 7.3749e-05 | 2.037e-05% | 408.7104 | 362.1138 | 408.7105 | 362.1139
1148.816 | 37.0015 | 1.0121 | 21.9307 | 1.7918e-18 | 723.9395 | 219.6113 | 7.3996e-05 | 7.656e-06% | 1003.4951 | 966.4936 | 1003.4951 | 966.4936
1148.912 | 40.464 | 1.0983 | 23.4111 | 3.2266e-19 | 3104.1512 | 233.8984 | 7.4243e-05 | 2.208e-06% | 3403.0229 | 3362.5589 | 3403.023 | 3362.559
1149.008 | 54.4534 | 1.4551 | 29.5013 | 4.8605e-18 | 5043.6391 | 294.1206 | 7.4491e-05 | 1.388e-06% | 5423.1696 | 5368.7161 | 5423.1697 | 5368.7162
1149.104 | 64.4811 | 1.7095 | 33.8306 | 3.0206e-18 | 3104.1477 | 336.7455 | 7.474e-05 | 2.15e-06% | 3540.9144 | 3476.4333 | 3540.9144 | 3476.4333
1149.2 | 67.509 | 1.785 | 35.1215 | 3.0206e-18 | 723.6649 | 349.2307 | 7.499e-05 | 6.757e-06% | 1177.3111 | 1109.8021 | 1177.3111 | 1109.8021
1149.296 | 67.4531 | 1.7831 | 35.105 | 1.4691e-18 | 63.9042 | 348.9928 | 7.5241e-05 | 1.673e-05% | 517.2383 | 449.7852 | 517.2383 | 449.7852
1149.392 | 65.0362 | 1.7225 | 34.0796 | 3.1854e-18 | 2.1376 | 338.999 | 7.5492e-05 | 2.003e-05% | 441.9748 | 376.9386 | 441.9749 | 376.9387
1149.488 | 56.4739 | 1.5056 | 30.4188 | 2.1556e-18 | 0.027083 | 302.9395 | 7.5744e-05 | 2.262e-05% | 391.3649 | 334.891 | 391.365 | 334.891
1149.584 | 43.947 | 1.1875 | 25.056 | 1.2563e-18 | 0 | 249.9673 | 7.5997e-05 | 2.751e-05% | 320.1579 | 276.2109 | 320.158 | 276.2109
1149.68 | 35.2224 | 0.96468 | 21.215 | 2.2655e-19 | 1.8428e-12 | 212.0342 | 7.6251e-05 | 3.256e-05% | 269.4363 | 234.2139 | 269.4364 | 234.214
1149.776 | 29.8768 | 0.82553 | 18.6975 | 0 | 0 | 187.0583 | 7.6505e-05 | 3.703e-05% | 236.4581 | 206.5813 | 236.4581 | 206.5814
1149.872 | 32.1737 | 0.88448 | 19.6954 | 0 | 3.4553e-13 | 197.0054 | 7.676e-05 | 3.528e-05% | 249.7589 | 217.5852 | 249.759 | 217.5853
1149.968 | 39.9205 | 1.0858 | 23.2861 | 2.6087e-19 | 7.6017e-12 | 232.7168 | 7.7017e-05 | 2.996e-05% | 297.0091 | 257.0886 | 297.0092 | 257.0887
1150.064 | 45.2269 | 1.2227 | 25.7347 | 0 | 4.6071e-13 | 256.9174 | 7.7274e-05 | 2.722e-05% | 329.1018 | 283.8748 | 329.1018 | 283.8749
1150.16 | 52.6622 | 1.4122 | 28.9572 | 0 | 2.9946e-12 | 288.8361 | 7.7531e-05 | 2.429e-05% | 371.8677 | 319.2055 | 371.8678 | 319.2056
1150.256 | 60.6621 | 1.6156 | 32.3422 | 0 | 0 | 322.474 | 7.779e-05 | 2.182e-05% | 417.0939 | 356.4318 | 417.0939 | 356.4319
1150.352 | 64.3682 | 1.7099 | 33.8801 | 0 | 0.010763 | 337.8554 | 7.8049e-05 | 2.09e-05% | 437.8244 | 373.4562 | 437.8244 | 373.4562
1150.448 | 64.9231 | 1.7252 | 34.1059 | 0 | 0.84946 | 340.3641 | 7.8309e-05 | 2.077e-05% | 441.9677 | 377.0447 | 441.9678 | 377.0448
1150.544 | 65.401 | 1.739 | 34.2841 | 0 | 25.3953 | 342.5266 | 7.857e-05 | 1.945e-05% | 469.346 | 403.945 | 469.3461 | 403.9451
1150.64 | 64.1075 | 1.7067 | 33.6836 | 4.3937e-19 | 287.582 | 336.8358 | 7.8832e-05 | 1.195e-05% | 723.9157 | 659.8082 | 723.9157 | 659.8082
1150.736 | 56.3261 | 1.5068 | 30.2906 | 0 | 1233.5792 | 302.9985 | 7.9095e-05 | 5.043e-06% | 1624.7012 | 1568.375 | 1624.7013 | 1568.3751
1150.832 | 48.6557 | 1.309 | 26.9963 | 0 | 2004.4109 | 269.8982 | 7.9358e-05 | 3.446e-06% | 2351.2701 | 2302.6144 | 2351.2702 | 2302.6145
1150.928 | 53.5807 | 1.4346 | 29.2 | 0 | 1236.1193 | 291.5872 | 7.9623e-05 | 5.109e-06% | 1611.9218 | 1558.3411 | 1611.9219 | 1558.3412
1151.024 | 61.5065 | 1.6362 | 32.6565 | 0 | 316.3222 | 325.6912 | 7.9888e-05 | 1.181e-05% | 737.8126 | 676.3061 | 737.8127 | 676.3062
1151.12 | 61.0195 | 1.6215 | 32.4473 | 0 | 148.6145 | 323.1871 | 8.0154e-05 | 1.584e-05% | 566.8899 | 505.8704 | 566.89 | 505.8705
1151.216 | 52.0522 | 1.3894 | 28.4819 | 0 | 201.019 | 283.3864 | 8.0421e-05 | 1.564e-05% | 566.329 | 514.2768 | 566.3291 | 514.2769
1151.312 | 45.1954 | 1.2121 | 25.4203 | 0 | 123.2053 | 252.7698 | 8.0688e-05 | 2.004e-05% | 447.8029 | 402.6075 | 447.8029 | 402.6076
1151.408 | 52.6208 | 1.403 | 28.7125 | 0 | 29.2968 | 285.5621 | 8.0957e-05 | 2.347e-05% | 397.5951 | 344.9744 | 397.5952 | 344.9745
1151.504 | 63.3667 | 1.6797 | 33.4063 | 0 | 19.8497 | 332.5479 | 8.1226e-05 | 2.096e-05% | 450.8503 | 387.4836 | 450.8504 | 387.4837
1151.6 | 67.7175 | 1.7932 | 35.2508 | 0 | 196.15 | 351.438 | 8.1497e-05 | 1.394e-05% | 652.3494 | 584.6319 | 652.3495 | 584.632
1151.696 | 67.9389 | 1.8021 | 35.3337 | 0 | 841.0192 | 352.9524 | 8.1768e-05 | 6.642e-06% | 1299.0462 | 1231.1074 | 1299.0463 | 1231.1074
1151.792 | 64.9811 | 1.7301 | 34.0927 | 0 | 1366.4916 | 341.268 | 8.204e-05 | 4.705e-06% | 1808.5635 | 1743.5824 | 1808.5636 | 1743.5825
1151.888 | 56.0638 | 1.5044 | 30.3012 | 4.9429e-19 | 841.0181 | 303.9176 | 8.2312e-05 | 6.995e-06% | 1232.8052 | 1176.7414 | 1232.8052 | 1176.7414
1151.984 | 43.7318 | 1.189 | 24.9549 | 0 | 196.0652 | 250.7991 | 8.2586e-05 | 1.746e-05% | 516.74 | 473.0082 | 516.7401 | 473.0083
1152.08 | 41.4922 | 1.1325 | 23.9116 | 0 | 17.3138 | 240.7903 | 8.2861e-05 | 2.926e-05% | 324.6405 | 283.1482 | 324.6405 | 283.1483
1152.176 | 52.3579 | 1.4148 | 28.6224 | 0 | 0.57914 | 288.4969 | 8.3136e-05 | 2.605e-05% | 371.4711 | 319.1132 | 371.4712 | 319.1133
1152.272 | 61.8735 | 1.6612 | 32.7603 | 0 | 0.0073378 | 330.204 | 8.3412e-05 | 2.288e-05% | 426.5063 | 364.6329 | 426.5064 | 364.6329
1152.368 | 63.653 | 1.7063 | 33.5251 | 0 | 0 | 337.7605 | 8.3689e-05 | 2.244e-05% | 436.645 | 372.992 | 436.6451 | 372.9921
1152.464 | 57.0543 | 1.5335 | 30.5683 | 0 | 8.2928e-12 | 307.7698 | 8.3967e-05 | 2.471e-05% | 396.9259 | 339.8716 | 396.926 | 339.8717
1152.56 | 40.3336 | 1.0931 | 22.7005 | 1.3739e-18 | 0 | 228.3811 | 8.4246e-05 | 3.341e-05% | 292.5084 | 252.1747 | 292.5084 | 252.1748
1152.656 | 24.1199 | 0.66336 | 14.8418 | 1.1242e-18 | 1.3821e-11 | 149.0976 | 8.4526e-05 | 5.135e-05% | 188.7227 | 164.6028 | 188.7227 | 164.6029
1152.752 | 27.8141 | 0.75903 | 16.6661 | 2.6688e-18 | 1.29e-11 | 167.0383 | 8.4806e-05 | 4.597e-05% | 212.2775 | 184.4634 | 212.2776 | 184.4635
1152.848 | 47.4563 | 1.2731 | 26.0354 | 4.7421e-18 | 0 | 260.6702 | 8.5088e-05 | 2.955e-05% | 335.435 | 287.9787 | 335.4351 | 287.9788
1152.944 | 62.1285 | 1.6541 | 32.8153 | 2.4079e-18 | 0 | 328.3265 | 8.537e-05 | 2.353e-05% | 424.9244 | 362.7959 | 424.9245 | 362.796
1153.04 | 67.1806 | 1.7831 | 35.048 | 1.4914e-18 | 0 | 350.3936 | 8.5654e-05 | 2.212e-05% | 454.4052 | 387.2246 | 454.4053 | 387.2247
1153.136 | 68.1415 | 1.8061 | 35.4608 | 1.9291e-18 | 0 | 354.2063 | 8.5938e-05 | 2.195e-05% | 459.6147 | 391.4732 | 459.6148 | 391.4732
1153.232 | 67.4504 | 1.7868 | 35.1962 | 2.7804e-19 | 3.1098e-12 | 351.209 | 8.6223e-05 | 2.221e-05% | 455.6424 | 388.192 | 455.6425 | 388.1921
1153.328 | 66.1011 | 1.7507 | 34.668 | 1.7763e-18 | 2.8794e-13 | 345.5566 | 8.6509e-05 | 2.265e-05% | 448.0764 | 381.9753 | 448.0765 | 381.9753
1153.424 | 64.8086 | 1.716 | 34.1589 | 1.5258e-18 | 0.49901 | 340.0926 | 8.6795e-05 | 2.306e-05% | 441.2751 | 376.4665 | 441.2752 | 376.4666
1153.52 | 61.9216 | 1.6413 | 32.987 | 2.214e-19 | 39.3847 | 328.0571 | 8.7083e-05 | 2.166e-05% | 463.9916 | 402.07 | 463.9917 | 402.0701
1153.616 | 56.0976 | 1.4924 | 30.5812 | 1.0984e-18 | 1177.4408 | 303.8077 | 8.7372e-05 | 5.774e-06% | 1569.4198 | 1513.3222 | 1569.4199 | 1513.3222
1153.712 | 51.3377 | 1.3707 | 28.5994 | 0 | 13333.5941 | 283.8544 | 8.7661e-05 | 6.423e-07% | 13698.7563 | 13647.4186 | 13698.7564 | 13647.4187
1153.808 | 52.6379 | 1.4027 | 29.1381 | 1.7575e-18 | 57194.2166 | 289.0493 | 8.7952e-05 | 1.529e-07% | 57566.4446 | 57513.8067 | 57566.4446 | 57513.8068
1153.904 | 53.7035 | 1.4291 | 29.5466 | 8.7873e-19 | 92929.5308 | 293.1077 | 8.8243e-05 | 9.463e-08% | 93307.3177 | 93253.6142 | 93307.3178 | 93253.6143
1154 | 48.6339 | 1.3009 | 27.3716 | 8.7873e-19 | 57194.2168 | 271.6545 | 8.8536e-05 | 1.54e-07% | 57543.1777 | 57494.5438 | 57543.1778 | 57494.5439
1154.096 | 47.4228 | 1.2711 | 26.8502 | 0 | 13333.6085 | 266.6952 | 8.8829e-05 | 6.518e-07% | 13675.8479 | 13628.425 | 13675.848 | 13628.4251
1154.192 | 52.4081 | 1.3989 | 28.9915 | 8.7873e-19 | 1177.8723 | 288.1994 | 8.9123e-05 | 5.956e-06% | 1548.8702 | 1496.4621 | 1548.8703 | 1496.4622
1154.288 | 54.0067 | 1.4405 | 29.6867 | 0 | 44.2713 | 295.307 | 8.9418e-05 | 2.412e-05% | 424.7122 | 370.7055 | 424.7123 | 370.7056
1154.384 | 50.8629 | 1.3599 | 28.2624 | 0 | 21.4599 | 281.2414 | 8.9714e-05 | 2.7e-05% | 383.1866 | 332.3237 | 383.1867 | 332.3238
1154.48 | 49.6122 | 1.3264 | 27.6196 | 0 | 34.0573 | 274.7829 | 9.0011e-05 | 2.665e-05% | 387.3983 | 337.7861 | 387.3984 | 337.7862
1154.576 | 57.5419 | 1.5268 | 30.9994 | 0 | 20.9624 | 308.1845 | 9.0309e-05 | 2.497e-05% | 419.215 | 361.6731 | 419.2151 | 361.6732
1154.672 | 65.4635 | 1.727 | 34.4069 | 0 | 5.0061 | 341.763 | 9.0607e-05 | 2.366e-05% | 448.3663 | 382.9029 | 448.3664 | 382.903
1154.768 | 66.5711 | 1.7538 | 34.8938 | 2.6362e-18 | 4.0042 | 346.2969 | 9.0907e-05 | 2.349e-05% | 453.5196 | 386.9486 | 453.5197 | 386.9487
1154.864 | 61.0663 | 1.6135 | 32.5947 | 4.4623e-18 | 40.4724 | 323.2482 | 9.1208e-05 | 2.292e-05% | 458.9951 | 397.9288 | 458.9951 | 397.9289
1154.96 | 54.9679 | 1.4589 | 30.0656 | 2.2106e-18 | 173.5496 | 298.0405 | 9.1509e-05 | 1.819e-05% | 558.0826 | 503.1147 | 558.0827 | 503.1148
1155.056 | 57.8291 | 1.5317 | 31.2964 | 1.5515e-18 | 282.0079 | 310.305 | 9.1812e-05 | 1.469e-05% | 682.9701 | 625.141 | 682.9702 | 625.1411
1155.152 | 64.2442 | 1.6953 | 33.9699 | 2.3547e-18 | 173.6025 | 337.1812 | 9.2115e-05 | 1.686e-05% | 610.6931 | 546.4489 | 610.6932 | 546.449
1155.248 | 66.043 | 1.7437 | 34.6971 | 5.5058e-18 | 40.4953 | 345.0613 | 9.242e-05 | 2.19e-05% | 488.0404 | 421.9974 | 488.0405 | 421.9975
1155.344 | 62.3254 | 1.6534 | 33.1429 | 1.6888e-18 | 3.5815 | 330.4049 | 9.2725e-05 | 2.514e-05% | 431.1082 | 368.7828 | 431.1083 | 368.7829
1155.44 | 58.7462 | 1.5668 | 31.6439 | 2.3616e-18 | 0.12029 | 316.3233 | 9.3031e-05 | 2.661e-05% | 408.4006 | 349.6543 | 408.4007 | 349.6544
1155.536 | 59.447 | 1.5879 | 31.8857 | 4.3937e-19 | 0.0015404 | 319.5313 | 9.3339e-05 | 2.644e-05% | 412.4534 | 353.0064 | 412.4535 | 353.0065
1155.632 | 54.2883 | 1.4571 | 29.5835 | 1.4279e-18 | 3.3233e-07 | 297.0044 | 9.3647e-05 | 2.855e-05% | 382.3332 | 328.045 | 382.3333 | 328.045
1155.728 | 42.7954 | 1.1625 | 24.5727 | 1.5378e-18 | 8.0624e-12 | 247.0375 | 9.3956e-05 | 3.444e-05% | 315.5681 | 272.7727 | 315.5682 | 272.7728
1155.824 | 42.2621 | 1.1489 | 24.3258 | 1.8673e-18 | 4.3767e-12 | 244.64 | 9.4266e-05 | 3.49e-05% | 312.3769 | 270.1147 | 312.377 | 270.1148
1155.92 | 54.4005 | 1.4604 | 29.6024 | 1.2083e-18 | 5.0678e-12 | 297.4293 | 9.4577e-05 | 2.879e-05% | 382.8926 | 328.4921 | 382.8927 | 328.4921
1156.016 | 63.7998 | 1.6999 | 33.6864 | 8.2381e-19 | 0.12107 | 337.9562 | 9.4889e-05 | 2.541e-05% | 437.2634 | 373.4636 | 437.2635 | 373.4637
1156.112 | 66.5892 | 1.7684 | 34.8957 | 3.3467e-19 | 9.5556 | 349.4537 | 9.5202e-05 | 2.406e-05% | 462.2626 | 395.6734 | 462.2627 | 395.6735
1156.208 | 66.8994 | 1.773 | 35.0432 | 1.1945e-18 | 285.6718 | 350.2598 | 9.5517e-05 | 1.42e-05% | 739.6473 | 672.7479 | 739.6474 | 672.748
1156.304 | 65.2456 | 1.7281 | 34.3732 | 3.7612e-18 | 3235.0092 | 342.958 | 9.5832e-05 | 2.652e-06% | 3679.3141 | 3614.0686 | 3679.3142 | 3614.0687
1156.4 | 59.309 | 1.5754 | 31.9142 | 5.638e-18 | 13876.5153 | 317.9773 | 9.6148e-05 | 6.758e-07% | 14287.2911 | 14227.9822 | 14287.2912 | 14227.9823
1156.496 | 53.3271 | 1.4226 | 29.4372 | 3.5063e-18 | 22546.6612 | 293.018 | 9.6465e-05 | 4.218e-07% | 22923.8661 | 22870.539 | 22923.8662 | 22870.5391
1156.592 | 55.7075 | 1.4825 | 30.4556 | 4.1482e-18 | 13876.6388 | 303.0474 | 9.6783e-05 | 6.81e-07% | 14267.3319 | 14211.6244 | 14267.332 | 14211.6245
1156.688 | 62.6043 | 1.657 | 33.325 | 2.2741e-18 | 3235.6004 | 331.6453 | 9.7102e-05 | 2.696e-06% | 3664.8319 | 3602.2277 | 3664.832 | 3602.2278
1156.784 | 66.3619 | 1.7525 | 34.8732 | 3.3124e-19 | 286.9019 | 347.1921 | 9.7422e-05 | 1.452e-05% | 737.0816 | 670.7197 | 737.0817 | 670.7198
1156.88 | 67.2242 | 1.7751 | 35.2256 | 0 | 10.8032 | 350.8801 | 9.7743e-05 | 2.452e-05% | 465.9083 | 398.6841 | 465.9084 | 398.6842
1156.976 | 67.6601 | 1.7869 | 35.3999 | 1.2117e-18 | 0.79948 | 352.7788 | 9.8065e-05 | 2.51e-05% | 458.4252 | 390.7651 | 458.4253 | 390.7652
1157.072 | 66.2709 | 1.7524 | 34.8325 | 2.1539e-18 | 0.20295 | 347.2537 | 9.8388e-05 | 2.562e-05% | 450.3125 | 384.0416 | 450.3126 | 384.0417
1157.168 | 62.0537 | 1.6463 | 33.1083 | 2.5178e-18 | 0.032218 | 330.1895 | 9.8712e-05 | 2.705e-05% | 427.03 | 364.9763 | 427.0301 | 364.9764
1157.264 | 59.2636 | 1.5763 | 31.9612 | 2.111e-19 | 0.017768 | 318.8914 | 9.9037e-05 | 2.81e-05% | 411.7102 | 352.4466 | 411.7103 | 352.4467
1157.36 | 60.4299 | 1.6063 | 32.4428 | 0 | 0.17502 | 323.817 | 9.9363e-05 | 2.775e-05% | 418.471 | 358.0411 | 418.4711 | 358.0412
1157.456 | 62.1498 | 1.6501 | 33.1549 | 1.0984e-19 | 0.75079 | 330.9809 | 9.969e-05 | 2.72e-05% | 428.6864 | 366.5366 | 428.6865 | 366.5367
1157.552 | 64.1696 | 1.7009 | 33.974 | 1.5378e-18 | 1.2303 | 339.1576 | 0.00010002 | 2.66e-05% | 440.2324 | 376.0628 | 440.2325 | 376.0629
1157.648 | 62.5681 | 1.6591 | 33.2311 | 4.3937e-19 | 0.87537 | 331.7213 | 0.00010035 | 2.731e-05% | 430.055 | 367.4869 | 430.0551 | 367.487
1157.744 | 52.8275 | 1.4088 | 28.9162 | 2.1968e-18 | 0.71095 | 288.6191 | 0.00010068 | 3.15e-05% | 372.4825 | 319.655 | 372.4826 | 319.6551
1157.84 | 43.8625 | 1.1785 | 24.9695 | 0 | 0.88636 | 249.1439 | 0.00010101 | 3.657e-05% | 320.0408 | 276.1783 | 320.0409 | 276.1784
1157.936 | 49.782 | 1.3304 | 27.6613 | 0 | 0.53659 | 275.8299 | 0.00010134 | 3.319e-05% | 355.1402 | 305.3582 | 355.1403 | 305.3583
1158.032 | 61.547 | 1.6303 | 32.8189 | 0 | 0.12947 | 327.0337 | 0.00010167 | 2.812e-05% | 423.1595 | 361.6125 | 423.1596 | 361.6126
1158.128 | 67.2828 | 1.775 | 35.27 | 0 | 0.14579 | 351.217 | 0.00010201 | 2.626e-05% | 455.6906 | 388.4078 | 455.6907 | 388.4079
1158.224 | 67.9892 | 1.792 | 35.5777 | 0 | 1.5263 | 354.1124 | 0.00010234 | 2.604e-05% | 460.9977 | 393.0085 | 460.9978 | 393.0086
1158.32 | 66.3895 | 1.7514 | 34.933 | 0 | 6.5455 | 347.6752 | 0.00010268 | 2.627e-05% | 457.2946 | 390.9052 | 457.2947 | 390.9053
1158.416 | 63.4035 | 1.6767 | 33.7154 | 6.5905e-19 | 10.6353 | 335.6826 | 0.00010302 | 2.699e-05% | 445.1136 | 381.7101 | 445.1137 | 381.7102
1158.512 | 61.9865 | 1.6424 | 33.1292 | 0 | 6.5565 | 330.1244 | 0.00010336 | 2.782e-05% | 433.4389 | 371.4524 | 433.439 | 371.4525
1158.608 | 64.7893 | 1.7153 | 34.2619 | 4.581e-19 | 1.8532 | 341.8789 | 0.00010369 | 2.731e-05% | 444.4986 | 379.7093 | 444.4987 | 379.7094
1158.704 | 67.1467 | 1.778 | 35.2041 | 0 | 4.3807 | 351.9599 | 0.00010404 | 2.645e-05% | 460.4694 | 393.3227 | 460.4695 | 393.3228
1158.8 | 64.64 | 1.7174 | 34.086 | 1.0482e-18 | 58.4579 | 341.6136 | 0.00010438 | 2.395e-05% | 500.5148 | 435.8748 | 500.5149 | 435.8749
1158.896 | 55.2653 | 1.4801 | 29.9496 | 3.0993e-18 | 1297.6038 | 301.0435 | 0.00010472 | 6.424e-06% | 1685.3424 | 1630.0771 | 1685.3425 | 1630.0772
1158.992 | 47.925 | 1.2964 | 26.6897 | 9.815e-20 | 14416.8108 | 269.5148 | 0.00010506 | 7.14e-07% | 14762.2366 | 14714.3116 | 14762.2367 | 14714.3117
1159.088 | 53.9652 | 1.4613 | 29.3607 | 0 | 61775.5642 | 298.1375 | 0.00010541 | 1.697e-07% | 62158.4889 | 62104.5237 | 62158.489 | 62104.5238
1159.184 | 62.2023 | 1.6845 | 32.9732 | 0 | 100367.495 | 336.566 | 0.00010575 | 1.05e-07% | 100800.9209 | 100738.7187 | 100800.921 | 100738.7188
1159.28 | 65.0297 | 1.7674 | 34.1623 | 3.9445e-19 | 61771.7673 | 350.5807 | 0.0001061 | 1.707e-07% | 62223.3074 | 62158.2777 | 62223.3075 | 62158.2778
1159.376 | 64.8447 | 1.7704 | 34.0585 | 5.8404e-19 | 14400.7481 | 351.1878 | 0.00010645 | 7.198e-07% | 14852.6096 | 14787.7649 | 14852.6097 | 14787.765
1159.472 | 63.4754 | 1.7401 | 33.4801 | 1.7494e-18 | 1271.6773 | 346.3933 | 0.0001068 | 6.46e-06% | 1716.7662 | 1653.2908 | 1716.7663 | 1653.2909
1159.568 | 60.9298 | 1.6758 | 32.4313 | 7.1086e-19 | 42.5369 | 336.0286 | 0.00010715 | 2.596e-05% | 473.6023 | 412.6725 | 473.6024 | 412.6726
1159.664 | 56.9699 | 1.5701 | 30.7966 | 1.0411e-18 | 0.53895 | 318.7416 | 0.0001075 | 3.057e-05% | 408.6172 | 351.6473 | 408.6173 | 351.6474
1159.76 | 55.7818 | 1.5324 | 30.3114 | 2.1866e-18 | 1.1518e-13 | 312.396 | 0.00010785 | 3.133e-05% | 400.0215 | 344.2398 | 400.0216 | 344.2399
1159.856 | 60.7317 | 1.652 | 32.3974 | 1.1533e-18 | 4.6071e-12 | 331.8881 | 0.00010821 | 2.957e-05% | 426.6692 | 365.9375 | 426.6693 | 365.9376
1159.952 | 64.6311 | 1.7434 | 34.0704 | 1.6476e-19 | 6.9106e-12 | 346.9263 | 0.00010856 | 2.836e-05% | 447.3711 | 382.74 | 447.3712 | 382.7401
1160.048 | 63.3906 | 1.7023 | 33.6204 | 0 | 1.4282e-11 | 340.4234 | 0.00010892 | 2.899e-05% | 439.1367 | 375.7461 | 439.1368 | 375.7462
1160.144 | 60.637 | 1.6241 | 32.5288 | 7.1397e-19 | 4.6071e-12 | 327.7753 | 0.00010927 | 3.019e-05% | 422.5652 | 361.9282 | 422.5653 | 361.9283
1160.24 | 57.6491 | 1.5426 | 31.2883 | 0 | 3.6857e-12 | 314.2355 | 0.00010963 | 3.159e-05% | 404.7155 | 347.0664 | 404.7156 | 347.0665
1160.336 | 51.392 | 1.3809 | 28.62 | 0 | 0 | 287.1232 | 0.00010999 | 3.468e-05% | 368.5161 | 317.1242 | 368.5163 | 317.1243
1160.432 | 49.8662 | 1.3436 | 27.9146 | 0 | 0 | 280.5255 | 0.00011035 | 3.562e-05% | 359.6499 | 309.7837 | 359.65 | 309.7838
1160.528 | 57.4055 | 1.5415 | 31.0779 | 0 | 0 | 313.4431 | 0.00011071 | 3.199e-05% | 403.468 | 346.0625 | 403.4681 | 346.0626
1160.624 | 62.0343 | 1.6674 | 33.0522 | 9.0619e-19 | 7.3713e-12 | 334.8171 | 0.00011107 | 3.006e-05% | 431.571 | 369.5367 | 431.5711 | 369.5368
1160.72 | 60.5618 | 1.639 | 32.4451 | 1.0572e-18 | 5.5285e-12 | 330.5722 | 0.00011144 | 3.056e-05% | 425.2181 | 364.6563 | 425.2182 | 364.6564
1160.816 | 60.2244 | 1.6419 | 32.2591 | 1.222e-18 | 7.3713e-12 | 331.117 | 0.0001118 | 3.063e-05% | 425.2423 | 365.018 | 425.2424 | 365.0181
1160.912 | 62.667 | 1.7181 | 33.194 | 1.1259e-18 | 7.3713e-12 | 343.402 | 0.00011217 | 2.965e-05% | 440.981 | 378.314 | 440.9812 | 378.3141
1161.008 | 64.5064 | 1.7777 | 33.8903 | 1.071e-18 | 5.5285e-12 | 353.0145 | 0.00011253 | 2.895e-05% | 453.1889 | 388.6825 | 453.189 | 388.6826
1161.104 | 64.264 | 1.7794 | 33.7584 | 0 | 0 | 353.3306 | 0.0001129 | 2.903e-05% | 453.1323 | 388.8683 | 453.1324 | 388.8684
1161.2 | 62.5402 | 1.7378 | 33.0423 | 0 | 1.1287e-11 | 346.7207 | 0.00011327 | 2.969e-05% | 444.0409 | 381.5007 | 444.041 | 381.5008
1161.296 | 60.9853 | 1.697 | 32.4076 | 0 | 2.1538e-11 | 340.1911 | 0.00011364 | 3.036e-05% | 435.2809 | 374.2957 | 435.2811 | 374.2958
1161.392 | 59.4379 | 1.6524 | 31.7861 | 2.3107e-19 | 1.935e-11 | 332.9342 | 0.00011401 | 3.112e-05% | 425.8106 | 366.3727 | 425.8107 | 366.3728
1161.488 | 58.143 | 1.6099 | 31.2916 | 0 | 1.3591e-11 | 326.0395 | 0.00011438 | 3.187e-05% | 417.084 | 358.941 | 417.0841 | 358.9411
1161.584 | 59.8212 | 1.6425 | 32.0408 | 0 | 0 | 331.4331 | 0.00011476 | 3.143e-05% | 424.9377 | 365.1164 | 424.9378 | 365.1166
1161.68 | 62.446 | 1.6992 | 33.1794 | 0 | 3.225e-12 | 340.7086 | 0.00011513 | 3.065e-05% | 438.0331 | 375.5872 | 438.0332 | 375.5873
1161.776 | 64.8747 | 1.7515 | 34.2219 | 0 | 7.3713e-12 | 349.1488 | 0.00011551 | 2.999e-05% | 449.9968 | 385.1221 | 449.9969 | 385.1222
1161.872 | 66.4644 | 1.7832 | 34.9136 | 0 | 3.225e-12 | 354.2788 | 0.00011589 | 2.964e-05% | 457.4401 | 390.9757 | 457.4402 | 390.9758
1161.968 | 66.4679 | 1.7755 | 34.9555 | 0 | 0 | 353.0809 | 0.00011626 | 2.983e-05% | 456.2797 | 389.8118 | 456.2799 | 389.8119
1162.064 | 65.5921 | 1.7468 | 34.6292 | 0 | 3.9808e-12 | 348.5325 | 0.00011664 | 3.03e-05% | 450.5006 | 384.9085 | 450.5007 | 384.9086
1162.16 | 64.0347 | 1.7028 | 33.9902 | 0 | 6.2448e-12 | 341.2675 | 0.00011702 | 3.104e-05% | 440.9952 | 376.9605 | 440.9954 | 376.9606
1162.256 | 59.245 | 1.5779 | 31.9596 | 0 | 0.063718 | 320.3372 | 0.00011741 | 3.317e-05% | 413.1833 | 353.9383 | 413.1835 | 353.9385
1162.352 | 55.1471 | 1.4709 | 30.2284 | 2.9657e-18 | 5.1246 | 302.4603 | 0.00011779 | 3.472e-05% | 394.4314 | 339.2843 | 394.4315 | 339.2844
1162.448 | 58.747 | 1.5601 | 31.7885 | 2.6362e-18 | 157.8933 | 317.554 | 0.00011817 | 2.323e-05% | 567.5429 | 508.796 | 567.5431 | 508.7961
1162.544 | 63.4048 | 1.6769 | 33.7935 | 2.6362e-18 | 1928.2103 | 337.2489 | 0.00011856 | 5.153e-06% | 2364.3345 | 2300.9297 | 2364.3347 | 2300.9298
1162.64 | 65.9658 | 1.7413 | 34.8667 | 1.0984e-18 | 9858.5992 | 347.8624 | 0.00011895 | 1.161e-06% | 10309.0353 | 10243.0696 | 10309.0354 | 10243.0697
1162.736 | 67.4978 | 1.7807 | 35.4909 | 0 | 22828.2838 | 354.2439 | 0.00011933 | 5.139e-07% | 23287.2971 | 23219.7993 | 23287.2973 | 23219.7994
1162.832 | 68.0569 | 1.7966 | 35.7138 | 0 | 25115.1318 | 356.8216 | 0.00011972 | 4.693e-07% | 25577.5208 | 25509.4639 | 25577.5209 | 25509.464
1162.928 | 68.2881 | 1.8049 | 35.8012 | 0 | 12665.9208 | 358.1912 | 0.00012011 | 9.196e-07% | 13130.0062 | 13061.7181 | 13130.0063 | 13061.7182
1163.024 | 68.2774 | 1.8074 | 35.7876 | 0 | 2706.695 | 358.6253 | 0.0001205 | 3.884e-06% | 3171.1927 | 3102.9153 | 3171.1928 | 3102.9154
1163.12 | 67.8839 | 1.7996 | 35.6182 | 8.7873e-19 | 230.9929 | 357.4273 | 0.0001209 | 1.932e-05% | 693.7218 | 625.838 | 693.722 | 625.8381
1163.216 | 67.3734 | 1.7875 | 35.4063 | 3.5149e-18 | 8.9042 | 355.5402 | 0.00012129 | 3.02e-05% | 469.0116 | 401.6382 | 469.0117 | 401.6383
1163.312 | 67.2012 | 1.7824 | 35.3404 | 2.1968e-18 | 5.5704 | 354.773 | 0.00012168 | 3.062e-05% | 464.6675 | 397.4663 | 464.6676 | 397.4664
1163.408 | 66.8452 | 1.7721 | 35.2032 | 1.3181e-18 | 8.8946 | 353.1424 | 0.00012208 | 3.06e-05% | 465.8575 | 399.0123 | 465.8576 | 399.0124
1163.504 | 64.9203 | 1.7231 | 34.4204 | 1.5378e-18 | 5.4742 | 345.2423 | 0.00012248 | 3.166e-05% | 451.7804 | 386.8601 | 451.7805 | 386.8602
1163.6 | 62.4339 | 1.6619 | 33.3968 | 0 | 1.2762 | 335.3671 | 0.00012288 | 3.306e-05% | 434.1358 | 371.7019 | 434.136 | 371.7021
1163.696 | 61.2548 | 1.6357 | 32.8938 | 0 | 0.1127 | 331.1408 | 0.00012328 | 3.37e-05% | 427.0379 | 365.783 | 427.038 | 365.7832
1163.792 | 60.8062 | 1.6299 | 32.682 | 0 | 0.0037696 | 330.2248 | 0.00012368 | 3.393e-05% | 425.3467 | 364.5405 | 425.3468 | 364.5406
1163.888 | 62.9516 | 1.6923 | 33.5295 | 1.4571e-18 | 4.7762e-05 | 340.3925 | 0.00012408 | 3.303e-05% | 438.566 | 375.6144 | 438.5661 | 375.6145
1163.984 | 65.1914 | 1.7581 | 34.4117 | 0 | 0 | 351.1225 | 0.00012448 | 3.214e-05% | 452.4836 | 387.2923 | 452.4838 | 387.2924
1164.08 | 65.378 | 1.7702 | 34.4565 | 0 | 0 | 353.1529 | 0.00012489 | 3.207e-05% | 454.7577 | 389.3796 | 454.7578 | 389.3798
1164.176 | 65.0898 | 1.7667 | 34.3224 | 1.8663e-18 | 0 | 352.6459 | 0.0001253 | 3.223e-05% | 453.8248 | 388.735 | 453.825 | 388.7352
1164.272 | 65.1976 | 1.769 | 34.3714 | 0 | 0 | 353.0551 | 0.0001257 | 3.23e-05% | 454.3932 | 389.1956 | 454.3933 | 389.1957
1164.368 | 65.5567 | 1.7743 | 34.5405 | 1.1338e-18 | 0 | 353.9347 | 0.00012611 | 3.232e-05% | 455.8063 | 390.2496 | 455.8064 | 390.2497
1164.464 | 66.0047 | 1.7797 | 34.756 | 0 | 0 | 354.8277 | 0.00012652 | 3.233e-05% | 457.3681 | 391.3633 | 457.3682 | 391.3635
1164.56 | 66.2034 | 1.7769 | 34.8745 | 0 | 0.1784 | 354.4322 | 0.00012693 | 3.244e-05% | 457.4654 | 391.262 | 457.4655 | 391.2621
1164.656 | 66.4401 | 1.7745 | 35.0111 | 0 | 14.2806 | 354.0944 | 0.00012734 | 3.143e-05% | 471.6008 | 405.1606 | 471.6009 | 405.1608
1164.752 | 66.3664 | 1.7652 | 35.0186 | 0 | 436.7549 | 352.6385 | 0.00012776 | 1.546e-05% | 892.5436 | 826.1773 | 892.5437 | 826.1774
1164.848 | 65.1712 | 1.7296 | 34.5602 | 0 | 5239.5736 | 346.9574 | 0.00012817 | 2.28e-06% | 5687.992 | 5622.8208 | 5687.9921 | 5622.8209
1164.944 | 63.7361 | 1.6907 | 33.992 | 0 | 25800.6009 | 340.7358 | 0.00012859 | 4.912e-07% | 26240.7555 | 26177.0194 | 26240.7556 | 26177.0195
1165.04 | 63.7338 | 1.6903 | 33.9949 | 0 | 56185.8374 | 340.6997 | 0.00012901 | 2.281e-07% | 56625.9561 | 56562.2223 | 56625.9562 | 56562.2224
1165.136 | 63.2221 | 1.6785 | 33.7793 | 1.4073e-18 | 57757.6475 | 338.7638 | 0.00012943 | 2.226e-07% | 58195.0912 | 58131.8691 | 58195.0913 | 58131.8692
1165.232 | 61.1281 | 1.6274 | 32.915 | 0 | 27729.801 | 330.5186 | 0.00012985 | 4.622e-07% | 28155.99 | 28094.8619 | 28155.9901 | 28094.8621
1165.328 | 61.458 | 1.6385 | 33.0412 | 6.7278e-19 | 5774.2594 | 332.3736 | 0.00013027 | 2.121e-06% | 6202.7706 | 6141.3127 | 6202.7708 | 6141.3128
1165.424 | 64.3902 | 1.7163 | 34.2264 | 0 | 486.8121 | 345.0091 | 0.00013069 | 1.506e-05% | 932.154 | 867.7638 | 932.1542 | 867.764
1165.52 | 66.2328 | 1.7672 | 34.962 | 0 | 15.991 | 353.2652 | 0.00013111 | 3.23e-05% | 472.2182 | 405.9854 | 472.2183 | 405.9856
1165.616 | 65.0212 | 1.7406 | 34.4416 | 1.373e-18 | 0.20035 | 348.9511 | 0.00013154 | 3.414e-05% | 450.3549 | 385.3337 | 450.355 | 385.3338
1165.712 | 60.5082 | 1.6292 | 32.5549 | 0 | 7.9112e-12 | 330.7821 | 0.00013196 | 3.616e-05% | 425.4745 | 364.9663 | 425.4746 | 364.9664
1165.808 | 56.5731 | 1.5325 | 30.9095 | 0 | 6.0108e-12 | 314.9877 | 0.00013239 | 3.811e-05% | 404.0028 | 347.4297 | 404.0029 | 347.4298
1165.904 | 58.1383 | 1.5766 | 31.5518 | 0 | 1.3245e-11 | 322.3542 | 0.00013282 | 3.736e-05% | 413.6209 | 355.4826 | 413.621 | 355.4827
1166 | 61.4728 | 1.6651 | 32.9259 | 2.4714e-19 | 7.3138e-12 | 336.9566 | 0.00013325 | 3.586e-05% | 433.0204 | 371.5476 | 433.0206 | 371.5478
1166.096 | 63.0337 | 1.7065 | 33.5662 | 3.9871e-19 | 9.2142e-13 | 343.7578 | 0.00013368 | 3.527e-05% | 442.0643 | 379.0306 | 442.0644 | 379.0307
1166.192 | 64.4645 | 1.7425 | 34.1574 | 1.9335e-18 | 9.2142e-13 | 349.6017 | 0.00013412 | 3.479e-05% | 449.9661 | 385.5016 | 449.9663 | 385.5017
1166.288 | 65.5737 | 1.7674 | 34.6303 | 1.4415e-19 | 6.9106e-12 | 353.6487 | 0.00013455 | 3.45e-05% | 455.6202 | 390.0464 | 455.6203 | 390.0466
1166.384 | 65.5905 | 1.7617 | 34.6691 | 0 | 1.1057e-11 | 352.7805 | 0.00013499 | 3.468e-05% | 454.8018 | 389.2113 | 454.8019 | 389.2114
1166.48 | 65.3121 | 1.7475 | 34.5909 | 0 | 0 | 350.5318 | 0.00013542 | 3.501e-05% | 452.1823 | 386.8702 | 452.1824 | 386.8703
1166.576 | 65.0937 | 1.7357 | 34.529 | 2.2389e-18 | 3.6857e-12 | 348.6262 | 0.00013586 | 3.53e-05% | 449.9846 | 384.8909 | 449.9848 | 384.8911
1166.672 | 62.8863 | 1.6755 | 33.6366 | 0 | 4.6071e-12 | 338.7667 | 0.0001363 | 3.644e-05% | 436.9652 | 374.0788 | 436.9653 | 374.079
1166.768 | 60.7367 | 1.6188 | 32.7608 | 3.0893e-20 | 0 | 329.5188 | 0.00013674 | 3.758e-05% | 424.635 | 363.8983 | 424.6351 | 363.8984
1166.864 | 62.9027 | 1.6736 | 33.6591 | 5.6637e-19 | 1.3821e-12 | 338.5542 | 0.00013719 | 3.669e-05% | 436.7897 | 373.887 | 436.7898 | 373.8871
1166.96 | 65.1982 | 1.7337 | 34.6033 | 0 | 9.2142e-13 | 348.4703 | 0.00013763 | 3.577e-05% | 450.0055 | 384.8073 | 450.0057 | 384.8074
1167.056 | 64.6383 | 1.7227 | 34.3648 | 0 | 0 | 346.7802 | 0.00013808 | 3.606e-05% | 447.506 | 382.8677 | 447.5061 | 382.8678
1167.152 | 63.8061 | 1.7049 | 34.0112 | 0 | 0 | 343.9661 | 0.00013852 | 3.648e-05% | 443.4884 | 379.6822 | 443.4885 | 379.6824
1167.248 | 64.6746 | 1.7292 | 34.3588 | 0 | 0 | 347.9161 | 0.00013897 | 3.619e-05% | 448.6787 | 384.0041 | 448.6789 | 384.0043
1167.344 | 66.0795 | 1.7646 | 34.9384 | 0 | 0 | 353.6634 | 0.00013942 | 3.571e-05% | 456.4459 | 390.3664 | 456.446 | 390.3666
1167.44 | 66.7841 | 1.7798 | 35.243 | 0 | 0 | 356.1471 | 0.00013987 | 3.557e-05% | 459.9541 | 393.17 | 459.9543 | 393.1701
1167.536 | 66.7906 | 1.7757 | 35.2688 | 0 | 0 | 355.5292 | 0.00014032 | 3.574e-05% | 459.3644 | 392.5738 | 459.3646 | 392.5739
1167.632 | 65.7715 | 1.7449 | 34.8781 | 0 | 0 | 350.602 | 0.00014078 | 3.635e-05% | 452.9965 | 387.225 | 452.9967 | 387.2252
1167.728 | 64.3809 | 1.7046 | 34.3363 | 0 | 5.5285e-12 | 344.1454 | 0.00014123 | 3.715e-05% | 444.5672 | 380.1863 | 444.5674 | 380.1865
1167.824 | 64.4139 | 1.7009 | 34.3729 | 0 | 4.8374e-12 | 343.6077 | 0.00014169 | 3.732e-05% | 444.0954 | 379.6816 | 444.0956 | 379.6817
1167.92 | 65.6834 | 1.73 | 34.908 | 0 | 1.9016e-06 | 348.3388 | 0.00014214 | 3.692e-05% | 450.6603 | 384.9768 | 450.6604 | 384.977
1168.016 | 67.0621 | 1.7637 | 35.4816 | 0 | 0.00015223 | 353.8088 | 0.0001426 | 3.647e-05% | 458.1164 | 391.0543 | 458.1165 | 391.0544
1168.112 | 67.7206 | 1.7808 | 35.7546 | 0 | 0.0046564 | 356.593 | 0.00014306 | 3.63e-05% | 461.8537 | 394.1331 | 461.8538 | 394.1333
1168.208 | 66.8678 | 1.7605 | 35.4007 | 0 | 0.055879 | 353.3426 | 0.00014353 | 3.675e-05% | 457.4275 | 390.5597 | 457.4276 | 390.5598
1168.304 | 64.1516 | 1.6936 | 34.2767 | 0 | 0.27535 | 342.5273 | 0.00014399 | 3.801e-05% | 442.9245 | 378.7729 | 442.9246 | 378.7731
1168.4 | 62.0522 | 1.6427 | 33.4056 | 0 | 0.60033 | 334.304 | 0.00014445 | 3.905e-05% | 432.0049 | 369.9526 | 432.005 | 369.9528
1168.496 | 63.4183 | 1.6798 | 33.9575 | 3.8445e-19 | 0.61799 | 340.393 | 0.00014492 | 3.848e-05% | 440.0667 | 376.6483 | 440.0668 | 376.6485
1168.592 | 65.7539 | 1.7426 | 34.9024 | 8.2381e-20 | 0.29702 | 350.6413 | 0.00014539 | 3.751e-05% | 453.3373 | 387.5834 | 453.3374 | 387.5835
1168.688 | 66.3986 | 1.7648 | 35.1428 | 0 | 0.061884 | 354.2681 | 0.00014586 | 3.728e-05% | 457.6362 | 391.2375 | 457.6363 | 391.2377
1168.784 | 65.6384 | 1.7532 | 34.7954 | 0 | 0.0052186 | 352.458 | 0.00014633 | 3.761e-05% | 454.6502 | 389.0118 | 454.6504 | 389.012
1168.88 | 65.1041 | 1.749 | 34.5356 | 0 | 0.00017144 | 351.8232 | 0.0001468 | 3.782e-05% | 453.2122 | 388.1081 | 453.2123 | 388.1082
1168.976 | 65.4726 | 1.7685 | 34.6466 | 0 | 2.1481e-06 | 355.0015 | 0.00014727 | 3.763e-05% | 456.8893 | 391.4166 | 456.8894 | 391.4168
1169.072 | 65.5416 | 1.7797 | 34.6348 | 3.6042e-19 | 1.0136e-11 | 356.8405 | 0.00014775 | 3.757e-05% | 458.7965 | 393.255 | 458.7966 | 393.2551
1169.168 | 64.5555 | 1.7618 | 34.1937 | 0 | 0.095593 | 354.0015 | 0.00014822 | 3.8e-05% | 454.6082 | 390.0527 | 454.6083 | 390.0528
1169.264 | 62.8989 | 1.7231 | 33.4935 | 2.1093e-18 | 7.5447 | 347.7922 | 0.0001487 | 3.807e-05% | 453.4523 | 390.5534 | 453.4525 | 390.5535
1169.36 | 61.7309 | 1.692 | 33.02 | 0 | 225.5542 | 342.8191 | 0.00014918 | 2.474e-05% | 664.8163 | 603.0854 | 664.8165 | 603.0855
1169.456 | 61.85 | 1.6894 | 33.0998 | 0 | 2554.225 | 342.4358 | 0.00014966 | 5.105e-06% | 2993.3 | 2931.45 | 2993.3001 | 2931.4502
1169.552 | 63.1688 | 1.7147 | 33.6874 | 7.7919e-19 | 10956.3031 | 346.5656 | 0.00015014 | 1.324e-06% | 11401.4396 | 11338.2708 | 11401.4398 | 11338.271
1169.648 | 65.1645 | 1.7566 | 34.5572 | 7.7576e-19 | 17801.8718 | 353.3637 | 0.00015062 | 8.28e-07% | 18256.7137 | 18191.5492 | 18256.7139 | 18191.5494
1169.744 | 66.5036 | 1.7813 | 35.1554 | 1.9634e-18 | 10956.3031 | 357.3981 | 0.00015111 | 1.331e-06% | 11417.1416 | 11350.638 | 11417.1417 | 11350.6381
1169.84 | 66.9357 | 1.7831 | 35.3762 | 4.6683e-19 | 2554.225 | 357.7229 | 0.00015159 | 5.14e-06% | 3016.0428 | 2949.1072 | 3016.043 | 2949.1073
1169.936 | 66.985 | 1.7767 | 35.4317 | 9.0619e-19 | 225.5542 | 356.7379 | 0.00015208 | 2.455e-05% | 686.4855 | 619.5005 | 686.4856 | 619.5007
1170.032 | 66.8421 | 1.7682 | 35.396 | 2.746e-20 | 7.5447 | 355.4192 | 0.00015257 | 3.813e-05% | 466.9702 | 400.1281 | 466.9703 | 400.1282
1170.128 | 66.3641 | 1.7541 | 35.211 | 1.2906e-18 | 0.095593 | 353.1773 | 0.00015306 | 3.922e-05% | 456.6021 | 390.238 | 456.6022 | 390.2382
1170.224 | 65.3351 | 1.7273 | 34.7941 | 4.8742e-19 | 7.3713e-12 | 348.896 | 0.00015356 | 3.984e-05% | 450.7524 | 385.4174 | 450.7526 | 385.4175
1170.32 | 64.522 | 1.7061 | 34.4661 | 5.4577e-19 | 0 | 345.5087 | 0.00015405 | 4.036e-05% | 446.2028 | 381.6808 | 446.203 | 381.681
1170.416 | 64.5139 | 1.7049 | 34.4698 | 2.4852e-18 | 0 | 345.3566 | 0.00015454 | 4.051e-05% | 446.0452 | 381.5312 | 446.0453 | 381.5314
1170.512 | 64.6601 | 1.7074 | 34.5382 | 1.4142e-18 | 5.5285e-12 | 345.7998 | 0.00015504 | 4.058e-05% | 446.7054 | 382.0454 | 446.7056 | 382.0455
1170.608 | 64.9144 | 1.7127 | 34.6519 | 6.2816e-19 | 0 | 346.6933 | 0.00015554 | 4.06e-05% | 447.9724 | 383.0579 | 447.9725 | 383.0581
1170.704 | 66.0153 | 1.7395 | 35.1118 | 6.7621e-19 | 5.5285e-12 | 351.0658 | 0.00015604 | 4.022e-05% | 453.9325 | 387.9171 | 453.9326 | 387.9173
1170.8 | 66.858 | 1.7599 | 35.4642 | 4.325e-19 | 6.4499e-12 | 354.4097 | 0.00015654 | 3.997e-05% | 458.4918 | 391.6338 | 458.492 | 391.634
1170.896 | 66.4894 | 1.7502 | 35.3171 | 4.3937e-19 | 0 | 352.8609 | 0.00015704 | 4.027e-05% | 456.4175 | 389.9281 | 456.4177 | 389.9282
1170.992 | 64.5261 | 1.7008 | 34.5102 | 0 | 0 | 344.8403 | 0.00015755 | 4.135e-05% | 445.5773 | 381.0512 | 445.5775 | 381.0514
1171.088 | 63.2009 | 1.668 | 33.965 | 1.1331e-18 | 0.10542 | 339.5113 | 0.00015805 | 4.212e-05% | 438.4505 | 375.2496 | 438.4506 | 375.2498
1171.184 | 64.956 | 1.7129 | 34.6886 | 1.1154e-19 | 8.4259 | 346.8762 | 0.00015856 | 4.048e-05% | 456.6596 | 391.7036 | 456.6597 | 391.7038
1171.28 | 66.7784 | 1.7593 | 35.4394 | 4.1725e-19 | 257.0622 | 354.4963 | 0.00015907 | 2.452e-05% | 715.5356 | 648.7572 | 715.5358 | 648.7573
1171.376 | 67.1721 | 1.7694 | 35.602 | 0 | 3065.4031 | 356.2097 | 0.00015958 | 4.614e-06% | 3526.1564 | 3458.9843 | 3526.1566 | 3458.9844
1171.472 | 67.3018 | 1.7728 | 35.659 | 0 | 14897.1667 | 356.7958 | 0.00016009 | 1.047e-06% | 15358.6961 | 15291.3943 | 15358.6963 | 15291.3945
1171.568 | 67.4436 | 1.776 | 35.7245 | 0 | 31703.7738 | 357.3478 | 0.00016061 | 5.004e-07% | 32166.0656 | 32098.6221 | 32166.0658 | 32098.6222
1171.664 | 67.1189 | 1.7667 | 35.5982 | 0 | 31696.375 | 355.8831 | 0.00016112 | 5.021e-07% | 32156.7419 | 32089.6229 | 32156.742 | 32089.6231
1171.76 | 66.0651 | 1.7386 | 35.1713 | 0 | 14888.0856 | 351.3821 | 0.00016164 | 1.058e-06% | 15342.4427 | 15276.3776 | 15342.4429 | 15276.3778
1171.856 | 65.3103 | 1.7183 | 34.8678 | 0 | 3062.8863 | 348.1348 | 0.00016216 | 4.703e-06% | 3512.9174 | 3447.6071 | 3512.9176 | 3447.6072
1171.952 | 65.9493 | 1.7335 | 35.1368 | 0 | 256.8266 | 350.6491 | 0.00016268 | 2.525e-05% | 710.2954 | 644.346 | 710.2955 | 644.3462
1172.048 | 66.9088 | 1.7574 | 35.5367 | 7.1136e-19 | 8.4178 | 354.563 | 0.0001632 | 4.077e-05% | 467.1837 | 400.275 | 467.1839 | 400.2751
1172.144 | 66.7411 | 1.7537 | 35.4686 | 3.2023e-18 | 0.10532 | 353.9654 | 0.00016372 | 4.184e-05% | 458.0341 | 391.293 | 458.0342 | 391.2932
1172.24 | 64.4436 | 1.697 | 34.5145 | 2.1722e-18 | 0 | 344.6939 | 0.00016425 | 4.312e-05% | 445.349 | 380.9055 | 445.3492 | 380.9056
1172.336 | 62.2966 | 1.6446 | 33.6194 | 2.8563e-18 | 3.225e-12 | 336.148 | 0.00016477 | 4.436e-05% | 433.7086 | 371.412 | 433.7087 | 371.4121
1172.432 | 63.9065 | 1.6873 | 34.2785 | 2.5477e-18 | 0 | 343.2095 | 0.0001653 | 4.359e-05% | 443.0818 | 379.1753 | 443.0819 | 379.1754
1172.528 | 66.2446 | 1.7485 | 35.2394 | 4.0239e-18 | 0 | 353.2998 | 0.00016583 | 4.249e-05% | 456.5324 | 390.2877 | 456.5325 | 390.2879
1172.624 | 66.7987 | 1.7644 | 35.4621 | 2.1259e-18 | 4.6071e-12 | 355.9496 | 0.00016636 | 4.231e-05% | 459.9747 | 393.1761 | 459.9749 | 393.1762
1172.72 | 66.377 | 1.7548 | 35.2841 | 2.4515e-18 | 4.0312e-12 | 354.4286 | 0.00016689 | 4.263e-05% | 457.8445 | 391.4675 | 457.8446 | 391.4676
1172.816 | 65.4435 | 1.731 | 34.9022 | 1.8847e-18 | 0 | 350.6159 | 0.00016743 | 4.324e-05% | 452.6926 | 387.2491 | 452.6928 | 387.2493
1172.912 | 64.6737 | 1.7104 | 34.5936 | 3.135e-19 | 0 | 347.2986 | 0.00016796 | 4.379e-05% | 448.2762 | 383.6025 | 448.2764 | 383.6027
1173.008 | 64.8815 | 1.7137 | 34.69 | 7.5873e-19 | 0 | 347.8854 | 0.0001685 | 4.385e-05% | 449.1707 | 384.2891 | 449.1709 | 384.2893
1173.104 | 64.9513 | 1.7132 | 34.7315 | 1.3949e-18 | 0 | 347.8518 | 0.00016904 | 4.399e-05% | 449.2478 | 384.2965 | 449.248 | 384.2967
1173.2 | 65.2934 | 1.7196 | 34.8877 | 9.0073e-19 | 0 | 348.9439 | 0.00016958 | 4.398e-05% | 450.8446 | 385.5512 | 450.8448 | 385.5513
1173.296 | 66.4649 | 1.7474 | 35.3854 | 1.1264e-18 | 0 | 353.4872 | 0.00017012 | 4.355e-05% | 457.0849 | 390.62 | 457.0851 | 390.6202
1173.392 | 67.0618 | 1.761 | 35.6422 | 2.344e-18 | 2.3323e-12 | 355.7315 | 0.00017067 | 4.341e-05% | 460.1966 | 393.1348 | 460.1968 | 393.1349
1173.488 | 66.1943 | 1.7381 | 35.2903 | 2.5397e-18 | 1.002e-11 | 352.0494 | 0.00017121 | 4.4e-05% | 455.2721 | 389.0778 | 455.2722 | 389.078
1173.584 | 64.4498 | 1.6937 | 34.5741 | 9.8857e-19 | 9.2142e-13 | 344.876 | 0.00017176 | 4.506e-05% | 445.5936 | 381.1438 | 445.5938 | 381.144
1173.68 | 63.4852 | 1.6697 | 34.1766 | 1.0984e-18 | 1.8428e-12 | 340.9898 | 0.00017231 | 4.573e-05% | 440.3213 | 376.8361 | 440.3215 | 376.8363
1173.776 | 62.5127 | 1.6461 | 33.7711 | 0 | 6.4499e-12 | 337.0932 | 0.00017286 | 4.64e-05% | 435.0231 | 372.5103 | 435.0232 | 372.5105
1173.872 | 59.6438 | 1.5749 | 32.5799 | 0 | 4.6071e-12 | 325.3814 | 0.00017341 | 4.823e-05% | 419.18 | 359.5362 | 419.1802 | 359.5364
1173.968 | 57.6906 | 1.5266 | 31.7694 | 0 | 9.2142e-12 | 317.4101 | 0.00017397 | 4.96e-05% | 408.3967 | 350.7061 | 408.3969 | 350.7063
1174.064 | 58.3265 | 1.5433 | 32.0328 | 0 | 1.3821e-12 | 320.0157 | 0.00017452 | 4.936e-05% | 411.9183 | 353.5919 | 411.9185 | 353.592
1174.16 | 59.061 | 1.5624 | 32.3343 | 0 | 2.9946e-12 | 322.8771 | 0.00017508 | 4.907e-05% | 415.8347 | 356.7737 | 415.8349 | 356.7739
1174.256 | 59.2646 | 1.5683 | 32.4142 | 0 | 1.1287e-11 | 323.4904 | 0.00017564 | 4.913e-05% | 416.7375 | 357.4729 | 416.7376 | 357.4731
1174.352 | 61.7514 | 1.6322 | 33.4431 | 0 | 0 | 333.6109 | 0.0001762 | 4.779e-05% | 430.4375 | 368.6862 | 430.4377 | 368.6864
1174.448 | 65.1117 | 1.7187 | 34.8316 | 0 | 0 | 347.4148 | 0.00017676 | 4.604e-05% | 449.0768 | 383.9651 | 449.077 | 383.9653
1174.544 | 66.67 | 1.7606 | 35.4685 | 0 | 0 | 353.8771 | 0.00017733 | 4.534e-05% | 457.7763 | 391.1062 | 457.7764 | 391.1064
1174.64 | 66.7662 | 1.7662 | 35.4949 | 0 | 4.6071e-12 | 354.4298 | 0.00017789 | 4.542e-05% | 458.457 | 391.6909 | 458.4572 | 391.691
1174.736 | 66.2862 | 1.7577 | 35.2778 | 0 | 1.29e-11 | 352.7042 | 0.00017846 | 4.579e-05% | 456.0259 | 389.7397 | 456.0261 | 389.7399
1174.832 | 65.6381 | 1.7457 | 34.9883 | 0 | 1.9926e-11 | 350.4026 | 0.00017903 | 4.624e-05% | 452.7746 | 387.1365 | 452.7748 | 387.1367
1174.928 | 65.3388 | 1.7439 | 34.8409 | 1.7575e-18 | 1.6125e-11 | 349.752 | 0.0001796 | 4.649e-05% | 451.6756 | 386.3368 | 451.6758 | 386.3369
1175.024 | 65.4608 | 1.7546 | 34.8626 | 5.4921e-19 | 1.6125e-11 | 351.1006 | 0.00018017 | 4.647e-05% | 453.1785 | 387.7177 | 453.1787 | 387.7179
1175.12 | 65.0739 | 1.753 | 34.6667 | 5.4921e-19 | 8.2352e-12 | 350.4879 | 0.00018075 | 4.672e-05% | 451.9816 | 386.9076 | 451.9818 | 386.9078
1175.216 | 63.171 | 1.7123 | 33.8398 | 4.3937e-19 | 6.6155e-12 | 343.5601 | 0.00018132 | 4.783e-05% | 442.2831 | 379.1122 | 442.2833 | 379.1124
1175.312 | 60.0646 | 1.6398 | 32.516 | 0 | 7.6268e-12 | 331.5207 | 0.0001819 | 4.974e-05% | 425.7412 | 365.6765 | 425.7414 | 365.6767
1175.408 | 58.4078 | 1.6047 | 31.7941 | 5.4921e-19 | 8.9797e-12 | 325.4869 | 0.00018248 | 5.085e-05% | 417.2934 | 358.8856 | 417.2936 | 358.8858
1175.504 | 59.7457 | 1.6464 | 32.3175 | 2.1419e-18 | 9.328e-12 | 331.8834 | 0.00018306 | 5.004e-05% | 425.593 | 365.8473 | 425.5932 | 365.8475
1175.6 | 61.9988 | 1.7093 | 33.2336 | 1.2906e-18 | 6.1908e-12 | 341.6555 | 0.00018364 | 4.876e-05% | 438.5972 | 376.5984 | 438.5974 | 376.5986
1175.696 | 63.2123 | 1.7403 | 33.7414 | 6.0413e-19 | 2.6491e-12 | 346.2871 | 0.00018423 | 4.826e-05% | 444.9811 | 381.7689 | 444.9813 | 381.769
1175.792 | 63.7771 | 1.7493 | 34.006 | 9.8857e-19 | 0 | 347.3627 | 0.00018482 | 4.824e-05% | 446.8952 | 383.1181 | 446.8954 | 383.1183
1175.888 | 64.4931 | 1.758 | 34.3551 | 0 | 0 | 348.3746 | 0.0001854 | 4.822e-05% | 448.9808 | 384.4877 | 448.981 | 384.4879
1175.984 | 65.2368 | 1.7645 | 34.7277 | 1.7575e-18 | 0 | 349.0365 | 0.000186 | 4.824e-05% | 450.7655 | 385.5287 | 450.7656 | 385.5289
1176.08 | 65.8373 | 1.7658 | 35.0447 | 2.3625e-18 | 8.833e-12 | 348.885 | 0.00018659 | 4.838e-05% | 451.5329 | 385.6956 | 451.5331 | 385.6958
1176.176 | 66.3301 | 1.7645 | 35.3147 | 1.0439e-18 | 1.392e-11 | 348.3148 | 0.00018718 | 4.857e-05% | 451.7241 | 385.3941 | 451.7243 | 385.3942
1176.272 | 66.7385 | 1.7628 | 35.5416 | 1.8645e-18 | 0 | 347.6719 | 0.00018778 | 4.878e-05% | 451.7147 | 384.9762 | 451.7149 | 384.9764
1176.368 | 67.0765 | 1.7622 | 35.7268 | 1.6733e-18 | 0 | 347.2143 | 0.00018837 | 4.897e-05% | 451.7798 | 384.7033 | 451.78 | 384.7035
1176.464 | 67.1805 | 1.7592 | 35.7989 | 2.7172e-20 | 0 | 346.3695 | 0.00018897 | 4.922e-05% | 451.108 | 383.9276 | 451.1082 | 383.9278
1176.56 | 66.8066 | 1.7472 | 35.6563 | 2.0088e-18 | 0.021172 | 344.1125 | 0.00018957 | 4.969e-05% | 448.3437 | 381.5371 | 448.3439 | 381.5373
1176.656 | 66.4005 | 1.7369 | 35.4885 | 1.631e-18 | 1.6921 | 342.1257 | 0.00019018 | 4.991e-05% | 447.4438 | 381.0433 | 447.444 | 381.0434
1176.752 | 66.6616 | 1.7456 | 35.5911 | 1.5431e-18 | 51.6227 | 343.1279 | 0.00019078 | 4.415e-05% | 498.7489 | 432.0873 | 498.7491 | 432.0875
1176.848 | 66.9901 | 1.7575 | 35.7158 | 3.2424e-18 | 615.5338 | 344.6466 | 0.00019139 | 1.918e-05% | 1064.6438 | 997.6537 | 1064.644 | 997.6539
1176.944 | 66.8832 | 1.7596 | 35.6525 | 1.3127e-18 | 2990.778 | 344.6053 | 0.000192 | 5.692e-06% | 3439.6785 | 3372.7953 | 3439.6787 | 3372.7955
1177.04 | 66.4134 | 1.7532 | 35.4318 | 1.8429e-18 | 6362.7123 | 343.2377 | 0.00019261 | 2.856e-06% | 6809.5484 | 6743.135 | 6809.5486 | 6743.1352
1177.136 | 65.8773 | 1.7455 | 35.1811 | 8.3759e-19 | 6358.516 | 341.6596 | 0.00019322 | 2.868e-06% | 6802.9796 | 6737.1023 | 6802.9798 | 6737.1025
1177.232 | 65.4184 | 1.7394 | 34.9666 | 2.1043e-18 | 2985.6275 | 340.3386 | 0.00019383 | 5.764e-06% | 3428.0904 | 3362.672 | 3428.0906 | 3362.6722
1177.328 | 64.1658 | 1.7119 | 34.4285 | 1.5927e-18 | 614.1063 | 335.6493 | 0.00019445 | 1.972e-05% | 1050.0619 | 985.8961 | 1050.0621 | 985.8963
1177.424 | 62.0692 | 1.6614 | 33.5433 | 0 | 51.489 | 327.3049 | 0.00019506 | 4.712e-05% | 476.0678 | 413.9986 | 476.068 | 413.9988
1177.52 | 59.2894 | 1.5919 | 32.3737 | 0 | 1.6876 | 315.8762 | 0.00019568 | 5.567e-05% | 410.8188 | 351.5293 | 410.819 | 351.5295
1177.616 | 55.8665 | 1.5043 | 30.946 | 0 | 0.021114 | 301.5642 | 0.0001963 | 5.877e-05% | 389.9021 | 334.0356 | 389.9023 | 334.0358
1177.712 | 55.1164 | 1.4833 | 30.6517 | 3.3639e-19 | 1.8428e-12 | 297.9498 | 0.00019693 | 5.966e-05% | 385.2012 | 330.0849 | 385.2014 | 330.085
1177.808 | 57.4666 | 1.5407 | 31.6559 | 1.7163e-18 | 3.6857e-12 | 306.8061 | 0.00019755 | 5.81e-05% | 397.4693 | 340.0028 | 397.4695 | 340.003
1177.904 | 60.8889 | 1.6261 | 33.0957 | 2.3067e-18 | 0 | 319.9751 | 0.00019818 | 5.587e-05% | 415.5857 | 354.6969 | 415.5859 | 354.697
1178 | 63.9744 | 1.7048 | 34.3808 | 2.1968e-19 | 0 | 331.9901 | 0.00019881 | 5.401e-05% | 432.0501 | 368.0757 | 432.0503 | 368.0759
1178.096 | 65.3737 | 1.743 | 34.9533 | 0 | 2.3035e-12 | 337.6018 | 0.00019944 | 5.328e-05% | 439.6718 | 374.2981 | 439.672 | 374.2983
1178.192 | 64.8934 | 1.7348 | 34.7349 | 0 | 4.6071e-13 | 335.9486 | 0.00020007 | 5.372e-05% | 437.3116 | 372.4182 | 437.3118 | 372.4184
1178.288 | 62.4339 | 1.6767 | 33.6857 | 3.2952e-19 | 0.04248 | 326.4675 | 0.0002007 | 5.546e-05% | 424.3062 | 361.8723 | 424.3064 | 361.8725
1178.384 | 60.2235 | 1.6255 | 32.7384 | 0 | 3.3953 | 318.0737 | 0.00020134 | 5.658e-05% | 416.0564 | 355.8329 | 416.0566 | 355.8331
1178.48 | 61.5219 | 1.6643 | 33.2574 | 0 | 103.5882 | 323.8135 | 0.00020198 | 4.369e-05% | 523.8453 | 462.3234 | 523.8455 | 462.3236
1178.576 | 63.4762 | 1.7179 | 34.0602 | 0 | 1235.3522 | 331.8842 | 0.00020262 | 1.264e-05% | 1666.4908 | 1603.0146 | 1666.491 | 1603.0148
1178.672 | 64.1544 | 1.7349 | 34.3493 | 8.7873e-19 | 6004.4821 | 334.1772 | 0.00020326 | 3.189e-06% | 6438.8978 | 6374.7434 | 6438.898 | 6374.7437
1178.768 | 64.721 | 1.7446 | 34.6138 | 2.1968e-18 | 12782.1811 | 335.3121 | 0.0002039 | 1.55e-06% | 13218.5727 | 13153.8516 | 13218.5729 | 13153.8518
1178.864 | 65.3298 | 1.752 | 34.9107 | 2.1968e-18 | 12783.6565 | 336.0846 | 0.00020455 | 1.555e-06% | 13221.7336 | 13156.4038 | 13221.7338 | 13156.404
1178.96 | 65.7841 | 1.7538 | 35.149 | 9.8857e-19 | 6006.2929 | 335.985 | 0.0002052 | 3.217e-06% | 6444.9648 | 6379.1807 | 6444.965 | 6379.1809
1179.056 | 66.1543 | 1.7531 | 35.352 | 1.3181e-18 | 1235.8541 | 335.5205 | 0.00020585 | 1.28e-05% | 1674.6341 | 1608.4798 | 1674.6343 | 1608.48
1179.152 | 66.4576 | 1.7513 | 35.524 | 0 | 103.6352 | 334.8695 | 0.0002065 | 4.34e-05% | 542.2377 | 475.7801 | 542.2379 | 475.7803
1179.248 | 66.6271 | 1.7474 | 35.6338 | 0 | 3.3969 | 333.9003 | 0.00020715 | 5.529e-05% | 441.3055 | 374.6784 | 441.3057 | 374.6786
1179.344 | 66.0353 | 1.7269 | 35.4139 | 0 | 0.042501 | 330.3518 | 0.00020781 | 5.654e-05% | 433.5704 | 367.5351 | 433.5706 | 367.5353
1179.44 | 63.2194 | 1.6536 | 34.2504 | 0 | 9.2142e-13 | 318.5903 | 0.00020847 | 5.881e-05% | 417.7137 | 354.4943 | 417.7139 | 354.4945
1179.536 | 60.0872 | 1.5744 | 32.9474 | 0 | 5.7301e-12 | 305.9585 | 0.00020912 | 6.142e-05% | 400.5676 | 340.4804 | 400.5678 | 340.4806
1179.632 | 60.8615 | 1.5941 | 33.2758 | 5.4921e-19 | 1.4179e-11 | 308.7258 | 0.00020979 | 6.106e-05% | 404.4572 | 343.5957 | 404.4574 | 343.5959
1179.728 | 62.6641 | 1.6403 | 34.029 | 8.7873e-19 | 4.1641e-12 | 315.6003 | 0.00021045 | 5.991e-05% | 413.9337 | 351.2696 | 413.9339 | 351.2698
1179.824 | 63.2604 | 1.6573 | 34.2727 | 1.373e-20 | 0 | 317.8766 | 0.00021111 | 5.967e-05% | 417.067 | 353.8066 | 417.0672 | 353.8068
1179.92 | 64.6764 | 1.6954 | 34.8523 | 0 | 0 | 323.3556 | 0.00021178 | 5.884e-05% | 424.5797 | 359.9033 | 424.5799 | 359.9035
1180.016 | 65.8166 | 1.7265 | 35.3155 | 0 | 0 | 327.7696 | 0.00021245 | 5.824e-05% | 430.6281 | 364.8115 | 430.6284 | 364.8118
1180.112 | 66.0296 | 1.7342 | 35.3956 | 0 | 0 | 328.5881 | 0.00021312 | 5.828e-05% | 431.7476 | 365.718 | 431.7478 | 365.7182
1180.208 | 66.1531 | 1.7394 | 35.4424 | 0 | 3.225e-12 | 329.016 | 0.0002138 | 5.838e-05% | 432.3508 | 366.1978 | 432.351 | 366.198
1180.304 | 66.1061 | 1.7395 | 35.4195 | 0 | 1.1978e-11 | 328.6633 | 0.00021447 | 5.863e-05% | 431.9284 | 365.8223 | 431.9286 | 365.8225
1180.4 | 65.9412 | 1.7355 | 35.3507 | 0 | 4.6071e-12 | 327.6813 | 0.00021515 | 5.898e-05% | 430.7087 | 364.7675 | 430.7089 | 364.7677
1180.496 | 66.0469 | 1.7371 | 35.4023 | 0 | 0 | 327.5688 | 0.00021583 | 5.918e-05% | 430.7551 | 364.7082 | 430.7553 | 364.7085
1180.592 | 66.1855 | 1.7387 | 35.4726 | 0 | 0 | 327.4382 | 0.00021651 | 5.937e-05% | 430.835 | 364.6495 | 430.8352 | 364.6497
1180.688 | 65.9724 | 1.7311 | 35.395 | 0 | 0 | 325.9221 | 0.00021719 | 5.982e-05% | 429.0207 | 363.0482 | 429.0209 | 363.0484
1180.784 | 65.3397 | 1.7137 | 35.1383 | 6.5218e-19 | 0 | 322.9278 | 0.00021788 | 6.056e-05% | 425.1195 | 359.7798 | 425.1197 | 359.78
1180.88 | 64.8256 | 1.7008 | 34.9251 | 1.5584e-18 | 0 | 320.6307 | 0.00021857 | 6.118e-05% | 422.0822 | 357.2566 | 422.0824 | 357.2568
1180.976 | 65.1386 | 1.7107 | 35.0502 | 1.2975e-18 | 0 | 321.7503 | 0.00021926 | 6.116e-05% | 423.6499 | 358.5113 | 423.6501 | 358.5115
1181.072 | 65.6385 | 1.7266 | 35.2476 | 2.1831e-18 | 0 | 323.7791 | 0.00021995 | 6.097e-05% | 426.3918 | 360.7533 | 426.392 | 360.7535
1181.168 | 65.313 | 1.7223 | 35.0955 | 1.2494e-18 | 0 | 322.7619 | 0.00022064 | 6.136e-05% | 424.8927 | 359.5797 | 424.8929 | 359.5799
1181.264 | 63.8065 | 1.6883 | 34.4498 | 6.0413e-19 | 0 | 317.2596 | 0.00022134 | 6.263e-05% | 417.2041 | 353.3977 | 417.2043 | 353.3979
1181.36 | 62.5095 | 1.659 | 33.8944 | 6.1786e-20 | 0 | 312.4791 | 0.00022203 | 6.38e-05% | 410.542 | 348.0324 | 410.5422 | 348.0327
1181.456 | 63.1614 | 1.6774 | 34.1576 | 1.4417e-19 | 3.6857e-12 | 314.9045 | 0.00022273 | 6.35e-05% | 413.901 | 350.7396 | 413.9012 | 350.7398
1181.552 | 63.9913 | 1.6979 | 34.5036 | 3.2266e-18 | 0 | 317.6055 | 0.00022344 | 6.315e-05% | 417.7984 | 353.807 | 417.7986 | 353.8073
1181.648 | 62.6026 | 1.6598 | 33.9014 | 4.6683e-19 | 4.6071e-12 | 311.2155 | 0.00022414 | 6.464e-05% | 409.3792 | 346.7767 | 409.3795 | 346.7769
1181.744 | 56.3929 | 1.4983 | 31.1955 | 0 | 6.9106e-12 | 285.4382 | 0.00022485 | 7.068e-05% | 374.5249 | 318.132 | 374.5251 | 318.1322
1181.84 | 50.5135 | 1.3455 | 28.654 | 9.8857e-19 | 9.5597e-12 | 261.1682 | 0.00022555 | 7.747e-05% | 341.6812 | 291.1677 | 341.6814 | 291.1679
1181.936 | 54.0954 | 1.4335 | 30.2791 | 3.2952e-19 | 1.8428e-12 | 274.9723 | 0.00022626 | 7.378e-05% | 360.7803 | 306.6849 | 360.7806 | 306.6852
1182.032 | 58.9232 | 1.554 | 32.4366 | 3.2952e-18 | 9.2142e-13 | 293.8172 | 0.00022698 | 6.924e-05% | 386.7311 | 327.8079 | 386.7313 | 327.8081
1182.128 | 57.547 | 1.5188 | 31.8801 | 2.5813e-18 | 0 | 288.261 | 0.00022769 | 7.079e-05% | 379.2068 | 321.6599 | 379.2071 | 321.6601
1182.224 | 56.4122 | 1.4911 | 31.3852 | 2.9108e-18 | 0 | 283.5603 | 0.00022841 | 7.218e-05% | 372.8488 | 316.4366 | 372.849 | 316.4368
1182.32 | 60.566 | 1.5988 | 33.1281 | 4.7798e-19 | 3.9448e-12 | 299.5274 | 0.00022913 | 6.855e-05% | 394.8203 | 334.2543 | 394.8206 | 334.2545
1182.416 | 64.0432 | 1.6926 | 34.5783 | 0 | 1.1518e-13 | 313.4832 | 0.00022985 | 6.572e-05% | 413.7974 | 349.7542 | 413.7976 | 349.7544
1182.512 | 63.8763 | 1.6985 | 34.4671 | 0 | 5.0678e-12 | 314.1011 | 0.00023057 | 6.583e-05% | 414.143 | 350.2667 | 414.1432 | 350.2669
1182.608 | 62.2823 | 1.6721 | 33.7349 | 0 | 3.6857e-12 | 309.8454 | 0.0002313 | 6.699e-05% | 407.5347 | 345.2524 | 407.5349 | 345.2527
1182.704 | 61.3509 | 1.666 | 33.2654 | 0 | 9.2142e-12 | 308.5719 | 0.00023202 | 6.755e-05% | 404.8542 | 343.5033 | 404.8544 | 343.5036
1182.8 | 61.6973 | 1.6944 | 33.324 | 0 | 0 | 312.3963 | 0.00023275 | 6.7e-05% | 409.112 | 347.4147 | 409.1122 | 347.4149
1182.896 | 62.0068 | 1.7211 | 33.3713 | 0 | 0 | 315.9804 | 0.00023349 | 6.651e-05% | 413.0797 | 351.0729 | 413.0799 | 351.0731
1182.992 | 61.6119 | 1.726 | 33.1385 | 0 | 0 | 316.3311 | 0.00023422 | 6.669e-05% | 412.8074 | 351.1956 | 412.8077 | 351.1958
1183.088 | 61.1665 | 1.7228 | 32.9142 | 0 | 0 | 315.4929 | 0.00023496 | 6.711e-05% | 411.2965 | 350.1299 | 411.2967 | 350.1301
1183.184 | 61.2871 | 1.7256 | 32.9699 | 0 | 2.7643e-12 | 315.5341 | 0.00023569 | 6.73e-05% | 411.5167 | 350.2296 | 411.5169 | 350.2298
1183.28 | 61.8299 | 1.73 | 33.2464 | 6.1271e-19 | 0 | 315.8105 | 0.00023644 | 6.74e-05% | 412.6167 | 350.7869 | 412.617 | 350.7871
1183.376 | 62.5423 | 1.732 | 33.6247 | 1.0238e-18 | 2.7643e-12 | 315.7286 | 0.00023718 | 6.756e-05% | 413.6275 | 351.0852 | 413.6278 | 351.0855
1183.472 | 63.1814 | 1.7291 | 33.9836 | 0 | 0 | 314.9462 | 0.00023792 | 6.785e-05% | 413.8404 | 350.659 | 413.8407 | 350.6592
1183.568 | 63.4774 | 1.7176 | 34.1956 | 3.4411e-18 | 0 | 312.8951 | 0.00023867 | 6.842e-05% | 412.2857 | 348.8084 | 412.286 | 348.8086
1183.664 | 63.5963 | 1.7042 | 34.3218 | 2.5952e-18 | 0 | 310.5775 | 0.00023942 | 6.908e-05% | 410.1998 | 346.6035 | 410.2001 | 346.6038
1183.76 | 63.6797 | 1.6948 | 34.4143 | 1.8438e-18 | 0 | 308.8291 | 0.00024017 | 6.963e-05% | 408.6179 | 344.9382 | 408.6181 | 344.9385
1183.856 | 63.7631 | 1.6911 | 34.4809 | 2.5927e-18 | 0 | 307.9263 | 0.00024092 | 7.002e-05% | 407.8614 | 344.0983 | 407.8617 | 344.0986
1183.952 | 64.3935 | 1.7069 | 34.7502 | 3.0529e-18 | 2.0732e-12 | 309.8591 | 0.00024168 | 6.979e-05% | 410.7098 | 346.3162 | 410.71 | 346.3165
1184.048 | 64.748 | 1.7189 | 34.887 | 2.7745e-18 | 0 | 311.2288 | 0.00024244 | 6.97e-05% | 412.5827 | 347.8347 | 412.583 | 347.835
1184.144 | 63.4635 | 1.6896 | 34.3247 | 1.5571e-18 | 0 | 306.4987 | 0.0002432 | 7.1e-05% | 405.9764 | 342.5129 | 405.9766 | 342.5131
1184.24 | 59.3845 | 1.5874 | 32.575 | 9.0036e-19 | 0 | 290.9181 | 0.00024396 | 7.505e-05% | 384.4651 | 325.0806 | 384.4653 | 325.0808
1184.336 | 56.3558 | 1.5095 | 31.2842 | 2.3882e-18 | 0 | 278.9429 | 0.00024473 | 7.85e-05% | 368.0925 | 311.7366 | 368.0927 | 311.7369
1184.432 | 59.4451 | 1.5857 | 32.619 | 1.7806e-18 | 0 | 289.9359 | 0.0002455 | 7.574e-05% | 383.5857 | 324.1406 | 383.5859 | 324.1408
1184.528 | 63.1765 | 1.6767 | 34.2358 | 1.0883e-18 | 2.0732e-12 | 303.1718 | 0.00024626 | 7.263e-05% | 402.2609 | 339.0844 | 402.2612 | 339.0847
1184.624 | 63.8451 | 1.6892 | 34.5499 | 2.1099e-18 | 0.0071346 | 304.7238 | 0.00024704 | 7.245e-05% | 404.8151 | 340.97 | 404.8154 | 340.9703
1184.72 | 62.4341 | 1.6491 | 33.9857 | 1.8563e-18 | 0.57031 | 298.5348 | 0.00024781 | 7.403e-05% | 397.174 | 334.7399 | 397.1743 | 334.7401
1184.816 | 60.5761 | 1.5982 | 33.2307 | 0 | 17.4032 | 290.7742 | 0.00024859 | 7.247e-05% | 403.5824 | 343.0063 | 403.5827 | 343.0065
1184.912 | 59.5192 | 1.5687 | 32.8026 | 0 | 207.6403 | 286.1215 | 0.00024937 | 4.722e-05% | 587.6525 | 528.1332 | 587.6527 | 528.1335
1185.008 | 58.9738 | 1.5538 | 32.5821 | 0 | 1010.2887 | 283.5843 | 0.00025015 | 1.884e-05% | 1386.9828 | 1328.009 | 1386.983 | 1328.0092
1185.104 | 60.7813 | 1.5993 | 33.3456 | 0 | 2154.6277 | 289.8357 | 0.00025093 | 1.012e-05% | 2540.1897 | 2479.4084 | 2540.1899 | 2479.4086
1185.2 | 63.7685 | 1.6749 | 34.6006 | 0 | 2159.7776 | 300.4335 | 0.00025172 | 1.008e-05% | 2560.2551 | 2496.4866 | 2560.2553 | 2496.4869
1185.296 | 65.2626 | 1.7127 | 35.2288 | 1.9257e-18 | 1016.6096 | 305.5326 | 0.0002525 | 1.858e-05% | 1424.3462 | 1359.0837 | 1424.3465 | 1359.0839
1185.392 | 65.3914 | 1.7156 | 35.2855 | 2.1797e-19 | 209.3922 | 305.5878 | 0.00025329 | 4.589e-05% | 617.3724 | 551.981 | 617.3726 | 551.9813
1185.488 | 65.2538 | 1.7114 | 35.2321 | 9.4395e-19 | 17.5672 | 304.623 | 0.00025409 | 7.075e-05% | 424.3875 | 359.1337 | 424.3877 | 359.1339
1185.584 | 65.3878 | 1.714 | 35.2954 | 0 | 0.57591 | 304.6146 | 0.00025488 | 7.448e-05% | 407.5877 | 342.2 | 407.588 | 342.2002
1185.68 | 65.5573 | 1.7173 | 35.3748 | 0 | 0.0072065 | 304.7139 | 0.00025568 | 7.48e-05% | 407.3705 | 341.8131 | 407.3707 | 341.8134
1185.776 | 65.4898 | 1.7147 | 35.3533 | 0 | 0 | 303.9794 | 0.00025648 | 7.52e-05% | 406.5371 | 341.0474 | 406.5374 | 341.0476
1185.872 | 64.9773 | 1.7015 | 35.1412 | 0 | 9.2142e-12 | 301.73 | 0.00025728 | 7.599e-05% | 403.55 | 338.5727 | 403.5503 | 338.5729
1185.968 | 64.5292 | 1.6909 | 34.9518 | 1.2443e-19 | 1.29e-11 | 299.8487 | 0.00025809 | 7.67e-05% | 401.0205 | 336.4914 | 401.0208 | 336.4916
1186.064 | 64.876 | 1.7014 | 35.0928 | 8.7873e-19 | 0.0067226 | 300.9678 | 0.00025889 | 7.665e-05% | 402.6448 | 337.7688 | 402.645 | 337.769
1186.16 | 65.3149 | 1.7148 | 35.2704 | 4.3937e-19 | 0.5373 | 302.5019 | 0.0002597 | 7.638e-05% | 405.3394 | 340.0245 | 405.3396 | 340.0247
1186.256 | 65.3262 | 1.7175 | 35.2678 | 0 | 16.4061 | 302.5092 | 0.00026051 | 7.32e-05% | 421.2267 | 355.9005 | 421.227 | 355.9008
1186.352 | 64.7875 | 1.7056 | 35.0342 | 2.6362e-18 | 196.5492 | 300.4705 | 0.00026133 | 4.896e-05% | 598.547 | 533.7595 | 598.5473 | 533.7598
1186.448 | 63.6935 | 1.6789 | 34.5713 | 0 | 981.8475 | 296.3183 | 0.00026215 | 1.994e-05% | 1378.1095 | 1314.416 | 1378.1098 | 1314.4163
1186.544 | 63.2132 | 1.6667 | 34.3733 | 3.5149e-18 | 2381.6095 | 294.2298 | 0.00026296 | 9.697e-06% | 2775.0926 | 2711.8794 | 2775.0929 | 2711.8796
1186.64 | 64.105 | 1.6882 | 34.7569 | 0 | 3563.1551 | 296.892 | 0.00026379 | 6.77e-06% | 3960.5972 | 3896.4922 | 3960.5974 | 3896.4924
1186.736 | 64.7014 | 1.701 | 35.0199 | 0 | 3453.5244 | 298.3354 | 0.00026461 | 6.984e-06% | 3853.2821 | 3788.5807 | 3853.2824 | 3788.581
1186.832 | 64.1173 | 1.6833 | 34.79 | 8.7873e-19 | 1736.2229 | 295.4808 | 0.00026544 | 1.283e-05% | 2132.2944 | 2068.1771 | 2132.2946 | 2068.1773
1186.928 | 63.6362 | 1.6684 | 34.6044 | 2.1968e-18 | 375.5817 | 293.0072 | 0.00026626 | 3.778e-05% | 768.4978 | 704.8616 | 768.4981 | 704.8619
1187.024 | 64.2682 | 1.6821 | 34.8822 | 1.7575e-18 | 32.256 | 294.5649 | 0.00026709 | 7.35e-05% | 427.6533 | 363.3851 | 427.6536 | 363.3854
1187.12 | 64.8912 | 1.6963 | 35.1513 | 4.3937e-19 | 1.0677 | 296.2032 | 0.00026793 | 8.019e-05% | 399.0096 | 334.1184 | 399.0099 | 334.1187
1187.216 | 65.1275 | 1.7018 | 35.255 | 0 | 0.013443 | 296.6035 | 0.00026876 | 8.057e-05% | 398.7013 | 333.5738 | 398.7015 | 333.5741
1187.312 | 65.2347 | 1.7049 | 35.302 | 9.8857e-19 | 6.6803e-12 | 296.6641 | 0.0002696 | 8.08e-05% | 398.9057 | 333.671 | 398.906 | 333.6713
1187.408 | 64.8121 | 1.6951 | 35.1227 | 0 | 4.1464e-12 | 294.9152 | 0.00027044 | 8.152e-05% | 396.5451 | 331.733 | 396.5454 | 331.7333
1187.504 | 62.6525 | 1.6418 | 34.2023 | 0 | 7.3713e-12 | 286.9944 | 0.00027129 | 8.403e-05% | 385.491 | 322.8385 | 385.4913 | 322.8388
1187.6 | 58.0291 | 1.5266 | 32.2187 | 0 | 2.7643e-12 | 270.1748 | 0.00027213 | 8.954e-05% | 361.9493 | 303.9202 | 361.9496 | 303.9205
1187.696 | 55.5279 | 1.4649 | 31.1323 | 0 | 0 | 260.8915 | 0.00027298 | 9.301e-05% | 349.0166 | 293.4887 | 349.0169 | 293.4889
1187.792 | 59.2981 | 1.5612 | 32.7412 | 0 | 0 | 274.2773 | 0.00027383 | 8.874e-05% | 367.8778 | 308.5797 | 367.8781 | 308.5799
1187.888 | 62.9235 | 1.6554 | 34.2891 | 0 | 1.1518e-11 | 287.419 | 0.00027469 | 8.495e-05% | 386.287 | 323.3635 | 386.2872 | 323.3637
1187.984 | 62.6606 | 1.6544 | 34.1538 | 0 | 1.3821e-11 | 286.9649 | 0.00027554 | 8.537e-05% | 385.4337 | 322.7731 | 385.4339 | 322.7733
1188.08 | 59.0639 | 1.5727 | 32.5671 | 8.7873e-19 | 6.4499e-12 | 274.9803 | 0.0002764 | 8.942e-05% | 368.184 | 309.1201 | 368.1842 | 309.1204
1188.176 | 55.5013 | 1.4959 | 30.9787 | 0 | 0 | 263.7262 | 0.00027726 | 9.361e-05% | 351.7021 | 296.2008 | 351.7024 | 296.2011
1188.272 | 56.6473 | 1.542 | 31.4034 | 2.1968e-18 | 0 | 270.0048 | 0.00027812 | 9.181e-05% | 359.5975 | 302.9502 | 359.5978 | 302.9504
1188.368 | 58.1112 | 1.5963 | 31.9656 | 3.2952e-19 | 2.7894e-13 | 277.4689 | 0.00027899 | 8.97e-05% | 369.1419 | 311.0308 | 369.1422 | 311.0311
1188.464 | 57.4396 | 1.5944 | 31.616 | 2.6362e-18 | 0 | 276.9179 | 0.00027986 | 9.024e-05% | 367.5679 | 310.1283 | 367.5682 | 310.1286
1188.56 | 57.3912 | 1.6067 | 31.5352 | 0 | 0 | 278.2488 | 0.00028073 | 9.015e-05% | 368.7819 | 311.3907 | 368.7822 | 311.391
1188.656 | 59.0243 | 1.6585 | 32.1876 | 0 | 0 | 285.0292 | 0.0002816 | 8.831e-05% | 377.8996 | 318.8753 | 377.8998 | 318.8756
1188.752 | 60.4718 | 1.6971 | 32.8008 | 0 | 3.7145e-12 | 289.99 | 0.00028248 | 8.705e-05% | 384.9596 | 324.4879 | 384.9599 | 324.4881
1188.848 | 61.0011 | 1.7031 | 33.0624 | 0 | 1.3073e-11 | 290.4529 | 0.00028336 | 8.713e-05% | 386.2194 | 325.2184 | 386.2197 | 325.2187
1188.944 | 61.2599 | 1.6972 | 33.2297 | 0 | 5.0678e-12 | 289.2726 | 0.00028424 | 8.767e-05% | 385.4595 | 324.1995 | 385.4598 | 324.1998
1189.04 | 61.2141 | 1.6824 | 33.2743 | 0 | 0 | 286.8642 | 0.00028512 | 8.86e-05% | 383.035 | 321.8209 | 383.0353 | 321.8212
1189.136 | 59.7044 | 1.6307 | 32.6963 | 0 | 1.4743e-11 | 279.3494 | 0.00028601 | 9.118e-05% | 373.3809 | 313.6765 | 373.3812 | 313.6768
1189.232 | 58.4189 | 1.5868 | 32.2043 | 0 | 9.2142e-12 | 272.9028 | 0.0002869 | 9.355e-05% | 365.1127 | 306.6938 | 365.1129 | 306.6941
1189.328 | 60.3281 | 1.6284 | 33.0502 | 0 | 1.0136e-11 | 278.2897 | 0.00028779 | 9.196e-05% | 373.2965 | 312.9683 | 373.2968 | 312.9686
1189.424 | 62.6519 | 1.6843 | 34.0572 | 0 | 2.3035e-12 | 285.6259 | 0.00028869 | 8.983e-05% | 384.0193 | 321.3674 | 384.0196 | 321.3677
1189.52 | 63.4905 | 1.7043 | 34.4256 | 0 | 3.225e-12 | 287.9948 | 0.00028958 | 8.934e-05% | 387.6152 | 324.1247 | 387.6155 | 324.1249
1189.616 | 63.6436 | 1.7072 | 34.4993 | 1.2391e-19 | 0 | 288.0216 | 0.00029048 | 8.959e-05% | 387.8717 | 324.2281 | 387.872 | 324.2284
1189.712 | 63.533 | 1.7023 | 34.463 | 5.0253e-19 | 0 | 286.9859 | 0.00029139 | 9.017e-05% | 386.6842 | 323.1512 | 386.6845 | 323.1515
1189.808 | 63.4374 | 1.696 | 34.4399 | 0 | 1.1518e-11 | 285.7654 | 0.00029229 | 9.08e-05% | 385.3388 | 321.9013 | 385.3391 | 321.9016
1189.904 | 63.6609 | 1.6964 | 34.5614 | 0 | 1.7852e-11 | 285.435 | 0.0002932 | 9.114e-05% | 385.3536 | 321.6928 | 385.3539 | 321.6931
1190 | 63.9885 | 1.6982 | 34.734 | 0 | 1.7968e-11 | 285.31 | 0.00029411 | 9.141e-05% | 385.7308 | 321.7422 | 385.7311 | 321.7425
1190.096 | 63.9147 | 1.6896 | 34.7389 | 0 | 3.225e-12 | 283.7722 | 0.00029502 | 9.214e-05% | 384.1155 | 320.2008 | 384.1158 | 320.2011
1190.192 | 62.7285 | 1.6536 | 34.2718 | 0 | 0 | 278.5169 | 0.00029594 | 9.411e-05% | 377.1709 | 314.4423 | 377.1712 | 314.4426
1190.288 | 61.7605 | 1.6241 | 33.8914 | 0 | 0 | 274.1521 | 0.00029686 | 9.586e-05% | 371.4281 | 309.6676 | 371.4284 | 309.6679
1190.384 | 63.0862 | 1.6535 | 34.4722 | 0 | 0 | 277.7597 | 0.00029778 | 9.487e-05% | 376.9716 | 313.8854 | 376.9719 | 313.8857
1190.48 | 64.5652 | 1.6879 | 35.1118 | 0 | 0 | 282.0437 | 0.0002987 | 9.368e-05% | 383.4086 | 318.8434 | 383.4089 | 318.8437
1190.576 | 64.6885 | 1.6892 | 35.1727 | 5.6294e-19 | 0 | 281.8667 | 0.00029963 | 9.401e-05% | 383.4172 | 318.7287 | 383.4175 | 318.729
1190.672 | 64.1816 | 1.6757 | 34.9629 | 8.856e-19 | 0 | 279.687 | 0.00030056 | 9.501e-05% | 380.5072 | 316.3256 | 380.5075 | 316.3259
1190.768 | 63.4174 | 1.6564 | 34.6438 | 6.1786e-19 | 0 | 276.7287 | 0.00030149 | 9.631e-05% | 376.4463 | 313.0289 | 376.4466 | 313.0292
1190.864 | 62.6983 | 1.6382 | 34.3439 | 1.9909e-19 | 8.2928e-12 | 273.9313 | 0.00030242 | 9.758e-05% | 372.6118 | 309.9134 | 372.6121 | 309.9137
1190.96 | 62.8962 | 1.6429 | 34.4296 | 1.4005e-18 | 3.6857e-12 | 274.1947 | 0.00030336 | 9.777e-05% | 373.1635 | 310.2672 | 373.1638 | 310.2675
1191.056 | 63.4319 | 1.6562 | 34.6579 | 0 | 9.8908e-12 | 275.6013 | 0.0003043 | 9.756e-05% | 375.3473 | 311.9153 | 375.3476 | 311.9156
1191.152 | 63.7767 | 1.6648 | 34.8069 | 6.5905e-19 | 2.6491e-12 | 276.3882 | 0.00030524 | 9.757e-05% | 376.6365 | 312.8599 | 376.6368 | 312.8602
1191.248 | 64.0435 | 1.6716 | 34.9236 | 4.3937e-19 | 2.3035e-12 | 276.9153 | 0.00030619 | 9.766e-05% | 377.554 | 313.5105 | 377.5543 | 313.5108
1191.344 | 64.2055 | 1.6757 | 34.9963 | 1.6476e-19 | 0 | 277.079 | 0.00030714 | 9.789e-05% | 377.9565 | 313.7511 | 377.9568 | 313.7514
1191.44 | 64.6734 | 1.6875 | 35.1994 | 1.5721e-18 | 0 | 278.2748 | 0.00030809 | 9.776e-05% | 379.8352 | 315.1618 | 379.8355 | 315.1621
1191.536 | 65.0597 | 1.6975 | 35.3669 | 2.595e-18 | 0 | 279.212 | 0.00030904 | 9.771e-05% | 381.336 | 316.2764 | 381.3363 | 316.2767
1191.632 | 64.8497 | 1.6924 | 35.2799 | 2.5881e-18 | 0 | 278.1646 | 0.00031 | 9.837e-05% | 379.9866 | 315.1368 | 379.9869 | 315.1372
1191.728 | 63.73 | 1.6644 | 34.8068 | 1.8261e-18 | 0 | 274.097 | 0.00031096 | 0.0001001% | 374.2982 | 310.5682 | 374.2985 | 310.5685
1191.824 | 62.5044 | 1.6338 | 34.2876 | 7.4143e-19 | 0 | 269.6907 | 0.00031192 | 0.0001021% | 368.1166 | 305.6122 | 368.1169 | 305.6125
1191.92 | 62.8142 | 1.642 | 34.416 | 8.2381e-19 | 1.3821e-12 | 270.4093 | 0.00031289 | 0.0001021% | 369.2815 | 306.4673 | 369.2818 | 306.4676
1192.016 | 63.8874 | 1.6699 | 34.8678 | 4.3937e-19 | 1.3821e-12 | 273.7065 | 0.00031385 | 0.0001012% | 374.1315 | 310.2441 | 374.1318 | 310.2444
1192.112 | 64.5453 | 1.6876 | 35.1456 | 0 | 1.2669e-11 | 275.6665 | 0.00031482 | 0.0001007% | 377.045 | 312.4997 | 377.0453 | 312.5001
1192.208 | 64.8026 | 1.6955 | 35.2541 | 6.5905e-19 | 7.2562e-12 | 276.3215 | 0.0003158 | 0.0001008% | 378.0737 | 313.2711 | 378.074 | 313.2714
1192.304 | 64.843 | 1.6979 | 35.2691 | 0 | 0 | 276.2584 | 0.00031677 | 0.0001011% | 378.0684 | 313.2254 | 378.0687 | 313.2257
1192.4 | 64.7271 | 1.6962 | 35.2165 | 0 | 4.9423e-13 | 275.6573 | 0.00031775 | 0.0001017% | 377.297 | 312.5699 | 377.2973 | 312.5702
1192.496 | 64.4265 | 1.6894 | 35.0854 | 0 | 7.213e-12 | 274.4009 | 0.00031874 | 0.0001024% | 375.6022 | 311.1757 | 375.6025 | 311.176
1192.592 | 64.0939 | 1.6814 | 34.9424 | 0 | 8.6383e-12 | 272.9891 | 0.00031972 | 0.0001033% | 373.7068 | 309.6129 | 373.7071 | 309.6132
1192.688 | 63.8844 | 1.6763 | 34.8548 | 0 | 1.1978e-11 | 271.9499 | 0.00032071 | 0.000104% | 372.3654 | 308.481 | 372.3657 | 308.4813
1192.784 | 63.8027 | 1.6742 | 34.8235 | 0 | 8.7535e-12 | 271.2987 | 0.0003217 | 0.0001045% | 371.5991 | 307.7964 | 371.5995 | 307.7967
1192.88 | 64.1612 | 1.683 | 34.9819 | 0 | 4.6071e-12 | 272.058 | 0.00032269 | 0.0001045% | 372.8841 | 308.7228 | 372.8844 | 308.7232
1192.976 | 64.5336 | 1.6915 | 35.1488 | 8.3868e-19 | 0 | 272.7882 | 0.00032369 | 0.0001045% | 374.162 | 309.6284 | 374.1624 | 309.6288
1193.072 | 64.5267 | 1.6897 | 35.1549 | 9.2085e-19 | 0 | 272.1812 | 0.00032469 | 0.0001051% | 373.5526 | 309.0258 | 373.5529 | 309.0262
1193.168 | 64.2629 | 1.681 | 35.0517 | 9.5491e-19 | 0 | 270.6846 | 0.00032569 | 0.0001059% | 371.6802 | 307.4173 | 371.6805 | 307.4176
1193.264 | 63.5251 | 1.6608 | 34.7467 | 1.017e-18 | 0 | 267.6625 | 0.0003267 | 0.0001074% | 367.5952 | 304.07 | 367.5955 | 304.0703
1193.36 | 61.1078 | 1.599 | 33.7255 | 6.8806e-20 | 0.0038794 | 259.2072 | 0.00032771 | 0.0001113% | 355.6434 | 294.5356 | 355.6438 | 294.5359
1193.456 | 58.6759 | 1.5372 | 32.6974 | 0 | 0.30619 | 250.766 | 0.00032872 | 0.0001152% | 343.9826 | 285.3067 | 343.9829 | 285.3071
1193.552 | 59.9191 | 1.5674 | 33.2344 | 0 | 9.1537 | 254.3954 | 0.00032973 | 0.0001105% | 358.27 | 298.3509 | 358.2703 | 298.3512
1193.648 | 62.4357 | 1.6302 | 34.3103 | 0 | 103.6584 | 262.2289 | 0.00033075 | 8.231e-05% | 464.2634 | 401.8277 | 464.2638 | 401.828
1193.744 | 63.913 | 1.6678 | 34.9405 | 0 | 444.6407 | 266.7285 | 0.00033177 | 4.436e-05% | 811.8906 | 747.9776 | 811.8909 | 747.9779
1193.84 | 64.5698 | 1.6855 | 35.2202 | 0 | 722.4551 | 268.6211 | 0.00033279 | 3.237e-05% | 1092.5517 | 1027.9819 | 1092.552 | 1027.9823
1193.936 | 64.7296 | 1.6906 | 35.2874 | 0 | 444.6407 | 268.9039 | 0.00033382 | 4.448e-05% | 815.2524 | 750.5227 | 815.2527 | 750.5231
1194.032 | 64.6647 | 1.6897 | 35.2587 | 0 | 103.6584 | 268.403 | 0.00033485 | 8.187e-05% | 473.6744 | 409.0097 | 473.6747 | 409.01
1194.128 | 64.576 | 1.6876 | 35.2217 | 0 | 9.1537 | 267.7625 | 0.00033588 | 0.000107% | 378.4015 | 313.8255 | 378.4018 | 313.8258
1194.224 | 64.4983 | 1.6855 | 35.1921 | 1.5565e-19 | 0.30619 | 267.1228 | 0.00033691 | 0.0001107% | 368.805 | 304.3066 | 368.8053 | 304.307
1194.32 | 64.1122 | 1.6754 | 35.0314 | 0 | 0.0038794 | 265.4559 | 0.00033795 | 0.0001118% | 366.2788 | 302.1666 | 366.2791 | 302.1669
1194.416 | 63.5462 | 1.6604 | 34.7933 | 0 | 1.3821e-12 | 263.1777 | 0.00033899 | 0.0001131% | 363.1776 | 299.6314 | 363.178 | 299.6318
1194.512 | 63.3927 | 1.6559 | 34.7312 | 1.0912e-18 | 0 | 262.2374 | 0.00034004 | 0.0001139% | 362.0172 | 298.6244 | 362.0175 | 298.6248
1194.608 | 63.5667 | 1.6605 | 34.8071 | 0 | 0.0032057 | 262.4437 | 0.00034108 | 0.0001141% | 362.4811 | 298.9144 | 362.4815 | 298.9148
1194.704 | 63.9058 | 1.6707 | 34.9483 | 0 | 0.25301 | 263.3563 | 0.00034213 | 0.000114% | 364.134 | 300.2283 | 364.1344 | 300.2286
1194.8 | 64.1479 | 1.6798 | 35.0425 | 2.087e-18 | 7.5674 | 264.1266 | 0.00034319 | 0.0001113% | 372.5641 | 308.4163 | 372.5645 | 308.4166
1194.896 | 63.831 | 1.6754 | 34.8943 | 6.5905e-19 | 85.924 | 263.1926 | 0.00034424 | 8.925e-05% | 449.5173 | 385.6863 | 449.5177 | 385.6866
1194.992 | 62.5231 | 1.6461 | 34.3224 | 8.7873e-19 | 375.4285 | 259.1168 | 0.0003453 | 5.15e-05% | 733.037 | 670.5138 | 733.0373 | 670.5142
1195.088 | 61.2277 | 1.6173 | 33.7537 | 0 | 687.6707 | 255.1149 | 0.00034637 | 3.541e-05% | 1039.3843 | 978.1567 | 1039.3847 | 978.157
1195.184 | 61.6932 | 1.6334 | 33.9315 | 3.5149e-18 | 756.4051 | 256.7761 | 0.00034743 | 3.313e-05% | 1110.4393 | 1048.7461 | 1110.4396 | 1048.7464
1195.28 | 62.6819 | 1.6624 | 34.336 | 2.1968e-18 | 717.6806 | 260.0516 | 0.0003485 | 3.438e-05% | 1076.4125 | 1013.7305 | 1076.4128 | 1013.7309
1195.376 | 62.6234 | 1.6631 | 34.3034 | 1.4279e-18 | 396.5484 | 259.7743 | 0.00034957 | 5.049e-05% | 754.9127 | 692.2892 | 754.913 | 692.2896
1195.472 | 61.5799 | 1.6368 | 33.86 | 1.1533e-18 | 90.9363 | 256.1082 | 0.00035065 | 9.166e-05% | 444.1212 | 382.5413 | 444.1216 | 382.5416
1195.568 | 60.9064 | 1.6188 | 33.5794 | 0 | 8.0111 | 253.4851 | 0.00035172 | 0.0001185% | 357.6007 | 296.6944 | 357.6011 | 296.6947
1195.664 | 61.3055 | 1.6279 | 33.7555 | 0 | 0.26786 | 254.2444 | 0.00035281 | 0.0001217% | 351.2011 | 289.8956 | 351.2015 | 289.896
1195.76 | 61.6263 | 1.6344 | 33.9006 | 2.1968e-19 | 0.0033939 | 254.705 | 0.00035389 | 0.0001219% | 351.8698 | 290.2435 | 351.8701 | 290.2438
1195.856 | 62.0278 | 1.6424 | 34.0862 | 0 | 0 | 255.3258 | 0.00035498 | 0.000122% | 353.0822 | 291.0544 | 353.0826 | 291.0548
1195.952 | 62.9136 | 1.6622 | 34.4822 | 0 | 0 | 257.3998 | 0.00035607 | 0.0001213% | 356.4577 | 293.5442 | 356.4581 | 293.5445
1196.048 | 63.4932 | 1.6739 | 34.7471 | 0 | 0 | 258.4763 | 0.00035716 | 0.0001211% | 358.3905 | 294.8973 | 358.3909 | 294.8976
1196.144 | 63.428 | 1.6695 | 34.7349 | 0 | 1.1518e-12 | 257.5612 | 0.00035826 | 0.0001219% | 357.3936 | 293.9656 | 357.3939 | 293.966
1196.24 | 62.6326 | 1.6472 | 34.4109 | 0 | 5.9892e-12 | 254.414 | 0.00035936 | 0.0001237% | 353.1046 | 290.472 | 353.105 | 290.4724
1196.336 | 61.8856 | 1.6262 | 34.1056 | 2.3685e-19 | 0.0060181 | 251.4355 | 0.00036046 | 0.0001255% | 349.059 | 287.1734 | 349.0593 | 287.1737
1196.432 | 62.3998 | 1.6372 | 34.3344 | 5.0802e-19 | 0.49748 | 252.4283 | 0.00036157 | 0.0001252% | 351.2972 | 288.8974 | 351.2975 | 288.8977
1196.528 | 63.2078 | 1.6564 | 34.6866 | 0 | 15.9774 | 254.4275 | 0.00036268 | 0.0001182% | 369.9556 | 306.7479 | 369.956 | 306.7482
1196.624 | 63.7422 | 1.6698 | 34.9197 | 0 | 214.0113 | 255.7104 | 0.00036379 | 7.185e-05% | 570.0534 | 506.3113 | 570.0538 | 506.3116
1196.72 | 63.9363 | 1.676 | 35.0006 | 0 | 1294.4042 | 256.0889 | 0.00036491 | 2.299e-05% | 1651.1059 | 1587.1697 | 1651.1063 | 1587.17
1196.816 | 63.6847 | 1.6723 | 34.8813 | 0 | 3740.6162 | 255.263 | 0.00036603 | 9.077e-06% | 4096.1175 | 4032.4328 | 4096.1179 | 4032.4332
1196.912 | 63.2133 | 1.6654 | 34.6557 | 0 | 5088.6097 | 254.0421 | 0.00036715 | 6.826e-06% | 5442.1863 | 5378.973 | 5442.1867 | 5378.9733
1197.008 | 62.8887 | 1.6657 | 34.4794 | 0 | 3230.2931 | 253.6899 | 0.00036827 | 1.046e-05% | 3583.0168 | 3520.1281 | 3583.0172 | 3520.1285
1197.104 | 62.6219 | 1.6703 | 34.3158 | 0 | 1243.4046 | 253.8738 | 0.0003694 | 2.409e-05% | 1595.8864 | 1533.2645 | 1595.8868 | 1533.2649
1197.2 | 62.0799 | 1.669 | 34.0265 | 0 | 905.5665 | 253.3461 | 0.00037054 | 3.102e-05% | 1256.688 | 1194.6081 | 1256.6883 | 1194.6085
1197.296 | 61.3603 | 1.6631 | 33.6601 | 0 | 1891.5122 | 252.2457 | 0.00037167 | 1.706e-05% | 2240.4414 | 2179.0811 | 2240.4418 | 2179.0815
1197.392 | 60.3298 | 1.6479 | 33.1666 | 0 | 3746.9075 | 249.9902 | 0.00037281 | 9.247e-06% | 4092.042 | 4031.7122 | 4092.0423 | 4031.7125
1197.488 | 57.895 | 1.5927 | 32.0856 | 0 | 7389.4769 | 242.828 | 0.00037395 | 4.878e-06% | 7723.8782 | 7665.9832 | 7723.8785 | 7665.9835
1197.584 | 55.6815 | 1.538 | 31.1238 | 0 | 10069.5424 | 235.7512 | 0.0003751 | 3.628e-06% | 10393.637 | 10337.9554 | 10393.6373 | 10337.9558
1197.68 | 57.1367 | 1.5736 | 31.7638 | 1.1533e-18 | 6011.281 | 239.758 | 0.00037625 | 5.987e-06% | 6341.5131 | 6284.3764 | 6341.5135 | 6284.3767
1197.776 | 59.9694 | 1.6399 | 33.0198 | 1.6476e-19 | 1393.4087 | 247.5016 | 0.0003774 | 2.252e-05% | 1735.5393 | 1675.5699 | 1735.5397 | 1675.5703
1197.872 | 61.5253 | 1.6691 | 33.744 | 0 | 122.9172 | 250.6919 | 0.00037856 | 9.255e-05% | 470.5475 | 409.0221 | 470.5479 | 409.0225
1197.968 | 62.1721 | 1.6744 | 34.0781 | 0 | 6.6965 | 250.9456 | 0.00037971 | 0.0001294% | 355.5667 | 293.3946 | 355.5671 | 293.395
1198.064 | 62.4546 | 1.673 | 34.241 | 8.7873e-19 | 77.425 | 250.4033 | 0.00038088 | 0.0001047% | 426.1969 | 363.7423 | 426.1973 | 363.7426
1198.16 | 62.4995 | 1.6707 | 34.2775 | 0 | 876.5231 | 249.7483 | 0.00038204 | 3.287e-05% | 1224.7192 | 1162.2197 | 1224.7196 | 1162.22
1198.256 | 62.3523 | 1.6695 | 34.2044 | 0 | 3763.792 | 249.2268 | 0.00038321 | 9.465e-06% | 4111.245 | 4048.8927 | 4111.2454 | 4048.8931
1198.352 | 61.8231 | 1.6636 | 33.9432 | 2.1968e-19 | 6134.4115 | 248.1355 | 0.00038438 | 5.989e-06% | 6479.9769 | 6418.1538 | 6479.9773 | 6418.1541
1198.448 | 60.6853 | 1.6453 | 33.4036 | 0 | 3825.8302 | 245.5747 | 0.00038556 | 9.389e-06% | 4167.1392 | 4106.4539 | 4167.1396 | 4106.4543
1198.544 | 59.3905 | 1.6245 | 32.7897 | 2.0595e-19 | 1284.3183 | 242.7071 | 0.00038674 | 2.477e-05% | 1620.83 | 1561.4396 | 1620.8304 | 1561.4399
1198.64 | 58.263 | 1.6068 | 32.2517 | 0 | 4160.8392 | 240.2012 | 0.00038792 | 8.747e-06% | 4493.1619 | 4434.899 | 4493.1623 | 4434.8994
1198.736 | 56.2519 | 1.5619 | 31.3522 | 0 | 17433.6512 | 234.4054 | 0.00038911 | 2.198e-06% | 17757.2225 | 17700.9707 | 17757.2229 | 17700.9711
1198.832 | 54.7906 | 1.5271 | 30.7101 | 1.4005e-18 | 28316.0069 | 229.8258 | 0.0003903 | 1.366e-06% | 28632.8605 | 28578.0699 | 28632.8609 | 28578.0703
1198.928 | 55.8207 | 1.5551 | 31.1525 | 5.2175e-19 | 17427.1031 | 232.8578 | 0.00039149 | 2.213e-06% | 17748.4893 | 17692.6686 | 17748.4897 | 17692.669
1199.024 | 56.6426 | 1.576 | 31.514 | 0 | 4062.7497 | 235.0446 | 0.00039269 | 9.067e-06% | 4387.527 | 4330.8844 | 4387.5274 | 4330.8848
1199.12 | 56.1653 | 1.5619 | 31.3206 | 0 | 358.7665 | 232.9916 | 0.00039389 | 6.306e-05% | 680.8059 | 624.6406 | 680.8063 | 624.641
1199.216 | 56.1323 | 1.5593 | 31.3183 | 0 | 12.0005 | 232.2901 | 0.00039509 | 0.0001425% | 333.3005 | 277.1682 | 333.3009 | 277.1686
1199.312 | 58.0778 | 1.6087 | 32.1645 | 0 | 0.15205 | 237.79 | 0.0003963 | 0.0001458% | 329.793 | 271.7152 | 329.7934 | 271.7156
1199.408 | 59.9012 | 1.6538 | 32.9638 | 0 | 3.916e-12 | 242.7752 | 0.00039751 | 0.0001433% | 337.294 | 277.3927 | 337.2944 | 277.3931
1199.504 | 60.365 | 1.6605 | 33.1914 | 2.9177e-19 | 0.069593 | 243.2062 | 0.00039872 | 0.0001434% | 338.4927 | 278.1277 | 338.4931 | 278.1281
1199.6 | 59.9248 | 1.6401 | 33.0471 | 0 | 5.4926 | 240.4224 | 0.00039994 | 0.0001425% | 340.527 | 280.6022 | 340.5274 | 280.6026
1199.696 | 59.6384 | 1.6203 | 32.9828 | 0 | 164.2076 | 237.7218 | 0.00040116 | 9.19e-05% | 496.1709 | 436.5325 | 496.1713 | 436.5329
1199.792 | 60.7163 | 1.6345 | 33.5105 | 0 | 1859.5219 | 239.0109 | 0.00040238 | 1.886e-05% | 2194.3941 | 2133.6779 | 2194.3945 | 2133.6783
1199.888 | 62.0834 | 1.656 | 34.1654 | 0 | 7976.3905 | 241.1523 | 0.00040361 | 4.89e-06% | 8315.4476 | 8253.3642 | 8315.448 | 8253.3646
1199.984 | 62.6174 | 1.6565 | 34.4607 | 7.0796e-19 | 12960.2084 | 240.8336 | 0.00040484 | 3.058e-06% | 13299.7766 | 13237.1592 | 13299.777 | 13237.1596
1200.08 | 62.1622 | 1.6338 | 34.3224 | 5.6465e-19 | 7977.7979 | 237.7953 | 0.00040607 | 4.921e-06% | 8313.7117 | 8251.5494 | 8313.7121 | 8251.5498
1200.176 | 61.7398 | 1.6154 | 34.1818 | 0 | 1865.7106 | 235.2521 | 0.00040731 | 1.906e-05% | 2198.4998 | 2136.76 | 2198.5002 | 2136.7604
1200.272 | 62.4842 | 1.6301 | 34.5213 | 0 | 184.7286 | 236.5822 | 0.00040855 | 8.931e-05% | 519.9463 | 457.4621 | 519.9467 | 457.4626
1200.368 | 62.9157 | 1.6397 | 34.7124 | 1.7163e-19 | 337.5767 | 237.3218 | 0.0004098 | 6.704e-05% | 674.1664 | 611.2507 | 674.1668 | 611.2511
1200.464 | 62.735 | 1.6355 | 34.6345 | 2.6259e-19 | 3892.6838 | 236.4445 | 0.00041105 | 9.868e-06% | 4228.1333 | 4165.3983 | 4228.1337 | 4165.3987
1200.56 | 63.0305 | 1.6441 | 34.7582 | 2.6431e-19 | 18946.9263 | 237.0414 | 0.0004123 | 2.145e-06% | 19283.4004 | 19220.3699 | 19283.4008 | 19220.3703
1200.656 | 62.9767 | 1.644 | 34.7311 | 0 | 40460.0605 | 236.6392 | 0.00041356 | 1.015e-06% | 40796.0515 | 40733.0748 | 40796.0519 | 40733.0752
1200.752 | 61.6798 | 1.6125 | 34.1727 | 0 | 40621.7431 | 232.5993 | 0.00041482 | 1.014e-06% | 40951.8074 | 40890.1275 | 40951.8078 | 40890.128
1200.848 | 60.6568 | 1.5875 | 33.7339 | 0 | 19145.2518 | 229.3174 | 0.00041608 | 2.144e-06% | 19470.5474 | 19409.8905 | 19470.5478 | 19409.8909
1200.944 | 61.6599 | 1.613 | 34.1624 | 0 | 3946.2039 | 231.8769 | 0.00041735 | 9.904e-06% | 4275.5161 | 4213.8562 | 4275.5165 | 4213.8566
1201.04 | 62.8383 | 1.6427 | 34.667 | 0 | 331.1782 | 234.9211 | 0.00041862 | 6.949e-05% | 665.2473 | 602.4089 | 665.2477 | 602.4093
1201.136 | 62.9652 | 1.6459 | 34.7232 | 1.7025e-18 | 10.8586 | 234.9143 | 0.00041989 | 0.0001488% | 345.1072 | 282.142 | 345.1076 | 282.1425
1201.232 | 62.2037 | 1.6268 | 34.4008 | 1.6476e-18 | 0.13589 | 232.3349 | 0.00042117 | 0.0001569% | 330.7021 | 268.4984 | 330.7026 | 268.4989
1201.328 | 61.3485 | 1.605 | 34.0381 | 2.1968e-18 | 0 | 229.4508 | 0.00042245 | 0.0001594% | 326.4424 | 265.0939 | 326.4428 | 265.0943
1201.424 | 61.8351 | 1.6167 | 34.2499 | 1.4279e-18 | 6.9682e-12 | 230.401 | 0.00042374 | 0.0001591% | 328.1027 | 266.2676 | 328.1032 | 266.2681
1201.52 | 62.8538 | 1.6419 | 34.6916 | 0 | 7.3713e-12 | 232.877 | 0.00042503 | 0.0001579% | 332.0642 | 269.2104 | 332.0646 | 269.2108
1201.616 | 62.825 | 1.6406 | 34.685 | 0 | 1.1057e-11 | 232.3368 | 0.00042632 | 0.0001587% | 331.4873 | 268.6624 | 331.4877 | 268.6628
1201.712 | 60.7307 | 1.5875 | 33.7924 | 3.1579e-19 | 8.5231e-12 | 225.8706 | 0.00042762 | 0.0001637% | 321.9811 | 261.2504 | 321.9815 | 261.2508
1201.808 | 57.8124 | 1.5137 | 32.5477 | 1.1396e-18 | 6.9106e-13 | 217.0551 | 0.00042892 | 0.0001708% | 308.9291 | 251.1166 | 308.9295 | 251.117
1201.904 | 58.0103 | 1.518 | 32.639 | 1.222e-18 | 0.10778 | 217.1613 | 0.00043022 | 0.0001711% | 309.4364 | 251.4261 | 309.4368 | 251.4266
1202 | 61.0155 | 1.5928 | 33.9311 | 7.071e-19 | 8.5066 | 225.3113 | 0.00043153 | 0.0001602% | 330.3574 | 269.3419 | 330.3578 | 269.3423
1202.096 | 63.0942 | 1.645 | 34.8243 | 1.0984e-19 | 254.3132 | 230.8704 | 0.00043284 | 8.298e-05% | 584.7471 | 521.6529 | 584.7476 | 521.6534
1202.192 | 63.6077 | 1.6586 | 35.0446 | 1.0984e-19 | 2879.8972 | 232.0179 | 0.00043416 | 1.379e-05% | 3212.226 | 3148.6183 | 3212.2265 | 3148.6187
1202.288 | 63.6137 | 1.6598 | 35.0447 | 0 | 12353.2684 | 231.7558 | 0.00043548 | 3.45e-06% | 12685.3424 | 12621.7287 | 12685.3428 | 12621.7291
1202.384 | 63.4706 | 1.6575 | 34.9776 | 3.2952e-19 | 20071.6801 | 231.1069 | 0.0004368 | 2.148e-06% | 20402.8927 | 20339.4221 | 20402.8932 | 20339.4225
1202.48 | 63.0811 | 1.6494 | 34.8012 | 0 | 12353.3955 | 229.809 | 0.00043813 | 3.472e-06% | 12682.7362 | 12619.6551 | 12682.7366 | 12619.6555
1202.576 | 62.3021 | 1.6321 | 34.4548 | 3.5149e-18 | 2880.8152 | 227.4831 | 0.00043946 | 1.398e-05% | 3206.6874 | 3144.3853 | 3206.6878 | 3144.3857
1202.672 | 61.695 | 1.6204 | 34.1776 | 2.1968e-19 | 279.2315 | 225.789 | 0.00044079 | 8.15e-05% | 602.5135 | 540.8185 | 602.514 | 540.819
1202.768 | 61.895 | 1.6319 | 34.2351 | 2.1968e-18 | 715.4519 | 226.6719 | 0.00044213 | 4.521e-05% | 1039.8857 | 977.9908 | 1039.8862 | 977.9912
1202.864 | 62.0054 | 1.6449 | 34.2361 | 1.5378e-18 | 7992.0741 | 227.7313 | 0.00044347 | 5.372e-06% | 8317.6918 | 8255.6864 | 8317.6922 | 8255.6869
1202.96 | 61.3194 | 1.6413 | 33.876 | 0 | 34286.5461 | 226.9383 | 0.00044482 | 1.287e-06% | 34610.321 | 34549.0017 | 34610.3215 | 34549.0021
1203.056 | 60.3798 | 1.6336 | 33.3946 | 4.3937e-19 | 55747.542 | 225.6919 | 0.00044617 | 7.966e-07% | 56068.6419 | 56008.2621 | 56068.6423 | 56008.2626
1203.152 | 59.7664 | 1.6348 | 33.0522 | 4.3937e-19 | 34398.3082 | 225.4392 | 0.00044752 | 1.291e-06% | 34718.2009 | 34658.4344 | 34718.2013 | 34658.4349
1203.248 | 58.693 | 1.6226 | 32.5177 | 1.3181e-18 | 8114.2057 | 223.6946 | 0.00044888 | 5.362e-06% | 8430.7336 | 8372.0406 | 8430.734 | 8372.041
1203.344 | 57.3042 | 1.5989 | 31.86 | 0 | 763.7869 | 220.6861 | 0.00045024 | 4.423e-05% | 1075.2361 | 1017.9318 | 1075.2365 | 1017.9323
1203.44 | 56.8144 | 1.5935 | 31.6124 | 1.7575e-18 | 35.5741 | 219.704 | 0.0004516 | 0.0001565% | 345.2984 | 288.4839 | 345.2988 | 288.4844
1203.536 | 56.1655 | 1.5764 | 31.328 | 2.0046e-18 | 1.303 | 217.3877 | 0.00045297 | 0.00018% | 307.7606 | 251.5951 | 307.761 | 251.5955
1203.632 | 52.9148 | 1.4828 | 29.945 | 5.4921e-20 | 0.032906 | 206.4751 | 0.00045434 | 0.000191% | 290.8507 | 237.9359 | 290.8511 | 237.9363
1203.728 | 48.1571 | 1.3446 | 27.9258 | 8.7873e-19 | 0.00041171 | 190.5368 | 0.00045572 | 0.0002073% | 267.9647 | 219.8077 | 267.9652 | 219.8081
1203.824 | 48.0334 | 1.327 | 27.9432 | 4.3937e-19 | 0.00068464 | 188.1942 | 0.0004571 | 0.0002102% | 265.4985 | 217.4651 | 265.4989 | 217.4655
1203.92 | 52.7244 | 1.4359 | 30.0752 | 2.3067e-18 | 0.054035 | 200.1371 | 0.00045849 | 0.0001979% | 284.4267 | 231.7022 | 284.4271 | 231.7027
1204.016 | 56.6958 | 1.5262 | 31.8826 | 4.4211e-18 | 1.6161 | 209.9343 | 0.00045988 | 0.0001877% | 301.6549 | 244.9591 | 301.6554 | 244.9596
1204.112 | 59.1366 | 1.5779 | 32.9944 | 2.3616e-18 | 18.346 | 215.2855 | 0.00046127 | 0.000172% | 327.3404 | 268.2038 | 327.3408 | 268.2042
1204.208 | 60.358 | 1.6015 | 33.5575 | 5.7667e-19 | 80.0413 | 217.5028 | 0.00046267 | 0.0001391% | 393.061 | 332.7031 | 393.0615 | 332.7035
1204.304 | 60.8185 | 1.609 | 33.7777 | 3.2952e-19 | 145.2984 | 217.9384 | 0.00046407 | 0.0001164% | 459.442 | 398.6235 | 459.4425 | 398.624
1204.4 | 61.1161 | 1.6142 | 33.9191 | 0 | 154.8257 | 218.1147 | 0.00046547 | 0.000114% | 469.5898 | 408.4738 | 469.5903 | 408.4742
1204.496 | 61.2779 | 1.6164 | 34.0005 | 1.2083e-18 | 142.3577 | 217.9548 | 0.00046688 | 0.0001179% | 457.2073 | 395.9294 | 457.2078 | 395.9299
1204.592 | 61.5571 | 1.6213 | 34.1336 | 0 | 77.9717 | 218.0939 | 0.00046829 | 0.0001411% | 393.3776 | 331.8205 | 393.3781 | 331.821
1204.688 | 61.8216 | 1.6257 | 34.2615 | 0 | 17.8549 | 218.173 | 0.00046971 | 0.0001727% | 333.7367 | 271.915 | 333.7371 | 271.9155
1204.784 | 61.8554 | 1.6242 | 34.2904 | 0 | 1.5726 | 217.6157 | 0.00047113 | 0.0001847% | 316.9583 | 255.1029 | 316.9588 | 255.1034
1204.88 | 61.0823 | 1.6026 | 33.9676 | 0 | 0.05258 | 214.8753 | 0.00047256 | 0.0001886% | 311.5804 | 250.4981 | 311.5809 | 250.4986
1204.976 | 58.1225 | 1.5269 | 32.6902 | 0 | 0.0006662 | 206.2191 | 0.00047398 | 0.0001971% | 298.5593 | 240.4368 | 298.5598 | 240.4373
1205.072 | 55.8619 | 1.4698 | 31.7107 | 0 | 0.10531 | 199.5901 | 0.00047542 | 0.0002042% | 288.7378 | 232.8759 | 288.7382 | 232.8764
1205.168 | 58.3313 | 1.5325 | 32.7829 | 0 | 8.3112 | 206.0321 | 0.00047685 | 0.0001918% | 306.9899 | 248.6586 | 306.9904 | 248.6591
1205.264 | 61.4167 | 1.6115 | 34.1183 | 2.849e-19 | 248.4717 | 214.2511 | 0.0004783 | 9.596e-05% | 559.8692 | 498.4526 | 559.8697 | 498.453
1205.36 | 62.2995 | 1.6358 | 34.4933 | 1.1842e-19 | 2813.7469 | 216.4969 | 0.00047974 | 1.565e-05% | 3128.6724 | 3066.3729 | 3128.6728 | 3066.3733
1205.456 | 62.2974 | 1.6381 | 34.4833 | 0 | 12069.5178 | 216.3469 | 0.00048119 | 3.905e-06% | 12384.2834 | 12321.986 | 12384.2839 | 12321.9865
1205.552 | 62.2601 | 1.6393 | 34.4599 | 0 | 19610.6301 | 216.0839 | 0.00048264 | 2.43e-06% | 19925.0733 | 19862.8132 | 19925.0738 | 19862.8137
1205.648 | 62.3861 | 1.6442 | 34.5113 | 0 | 12069.5178 | 216.1963 | 0.0004841 | 3.929e-06% | 12384.2557 | 12321.8695 | 12384.2561 | 12321.87
1205.744 | 62.4829 | 1.6472 | 34.5539 | 0 | 2813.7469 | 216.1199 | 0.00048556 | 1.584e-05% | 3128.5508 | 3066.0679 | 3128.5513 | 3066.0684
1205.84 | 62.395 | 1.6443 | 34.5196 | 0 | 248.4717 | 215.4184 | 0.00048703 | 9.74e-05% | 562.449 | 500.054 | 562.4495 | 500.0545
1205.936 | 62.2098 | 1.6378 | 34.447 | 0 | 8.3112 | 214.3454 | 0.0004885 | 0.0001888% | 320.9513 | 258.7414 | 320.9518 | 258.7419
1206.032 | 62.1318 | 1.6335 | 34.4249 | 2.1968e-18 | 0.10531 | 213.495 | 0.00048997 | 0.0001963% | 311.7905 | 249.6586 | 311.791 | 249.6591
1206.128 | 62.2672 | 1.6343 | 34.4984 | 2.6362e-18 | 0 | 213.1843 | 0.00049145 | 0.0001971% | 311.5842 | 249.317 | 311.5847 | 249.3175
1206.224 | 62.4653 | 1.6367 | 34.6004 | 4.3937e-19 | 0 | 213.037 | 0.00049294 | 0.0001977% | 311.7393 | 249.274 | 311.7398 | 249.2745
1206.32 | 62.1781 | 1.627 | 34.4914 | 0 | 0 | 211.6342 | 0.00049442 | 0.0001996% | 309.9308 | 247.7526 | 309.9313 | 247.7531
1206.416 | 61.0248 | 1.5961 | 34.0064 | 0 | 0 | 208.008 | 0.00049592 | 0.0002036% | 304.6352 | 243.6105 | 304.6357 | 243.6109
1206.512 | 60.2792 | 1.5761 | 33.6943 | 1.2083e-18 | 1.6125e-12 | 205.5232 | 0.00049741 | 0.0002066% | 301.0727 | 240.7936 | 301.0732 | 240.7941
1206.608 | 61.1084 | 1.5961 | 34.0561 | 2.3067e-18 | 0 | 207.2212 | 0.00049891 | 0.0002054% | 303.9818 | 242.8734 | 303.9823 | 242.8739
1206.704 | 62.0596 | 1.6195 | 34.4689 | 2.8559e-18 | 0 | 209.2788 | 0.00050041 | 0.0002039% | 307.4269 | 245.3673 | 307.4274 | 245.3678
1206.8 | 62.4249 | 1.6287 | 34.6296 | 8.7873e-19 | 0 | 209.8331 | 0.00050192 | 0.000204% | 308.5162 | 246.0913 | 308.5167 | 246.0918
1206.896 | 61.9933 | 1.6178 | 34.4456 | 3.5149e-18 | 2.4187e-12 | 208.3192 | 0.00050344 | 0.000206% | 306.3758 | 244.3825 | 306.3763 | 244.383
1206.992 | 60.8721 | 1.5896 | 33.9641 | 4.5035e-18 | 0 | 205.0223 | 0.00050495 | 0.0002099% | 301.4482 | 240.5761 | 301.4487 | 240.5766
1207.088 | 60.3716 | 1.5772 | 33.7496 | 2.6362e-18 | 0 | 203.3527 | 0.00050647 | 0.0002122% | 299.0511 | 238.6795 | 299.0516 | 238.68
1207.184 | 60.959 | 1.5922 | 34.0016 | 3.9543e-18 | 0 | 204.5087 | 0.000508 | 0.0002116% | 301.0615 | 240.1025 | 301.062 | 240.103
1207.28 | 61.3014 | 1.6012 | 34.148 | 1.5378e-18 | 0 | 205.0468 | 0.00050953 | 0.0002116% | 302.0975 | 240.7961 | 302.0981 | 240.7966
1207.376 | 60.4893 | 1.5816 | 33.7979 | 8.7873e-19 | 0 | 202.643 | 0.00051106 | 0.0002147% | 298.5119 | 238.0225 | 298.5124 | 238.0231
1207.472 | 59.5747 | 1.5601 | 33.4011 | 2.6362e-18 | 0 | 200.0331 | 0.0005126 | 0.0002181% | 294.5689 | 234.9942 | 294.5695 | 234.9947
1207.568 | 60.4068 | 1.5831 | 33.7515 | 1.7575e-18 | 2.8794e-13 | 202.0006 | 0.00051415 | 0.0002166% | 297.742 | 237.3352 | 297.7425 | 237.3357
1207.664 | 61.7122 | 1.619 | 34.302 | 0 | 9.8764e-12 | 205.28 | 0.00051569 | 0.0002138% | 302.9132 | 241.201 | 302.9137 | 241.2015
1207.76 | 61.8991 | 1.6278 | 34.3641 | 7.0299e-18 | 4.6071e-13 | 205.7894 | 0.00051725 | 0.0002139% | 303.6803 | 241.7812 | 303.6808 | 241.7817
1207.856 | 61.439 | 1.6224 | 34.1351 | 7.0299e-18 | 5.5285e-12 | 204.8635 | 0.0005188 | 0.0002156% | 302.06 | 240.6211 | 302.0606 | 240.6216
1207.952 | 60.7044 | 1.6137 | 33.77 | 5.2724e-18 | 0 | 203.6342 | 0.00052036 | 0.0002177% | 299.7223 | 239.0179 | 299.7228 | 239.0184
1208.048 | 58.4899 | 1.571 | 32.7441 | 0 | 0 | 199.0354 | 0.00052193 | 0.0002237% | 291.8404 | 233.3505 | 291.8409 | 233.351
1208.144 | 56.0709 | 1.5268 | 31.6114 | 3.5149e-18 | 0 | 194.3953 | 0.0005235 | 0.0002301% | 283.6044 | 227.5335 | 283.6049 | 227.534
1208.24 | 56.4362 | 1.557 | 31.6727 | 3.0756e-18 | 0 | 197.4034 | 0.00052507 | 0.0002277% | 287.0693 | 230.6331 | 287.0699 | 230.6337
1208.336 | 57.5301 | 1.6063 | 32.0492 | 2.1968e-18 | 0 | 202.3529 | 0.00052665 | 0.0002231% | 293.5385 | 236.0084 | 293.539 | 236.009
1208.432 | 57.1571 | 1.6149 | 31.8007 | 2.4165e-18 | 0 | 203.1583 | 0.00052823 | 0.0002233% | 293.731 | 236.5739 | 293.7315 | 236.5744
1208.528 | 56.3813 | 1.6086 | 31.3989 | 0 | 0 | 202.454 | 0.00052982 | 0.000225% | 291.8428 | 235.4615 | 291.8433 | 235.4621
1208.624 | 56.4271 | 1.6175 | 31.3872 | 6.7462e-19 | 4.6071e-13 | 203.2779 | 0.00053141 | 0.0002249% | 292.7097 | 236.2826 | 292.7102 | 236.2831
1208.72 | 56.7737 | 1.6244 | 31.5509 | 1.1028e-18 | 3.6857e-12 | 203.8978 | 0.00053301 | 0.0002248% | 293.8468 | 237.0732 | 293.8474 | 237.0737
1208.816 | 57.1684 | 1.6229 | 31.7789 | 0 | 7.3713e-12 | 203.6659 | 0.00053461 | 0.0002255% | 294.236 | 237.0676 | 294.2366 | 237.0682
1208.912 | 57.7241 | 1.6196 | 32.1068 | 1.0015e-18 | 3.6857e-12 | 203.2614 | 0.00053621 | 0.0002263% | 294.712 | 236.9878 | 294.7125 | 236.9884
1209.008 | 57.307 | 1.588 | 32.0292 | 2.0371e-19 | 0 | 199.985 | 0.00053782 | 0.0002302% | 290.9093 | 233.6023 | 290.9098 | 233.6028
1209.104 | 55.7743 | 1.5269 | 31.4715 | 0 | 0 | 193.711 | 0.00053944 | 0.0002379% | 282.4837 | 226.7094 | 282.4842 | 226.71
1209.2 | 55.9629 | 1.5122 | 31.6486 | 0 | 4.3695e-12 | 192.1317 | 0.00054106 | 0.0002402% | 281.2553 | 225.2924 | 281.2558 | 225.293
1209.296 | 58.7566 | 1.5681 | 32.9343 | 0 | 8.9838e-12 | 197.7231 | 0.00054268 | 0.0002337% | 290.9822 | 232.2255 | 290.9827 | 232.2261
1209.392 | 60.9683 | 1.6134 | 33.9473 | 8.0948e-19 | 3.6857e-12 | 202.2459 | 0.00054431 | 0.0002289% | 298.7749 | 237.8065 | 298.7754 | 237.8071
1209.488 | 61.6019 | 1.6226 | 34.2567 | 0 | 0 | 203.1152 | 0.00054594 | 0.0002284% | 300.5964 | 238.9945 | 300.597 | 238.995
1209.584 | 61.7779 | 1.6239 | 34.3518 | 0 | 0 | 203.1646 | 0.00054758 | 0.000229% | 300.9181 | 239.1403 | 300.9187 | 239.1408
1209.68 | 61.9569 | 1.6274 | 34.4389 | 9.1082e-19 | 0 | 203.4368 | 0.00054922 | 0.0002293% | 301.46 | 239.503 | 301.4605 | 239.5036
1209.776 | 61.4975 | 1.6158 | 34.2422 | 1.6751e-18 | 0 | 202.1875 | 0.00055087 | 0.0002314% | 299.5431 | 238.0455 | 299.5436 | 238.0461
1209.872 | 59.6185 | 1.5697 | 33.4234 | 6.1786e-19 | 0 | 197.4428 | 0.00055252 | 0.0002377% | 292.0543 | 232.4359 | 292.0549 | 232.4364
1209.968 | 58.074 | 1.5342 | 32.7397 | 6.4532e-19 | 0 | 193.7767 | 0.00055418 | 0.000243% | 286.1246 | 228.0506 | 286.1251 | 228.0511
1210.064 | 59.2186 | 1.5693 | 33.2069 | 5.3548e-19 | 0 | 197.2528 | 0.00055584 | 0.0002396% | 291.2476 | 232.029 | 291.2481 | 232.0295
1210.16 | 60.6476 | 1.6136 | 33.787 | 2.0046e-18 | 0 | 201.6685 | 0.00055751 | 0.0002352% | 297.7167 | 237.0692 | 297.7173 | 237.0697
1210.256 | 60.7811 | 1.6261 | 33.8023 | 1.4417e-18 | 0 | 202.8506 | 0.00055918 | 0.0002347% | 299.06 | 238.279 | 299.0606 | 238.2795
1210.352 | 60.4963 | 1.6278 | 33.6377 | 2.2826e-18 | 3.916e-12 | 202.9534 | 0.00056085 | 0.0002354% | 298.7153 | 238.2189 | 298.7158 | 238.2195
1210.448 | 60.2677 | 1.6303 | 33.5027 | 1.3524e-18 | 1.1172e-11 | 203.1257 | 0.00056253 | 0.0002361% | 298.5263 | 238.2586 | 298.5269 | 238.2592
1210.544 | 60.0741 | 1.6316 | 33.392 | 5.7667e-19 | 5.0678e-12 | 203.1814 | 0.00056422 | 0.0002369% | 298.2791 | 238.2051 | 298.2797 | 238.2056
1210.64 | 59.9046 | 1.6298 | 33.3076 | 2.087e-18 | 2.1884e-12 | 202.9222 | 0.00056591 | 0.0002379% | 297.7643 | 237.8596 | 297.7648 | 237.8602
1210.736 | 59.9049 | 1.6279 | 33.3179 | 1.071e-18 | 6.1044e-12 | 202.6553 | 0.0005676 | 0.0002389% | 297.5061 | 237.6012 | 297.5067 | 237.6017
1210.832 | 60.1308 | 1.6285 | 33.4436 | 1.2083e-18 | 2.7643e-12 | 202.6417 | 0.0005693 | 0.0002395% | 297.8446 | 237.7138 | 297.8452 | 237.7144
1210.928 | 60.2677 | 1.625 | 33.5377 | 1.0984e-18 | 0 | 202.2162 | 0.000571 | 0.0002405% | 297.6466 | 237.3789 | 297.6472 | 237.3795
1211.024 | 60.2021 | 1.6158 | 33.544 | 2.6568e-18 | 4.1464e-12 | 201.221 | 0.00057271 | 0.0002423% | 296.583 | 236.3808 | 296.5836 | 236.3814
1211.12 | 59.9354 | 1.6019 | 33.463 | 2.1144e-18 | 0 | 199.7592 | 0.00057442 | 0.0002446% | 294.7595 | 234.8242 | 294.7601 | 234.8247
1211.216 | 58.6495 | 1.5632 | 32.9404 | 1.8673e-18 | 3.6857e-12 | 195.7916 | 0.00057614 | 0.0002502% | 288.9447 | 230.2952 | 288.9453 | 230.2957
1211.312 | 56.7107 | 1.5094 | 32.1301 | 2.6431e-18 | 1.1057e-11 | 190.2978 | 0.00057787 | 0.000258% | 280.648 | 223.9373 | 280.6486 | 223.9378
1211.408 | 56.8745 | 1.5103 | 32.2194 | 2.5092e-18 | 1.6586e-11 | 190.316 | 0.00057959 | 0.0002587% | 280.9202 | 224.0457 | 280.9208 | 224.0463
1211.504 | 59.1484 | 1.5658 | 33.2134 | 1.6991e-18 | 2.8862e-07 | 195.8183 | 0.00058133 | 0.0002521% | 289.7459 | 230.5975 | 289.7465 | 230.598
1211.6 | 60.6343 | 1.6017 | 33.8649 | 1.2529e-18 | 0.077981 | 199.356 | 0.00058306 | 0.0002482% | 295.5348 | 234.9005 | 295.5354 | 234.9011
1211.696 | 60.892 | 1.6066 | 33.9863 | 0 | 6.1535 | 199.7798 | 0.00058481 | 0.0002421% | 302.4183 | 241.5263 | 302.4189 | 241.5269
1211.792 | 60.7689 | 1.602 | 33.9432 | 9.7484e-19 | 184.6846 | 199.2401 | 0.00058655 | 0.0001398% | 480.2387 | 419.4698 | 480.2392 | 419.4704
1211.888 | 60.4854 | 1.5931 | 33.8296 | 2.3204e-18 | 2140.8379 | 198.2865 | 0.00058831 | 2.478e-05% | 2435.0325 | 2374.5472 | 2435.0331 | 2374.5477
1211.984 | 60.7075 | 1.5973 | 33.9347 | 8.7187e-19 | 10662.379 | 198.629 | 0.00059006 | 5.415e-06% | 10957.2476 | 10896.5401 | 10957.2482 | 10896.5407
1212.08 | 61.2329 | 1.6097 | 34.1704 | 1.833e-18 | 34077.0749 | 199.7805 | 0.00059183 | 1.725e-06% | 34373.8684 | 34312.6356 | 34373.869 | 34312.6362
1212.176 | 61.0861 | 1.6053 | 34.1129 | 1.7163e-19 | 92833.9499 | 199.2643 | 0.00059359 | 6.378e-07% | 93130.0184 | 93068.9323 | 93130.019 | 93068.9329
1212.272 | 60.0082 | 1.5773 | 33.6516 | 0 | 138402.3698 | 196.4025 | 0.00059537 | 4.295e-07% | 138694.0094 | 138634.0012 | 138694.01 | 138634.0018
1212.368 | 59.2662 | 1.5577 | 33.3371 | 0 | 84082.7625 | 194.368 | 0.00059714 | 7.083e-07% | 84371.2914 | 84312.0252 | 84371.292 | 84312.0258
1212.464 | 60.0289 | 1.5758 | 33.6741 | 0 | 19565.3469 | 196.0986 | 0.00059892 | 3.025e-06% | 19856.7241 | 19796.6952 | 19856.7247 | 19796.6958
1212.56 | 61.0759 | 1.601 | 34.1343 | 0 | 1727.2787 | 198.5427 | 0.00060071 | 3.062e-05% | 2022.6326 | 1961.5567 | 2022.6332 | 1961.5573
1212.656 | 61.5324 | 1.6116 | 34.3391 | 0 | 57.7983 | 199.5223 | 0.0006025 | 0.0002054% | 354.8037 | 293.2714 | 354.8043 | 293.272
1212.752 | 61.7721 | 1.6171 | 34.4497 | 1.0984e-19 | 2.6609 | 199.9885 | 0.0006043 | 0.0002531% | 300.4883 | 238.7162 | 300.4889 | 238.7168
1212.848 | 61.8431 | 1.6187 | 34.4847 | 1.0984e-18 | 57.6658 | 200.0692 | 0.0006061 | 0.0002063% | 355.6814 | 293.8383 | 355.682 | 293.8389
1212.944 | 61.5709 | 1.6121 | 34.3666 | 8.7873e-19 | 653.0246 | 199.3394 | 0.00060791 | 6.843e-05% | 949.9137 | 888.3427 | 949.9143 | 888.3433
1213.04 | 61.2973 | 1.606 | 34.2449 | 1.9771e-18 | 2801.2786 | 198.6641 | 0.00060972 | 2.008e-05% | 3097.091 | 3035.7937 | 3097.0916 | 3035.7943
1213.136 | 61.4799 | 1.6121 | 34.3204 | 1.373e-18 | 4553.4135 | 199.1862 | 0.00061154 | 1.277e-05% | 4850.0122 | 4788.5323 | 4850.0128 | 4788.5329
1213.232 | 61.706 | 1.6194 | 34.4141 | 1.6064e-18 | 2831.3785 | 199.8362 | 0.00061337 | 2e-05% | 3128.9541 | 3067.2481 | 3128.9547 | 3067.2488
1213.328 | 61.7401 | 1.6218 | 34.4244 | 1.4691e-18 | 1331.8522 | 199.9963 | 0.00061519 | 3.924e-05% | 1629.6349 | 1567.8947 | 1629.6355 | 1567.8953
1213.424 | 61.7584 | 1.6236 | 34.4296 | 1.5927e-18 | 7605.8544 | 200.0946 | 0.00061703 | 7.868e-06% | 7903.7605 | 7842.0022 | 7903.7612 | 7842.0028
1213.52 | 61.7574 | 1.6244 | 34.4282 | 0 | 32347.3315 | 200.1 | 0.00061886 | 1.899e-06% | 32645.2415 | 32583.4841 | 32645.2421 | 32583.4847
1213.616 | 61.6331 | 1.6215 | 34.3745 | 0 | 52552.1796 | 199.7328 | 0.00062071 | 1.176e-06% | 52849.5414 | 52787.9083 | 52849.542 | 52787.9089
1213.712 | 61.1926 | 1.6098 | 34.185 | 0 | 32343.5449 | 198.5036 | 0.00062256 | 1.911e-06% | 32639.0359 | 32577.8433 | 32639.0365 | 32577.8439
1213.808 | 60.5064 | 1.5913 | 33.8908 | 2.6362e-18 | 7540.2053 | 196.608 | 0.00062441 | 8.034e-06% | 7832.8018 | 7772.2954 | 7832.8024 | 7772.296
1213.904 | 60.214 | 1.5827 | 33.7705 | 5.2724e-18 | 666.1106 | 195.6774 | 0.00062627 | 6.981e-05% | 957.3551 | 897.1412 | 957.3558 | 897.1418
1214 | 60.2396 | 1.582 | 33.7907 | 5.0527e-18 | 25.2637 | 195.5282 | 0.00062813 | 0.0002452% | 316.4041 | 256.1645 | 316.4048 | 256.1651
1214.096 | 60.014 | 1.5747 | 33.7029 | 3.3502e-18 | 13.328 | 194.7332 | 0.00063 | 0.0002589% | 303.3528 | 243.3388 | 303.3535 | 243.3394
1214.192 | 60.1042 | 1.5755 | 33.7523 | 2.5264e-18 | 23.6187 | 194.7348 | 0.00063188 | 0.0002491% | 313.7855 | 253.6813 | 313.7861 | 253.682
1214.288 | 60.3705 | 1.581 | 33.8775 | 1.7575e-18 | 24.9243 | 195.208 | 0.00063376 | 0.000248% | 315.9614 | 255.5909 | 315.962 | 255.5915
1214.384 | 60.3611 | 1.5799 | 33.8804 | 3.9543e-18 | 22.699 | 195.0221 | 0.00063564 | 0.0002511% | 313.5425 | 253.1814 | 313.5432 | 253.1821
1214.48 | 60.6369 | 1.5863 | 34.0042 | 3.0756e-18 | 13.1801 | 195.5745 | 0.00063753 | 0.0002609% | 304.9818 | 244.345 | 304.9825 | 244.3456
1214.576 | 60.9685 | 1.5943 | 34.1513 | 3.0756e-18 | 26.4092 | 196.2935 | 0.00063943 | 0.0002474% | 319.4167 | 258.4482 | 319.4173 | 258.4489
1214.672 | 61.2064 | 1.6002 | 34.2576 | 1.7575e-18 | 267.1951 | 196.8025 | 0.00064133 | 0.0001283% | 561.0619 | 499.8554 | 561.0625 | 499.8561
1214.768 | 60.7919 | 1.5898 | 34.0796 | 0 | 1145.0656 | 195.6976 | 0.00064324 | 4.673e-05% | 1437.2246 | 1376.4326 | 1437.2252 | 1376.4333
1214.864 | 59.7135 | 1.5627 | 33.6135 | 1.2632e-18 | 1860.4965 | 192.9495 | 0.00064515 | 3.089e-05% | 2148.3357 | 2088.6222 | 2148.3363 | 2088.6229
1214.96 | 59.4505 | 1.5563 | 33.5019 | 5.4921e-19 | 1145.0961 | 192.2372 | 0.00064707 | 4.715e-05% | 1431.842 | 1372.3914 | 1431.8426 | 1372.3921
1215.056 | 60.3899 | 1.5801 | 33.9106 | 1.6476e-18 | 270.0668 | 194.5065 | 0.00064899 | 0.0001298% | 560.4539 | 500.0639 | 560.4545 | 500.0646
1215.152 | 61.1015 | 1.598 | 34.2198 | 3.0756e-18 | 119.8703 | 196.2005 | 0.00065092 | 0.000185% | 412.9901 | 351.8886 | 412.9908 | 351.8893
1215.248 | 61.2192 | 1.601 | 34.2731 | 2.3891e-18 | 1180.322 | 196.4278 | 0.00065285 | 4.622e-05% | 1473.8431 | 1412.6239 | 1473.8438 | 1412.6246
1215.344 | 60.6758 | 1.5876 | 34.0402 | 3.7895e-18 | 6067.9219 | 195.0242 | 0.00065479 | 1.04e-05% | 6359.2496 | 6298.5739 | 6359.2503 | 6298.5745
1215.44 | 60.0642 | 1.5724 | 33.7758 | 1.6751e-18 | 14184.3691 | 193.455 | 0.00065673 | 4.556e-06% | 14473.2365 | 14413.1723 | 14473.2372 | 14413.173
1215.536 | 60.6137 | 1.5866 | 34.0145 | 8.2381e-19 | 15757.4737 | 194.7775 | 0.00065868 | 4.12e-06% | 16048.466 | 15987.8524 | 16048.4667 | 15987.853
1215.632 | 61.4528 | 1.6082 | 34.3806 | 1.3181e-18 | 7998.7008 | 196.8271 | 0.00066064 | 8.026e-06% | 8292.9696 | 8231.5168 | 8292.9702 | 8231.5174
1215.728 | 61.7673 | 1.6165 | 34.5197 | 9.8857e-19 | 1714.6597 | 197.5598 | 0.0006626 | 3.401e-05% | 2010.1229 | 1948.3556 | 2010.1236 | 1948.3563
1215.824 | 61.8171 | 1.6178 | 34.5439 | 1.0984e-18 | 146.3957 | 197.6099 | 0.00066457 | 0.0001748% | 441.9844 | 380.1673 | 441.9851 | 380.168
1215.92 | 61.8205 | 1.6176 | 34.5487 | 3.2952e-19 | 4.8333 | 197.5216 | 0.00066654 | 0.0002794% | 300.3418 | 238.5212 | 300.3424 | 238.5219
1216.016 | 61.7876 | 1.6164 | 34.538 | 0 | 0.060747 | 197.3221 | 0.00066851 | 0.0002863% | 295.3248 | 233.5372 | 295.3255 | 233.5379
1216.112 | 61.6373 | 1.6119 | 34.4758 | 0 | 0 | 196.8096 | 0.0006705 | 0.0002879% | 294.5346 | 232.8973 | 294.5352 | 232.898
1216.208 | 61.3864 | 1.6048 | 34.3693 | 0 | 0 | 196.0332 | 0.00067248 | 0.0002899% | 293.3937 | 232.0073 | 293.3944 | 232.008
1216.304 | 61.1689 | 1.5985 | 34.2785 | 0 | 0 | 195.3476 | 0.00067448 | 0.0002917% | 292.3935 | 231.2246 | 292.3942 | 231.2253
1216.4 | 61.1262 | 1.597 | 34.2644 | 0 | 0 | 195.1238 | 0.00067648 | 0.0002929% | 292.1114 | 230.9852 | 292.112 | 230.9859
1216.496 | 61.3247 | 1.602 | 34.3542 | 0 | 2.5339e-12 | 195.5364 | 0.00067848 | 0.0002931% | 292.8173 | 231.4926 | 292.818 | 231.4933
1216.592 | 61.3336 | 1.6025 | 34.3587 | 0 | 0 | 195.5043 | 0.00068049 | 0.000294% | 292.7991 | 231.4655 | 292.7998 | 231.4662
1216.688 | 60.9021 | 1.5919 | 34.1699 | 0 | 5.5285e-12 | 194.3979 | 0.00068251 | 0.0002965% | 291.0619 | 230.1597 | 291.0626 | 230.1604
1216.784 | 60.0743 | 1.5716 | 33.8097 | 0 | 0.0039174 | 192.3286 | 0.00068453 | 0.0003006% | 287.7882 | 227.7138 | 287.7888 | 227.7145
1216.88 | 59.6027 | 1.5604 | 33.6052 | 0 | 0.30918 | 191.1467 | 0.00068656 | 0.000303% | 286.2242 | 226.6215 | 286.2248 | 226.6222
1216.976 | 60.3174 | 1.5789 | 33.9156 | 0 | 9.2433 | 192.8892 | 0.00068859 | 0.0002898% | 297.9444 | 237.627 | 297.9451 | 237.6277
1217.072 | 61.1461 | 1.6003 | 34.2764 | 9.495e-19 | 104.6727 | 194.9085 | 0.00069063 | 0.0002059% | 396.604 | 335.4579 | 396.6047 | 335.4586
1217.168 | 61.4925 | 1.6095 | 34.4297 | 1.5836e-18 | 448.9918 | 195.7288 | 0.00069268 | 0.0001018% | 742.2522 | 680.7597 | 742.2529 | 680.7604
1217.264 | 61.6037 | 1.6125 | 34.481 | 0 | 729.5247 | 195.9468 | 0.00069473 | 7.225e-05% | 1023.1688 | 961.565 | 1023.1695 | 961.5657
1217.36 | 61.6236 | 1.613 | 34.4922 | 8.7873e-19 | 448.9918 | 195.9205 | 0.00069678 | 0.0001023% | 742.6411 | 681.0175 | 742.6418 | 681.0182
1217.456 | 61.616 | 1.6128 | 34.4911 | 4.6683e-19 | 104.6888 | 195.8253 | 0.00069884 | 0.0002076% | 398.234 | 336.618 | 398.2347 | 336.6187
1217.552 | 61.5886 | 1.6122 | 34.4804 | 1.3044e-18 | 10.5326 | 195.6905 | 0.00070091 | 0.0002893% | 303.9043 | 242.3157 | 303.905 | 242.3164
1217.648 | 61.5245 | 1.6108 | 34.4531 | 2.2406e-18 | 39.662 | 195.4705 | 0.00070298 | 0.0002592% | 332.7209 | 271.1964 | 332.7216 | 271.1971
1217.744 | 61.3213 | 1.6057 | 34.3651 | 3.1957e-18 | 469.8049 | 194.9049 | 0.00070506 | 0.0001006% | 762.002 | 700.6807 | 762.0027 | 700.6814
1217.84 | 60.7188 | 1.5906 | 34.1032 | 3.7483e-18 | 2288.8111 | 193.3504 | 0.00070715 | 2.809e-05% | 2578.5741 | 2517.8553 | 2578.5748 | 2517.856
1217.936 | 60.075 | 1.5744 | 33.8225 | 1.9291e-18 | 4892.5123 | 191.6979 | 0.00070924 | 1.385e-05% | 5179.682 | 5119.607 | 5179.6827 | 5119.6078
1218.032 | 59.9667 | 1.5719 | 33.7743 | 2.1968e-19 | 4918.0688 | 191.381 | 0.00071134 | 1.383e-05% | 5204.7627 | 5144.796 | 5204.7634 | 5144.7967
1218.128 | 59.9623 | 1.5721 | 33.771 | 1.2426e-18 | 2320.1785 | 191.3298 | 0.00071344 | 2.801e-05% | 2606.8137 | 2546.8514 | 2606.8144 | 2546.8521
1218.224 | 60.2177 | 1.5789 | 33.8816 | 1.7163e-18 | 478.4946 | 191.9181 | 0.00071555 | 0.0001014% | 766.091 | 705.8733 | 766.0917 | 705.874
1218.32 | 60.5196 | 1.5869 | 34.0136 | 9.3365e-19 | 40.1667 | 192.614 | 0.00071766 | 0.0002674% | 328.9008 | 268.3812 | 328.9015 | 268.3819
1218.416 | 60.5464 | 1.5878 | 34.026 | 0 | 1.3171 | 192.627 | 0.00071978 | 0.0003136% | 290.1043 | 229.5579 | 290.1051 | 229.5586
1218.512 | 60.5005 | 1.5869 | 34.0063 | 0 | 0.016484 | 192.4691 | 0.00072191 | 0.0003165% | 288.5794 | 228.0788 | 288.5801 | 228.0796
1218.608 | 60.5106 | 1.5877 | 34.0106 | 0 | 1.3272e-11 | 192.4653 | 0.00072404 | 0.0003175% | 288.5742 | 228.0636 | 288.5749 | 228.0643
1218.704 | 60.3833 | 1.5851 | 33.954 | 0 | 7.6845e-13 | 192.1365 | 0.00072618 | 0.000319% | 288.0589 | 227.6755 | 288.0596 | 227.6763
1218.8 | 60.0002 | 1.5761 | 33.785 | 0 | 1.7061e-12 | 191.187 | 0.00072832 | 0.0003215% | 286.5482 | 226.5481 | 286.549 | 226.5488
1218.896 | 59.6959 | 1.5692 | 33.6501 | 0 | 8.1776e-12 | 190.4447 | 0.00073047 | 0.0003237% | 285.3598 | 225.664 | 285.3606 | 225.6647
1218.992 | 59.6067 | 1.5679 | 33.6084 | 4.161e-19 | 8.7535e-12 | 190.2447 | 0.00073262 | 0.000325% | 285.0278 | 225.4211 | 285.0286 | 225.4218
1219.088 | 59.3896 | 1.5635 | 33.5105 | 0 | 8.2928e-12 | 189.7361 | 0.00073479 | 0.0003268% | 284.1997 | 224.8101 | 284.2005 | 224.8108
1219.184 | 59.3911 | 1.5645 | 33.5089 | 0 | 0.15781 | 189.7629 | 0.00073695 | 0.0003275% | 284.3852 | 224.9941 | 284.3859 | 224.9948
1219.28 | 59.4448 | 1.5666 | 33.5322 | 0 | 12.4549 | 189.887 | 0.00073913 | 0.0003113% | 296.8856 | 237.4408 | 296.8863 | 237.4415
1219.376 | 59.2828 | 1.5626 | 33.4634 | 0 | 372.35 | 189.4182 | 0.00074131 | 0.0001242% | 656.0769 | 596.7941 | 656.0777 | 596.7949
1219.472 | 59.6804 | 1.5721 | 33.6412 | 6.6765e-19 | 4216.5715 | 190.2642 | 0.00074349 | 1.674e-05% | 4501.7294 | 4442.049 | 4501.7301 | 4442.0498
1219.568 | 60.2513 | 1.5855 | 33.898 | 2.2817e-19 | 18086.9091 | 191.4868 | 0.00074569 | 4.072e-06% | 18374.1306 | 18313.8793 | 18374.1314 | 18313.88
1219.664 | 60.437 | 1.5887 | 33.9889 | 0 | 29387.7261 | 191.7217 | 0.00074788 | 2.525e-06% | 29675.4624 | 29615.0254 | 29675.4632 | 29615.0262
1219.76 | 60.3923 | 1.5858 | 33.9806 | 0 | 18086.9091 | 191.364 | 0.00075009 | 4.096e-06% | 18374.2318 | 18313.8395 | 18374.2326 | 18313.8403
1219.856 | 60.2966 | 1.5813 | 33.9501 | 0 | 4216.5715 | 190.8601 | 0.0007523 | 1.693e-05% | 4503.2597 | 4442.963 | 4503.2604 | 4442.9638
1219.952 | 60.508 | 1.5847 | 34.0538 | 6.4017e-19 | 372.3513 | 191.1121 | 0.00075451 | 0.0001259% | 659.6098 | 599.1019 | 659.6106 | 599.1026
1220.048 | 60.8009 | 1.5905 | 34.1927 | 0 | 12.5575 | 191.5961 | 0.00075674 | 0.0003154% | 300.7378 | 239.9368 | 300.7385 | 239.9376
1220.144 | 60.8065 | 1.5895 | 34.204 | 0 | 3.2259 | 191.4191 | 0.00075897 | 0.0003294% | 291.245 | 230.4386 | 291.2458 | 230.4393
1220.24 | 60.259 | 1.575 | 33.9711 | 0 | 34.7435 | 189.9377 | 0.0007612 | 0.0002925% | 320.4863 | 260.2273 | 320.4871 | 260.2281
1220.336 | 59.8349 | 1.5641 | 33.79 | 0 | 149.0318 | 188.8053 | 0.00076344 | 0.0002046% | 433.0261 | 373.1912 | 433.0269 | 373.192
1220.432 | 60.3872 | 1.5781 | 34.0332 | 0 | 242.1479 | 190.0879 | 0.00076569 | 0.0001637% | 528.2343 | 467.8471 | 528.2351 | 467.8479
1220.528 | 60.9899 | 1.5937 | 34.2967 | 1.0169e-18 | 149.0318 | 191.5156 | 0.00076794 | 0.000204% | 437.4278 | 376.4379 | 437.4285 | 376.4386
1220.624 | 61.1137 | 1.5974 | 34.3498 | 0 | 34.7525 | 191.7936 | 0.0007702 | 0.0002934% | 323.607 | 262.4933 | 323.6078 | 262.4941
1220.72 | 61.0751 | 1.5971 | 34.3314 | 0 | 3.7775 | 191.6882 | 0.00077247 | 0.0003338% | 292.4693 | 231.3942 | 292.4701 | 231.395
1220.816 | 61.0582 | 1.5975 | 34.3228 | 0 | 21.3113 | 191.6467 | 0.00077474 | 0.0003113% | 309.9365 | 248.8782 | 309.9372 | 248.879
1220.912 | 61.0596 | 1.5984 | 34.3222 | 0 | 240.1726 | 191.6571 | 0.00077702 | 0.0001661% | 528.8099 | 467.7503 | 528.8107 | 467.7511
1221.008 | 60.9765 | 1.5971 | 34.2837 | 0 | 1030.2106 | 191.4573 | 0.0007793 | 6.197e-05% | 1318.5251 | 1257.5486 | 1318.5259 | 1257.5494
1221.104 | 60.8586 | 1.5949 | 34.2295 | 0 | 1673.8928 | 191.1661 | 0.0007816 | 4.112e-05% | 1961.7418 | 1900.8832 | 1961.7426 | 1900.884
1221.2 | 60.7536 | 1.5929 | 34.1822 | 0 | 1030.2106 | 190.9051 | 0.00078389 | 6.237e-05% | 1317.6444 | 1256.8908 | 1317.6452 | 1256.8916
1221.296 | 60.2795 | 1.5816 | 33.9726 | 0 | 240.1713 | 189.7348 | 0.0007862 | 0.0001689% | 525.7397 | 465.4602 | 525.7405 | 465.461
1221.392 | 59.4973 | 1.5623 | 33.627 | 0 | 21.2086 | 187.8086 | 0.00078851 | 0.0003229% | 303.7038 | 244.2065 | 303.7046 | 244.2073
1221.488 | 59.2455 | 1.5566 | 33.5144 | 0 | 0.70942 | 187.18 | 0.00079083 | 0.0003547% | 282.2058 | 222.9603 | 282.2066 | 222.9611
1221.584 | 59.4726 | 1.5629 | 33.6133 | 0 | 0.0089885 | 187.7138 | 0.00079315 | 0.0003558% | 282.3716 | 222.899 | 282.3724 | 222.8998
1221.68 | 59.0576 | 1.5528 | 33.4341 | 0 | 0 | 186.6591 | 0.00079548 | 0.0003589% | 280.7036 | 221.646 | 280.7044 | 221.6467
1221.776 | 58.4109 | 1.5365 | 33.1548 | 0 | 0 | 185.0039 | 0.00079782 | 0.0003631% | 278.1059 | 219.6951 | 278.1067 | 219.6959
1221.872 | 59.0862 | 1.5532 | 33.4535 | 0 | 0 | 186.5427 | 0.00080016 | 0.0003612% | 280.6356 | 221.5495 | 280.6364 | 221.5503
1221.968 | 60.1548 | 1.5799 | 33.9255 | 2.746e-20 | 1.4743e-11 | 189.0344 | 0.00080251 | 0.0003574% | 284.6946 | 224.5398 | 284.6954 | 224.5406
1222.064 | 60.4621 | 1.5872 | 34.0645 | 0 | 1.4743e-11 | 189.6602 | 0.00080486 | 0.0003572% | 285.7739 | 225.3119 | 285.7747 | 225.3127
1222.16 | 60.4039 | 1.5851 | 34.0433 | 0 | 9.2142e-13 | 189.3849 | 0.00080723 | 0.0003587% | 285.4173 | 225.0134 | 285.4181 | 225.0142
1222.256 | 60.5236 | 1.5877 | 34.1007 | 0 | 1.0366e-11 | 189.5581 | 0.00080959 | 0.0003594% | 285.7701 | 225.2465 | 285.7709 | 225.2473
1222.352 | 60.4999 | 1.5871 | 34.0924 | 0 | 1.4296e-11 | 189.4213 | 0.00081197 | 0.0003607% | 285.6007 | 225.1008 | 285.6015 | 225.1016
1222.448 | 60.0688 | 1.5768 | 33.9009 | 0 | 0.52881 | 188.3585 | 0.00081435 | 0.000363% | 284.4338 | 224.365 | 284.4346 | 224.3658
1222.544 | 59.2059 | 1.5564 | 33.5184 | 2.8341e-19 | 41.7361 | 186.3189 | 0.00081674 | 0.0003104% | 322.3357 | 263.1298 | 322.3365 | 263.1306
1222.64 | 58.5229 | 1.5409 | 33.2134 | 0 | 1247.7381 | 184.7547 | 0.00081913 | 5.583e-05% | 1525.77 | 1467.2471 | 1525.7708 | 1467.248
1222.736 | 59.0256 | 1.5554 | 33.4255 | 0 | 14129.6561 | 186.0734 | 0.00082154 | 5.725e-06% | 14409.7359 | 14350.7103 | 14409.7367 | 14350.7111
1222.832 | 59.7495 | 1.5755 | 33.735 | 0 | 60608.9104 | 187.932 | 0.00082394 | 1.354e-06% | 60891.9026 | 60832.153 | 60891.9034 | 60832.1539
1222.928 | 59.9924 | 1.5835 | 33.8359 | 1.3205e-18 | 98477.7473 | 188.6149 | 0.00082636 | 8.372e-07% | 98761.774 | 98701.7816 | 98761.7748 | 98701.7824
1223.024 | 59.746 | 1.5784 | 33.7237 | 0 | 60608.9104 | 188.0546 | 0.00082878 | 1.362e-06% | 60892.0133 | 60832.2672 | 60892.0141 | 60832.268
1223.12 | 59.4912 | 1.5723 | 33.612 | 0 | 14129.6561 | 187.3896 | 0.00083121 | 5.792e-06% | 14411.7212 | 14352.23 | 14411.722 | 14352.2308
1223.216 | 59.7894 | 1.5792 | 33.7493 | 0 | 1247.7381 | 187.9789 | 0.00083365 | 5.667e-05% | 1530.835 | 1471.0456 | 1530.8358 | 1471.0465
1223.312 | 60.0212 | 1.5836 | 33.8607 | 0 | 41.7361 | 188.3176 | 0.00083609 | 0.0003149% | 325.5192 | 265.498 | 325.5201 | 265.4988
1223.408 | 59.8693 | 1.5776 | 33.8046 | 0 | 0.52882 | 187.6678 | 0.00083854 | 0.0003751% | 283.4481 | 223.5788 | 283.4489 | 223.5796
1223.504 | 59.5519 | 1.5672 | 33.6778 | 0 | 0.00069471 | 186.6014 | 0.00084099 | 0.0003791% | 281.399 | 221.847 | 281.3998 | 221.8479
1223.6 | 59.2425 | 1.5569 | 33.556 | 3.0893e-19 | 0.020778 | 185.5476 | 0.00084345 | 0.0003822% | 279.9237 | 220.6813 | 279.9246 | 220.6821
1223.696 | 59.1621 | 1.5526 | 33.5351 | 6.3159e-19 | 0.23625 | 185.0595 | 0.00084592 | 0.0003838% | 279.5456 | 220.3835 | 279.5465 | 220.3843
1223.792 | 59.313 | 1.5546 | 33.6145 | 0 | 1.0584 | 185.1693 | 0.0008484 | 0.0003832% | 280.7098 | 221.3968 | 280.7107 | 221.3976
1223.888 | 60.0048 | 1.5708 | 33.9281 | 0 | 2.7348 | 186.6367 | 0.00085088 | 0.0003784% | 284.8753 | 224.8705 | 284.8762 | 224.8713
1223.984 | 60.5366 | 1.5835 | 34.1674 | 0 | 11.7611 | 187.7652 | 0.00085337 | 0.0003627% | 295.8138 | 235.2772 | 295.8147 | 235.2781
1224.08 | 60.4753 | 1.5815 | 34.1429 | 0 | 43.6678 | 187.5004 | 0.00085587 | 0.0003207% | 327.3679 | 266.8926 | 327.3688 | 266.8934
1224.176 | 60.1412 | 1.573 | 33.9968 | 0 | 68.9356 | 186.6162 | 0.00085837 | 0.0002948% | 351.2627 | 291.1215 | 351.2635 | 291.1224
1224.272 | 59.9332 | 1.5681 | 33.9055 | 0 | 42.0291 | 186.0781 | 0.00086088 | 0.0003266% | 323.514 | 263.5808 | 323.5149 | 263.5816
1224.368 | 59.9283 | 1.5687 | 33.9022 | 4.1877e-19 | 9.7661 | 186.0611 | 0.0008634 | 0.0003733% | 291.2265 | 231.2982 | 291.2273 | 231.299
1224.464 | 59.9085 | 1.5692 | 33.8907 | 0 | 1.0291 | 186.0277 | 0.00086592 | 0.0003891% | 282.4252 | 222.5167 | 282.426 | 222.5176
1224.56 | 60.1207 | 1.5758 | 33.9811 | 2.952e-19 | 5.0516 | 186.5752 | 0.00086845 | 0.0003823% | 287.3044 | 227.1837 | 287.3052 | 227.1845
1224.656 | 60.3742 | 1.5836 | 34.0897 | 1.0298e-19 | 56.881 | 187.236 | 0.00087099 | 0.0003113% | 340.1645 | 279.7903 | 340.1653 | 279.7911
1224.752 | 60.3489 | 1.5841 | 34.0748 | 0 | 244.0192 | 187.213 | 0.00087353 | 0.0001871% | 527.2401 | 466.8911 | 527.2409 | 466.892
1224.848 | 60.1968 | 1.5812 | 34.0044 | 0 | 396.8327 | 186.8591 | 0.00087609 | 0.0001415% | 679.4742 | 619.2773 | 679.4751 | 619.2782
1224.944 | 60.1003 | 1.5795 | 33.96 | 0 | 245.7298 | 186.6145 | 0.00087865 | 0.0001878% | 527.984 | 467.8837 | 527.9849 | 467.8846
1225.04 | 60.0171 | 1.5777 | 33.9231 | 0 | 59.7173 | 186.3702 | 0.00088121 | 0.0003129% | 341.6053 | 281.5882 | 341.6062 | 281.5891
1225.136 | 59.9899 | 1.577 | 33.9127 | 0 | 6.7694 | 186.2261 | 0.00088378 | 0.0003868% | 288.4751 | 228.4852 | 288.476 | 228.4861
1225.232 | 59.8663 | 1.5734 | 33.8618 | 0 | 0.57519 | 185.8154 | 0.00088636 | 0.0003996% | 281.6922 | 221.8259 | 281.6931 | 221.8267
1225.328 | 59.5321 | 1.5642 | 33.7201 | 0 | 0.24573 | 184.8669 | 0.00088895 | 0.0004033% | 279.9291 | 220.397 | 279.93 | 220.3978
1225.424 | 59.3701 | 1.5592 | 33.6562 | 0 | 16.3897 | 184.3108 | 0.00089155 | 0.0003779% | 295.286 | 235.916 | 295.2869 | 235.9168
1225.52 | 59.7644 | 1.5682 | 33.8378 | 0 | 489.9497 | 185.0826 | 0.00089415 | 0.0001259% | 770.2027 | 710.4383 | 770.2036 | 710.4392
1225.616 | 60.1832 | 1.5777 | 34.0302 | 0 | 5548.2961 | 185.9111 | 0.00089676 | 1.554e-05% | 5829.9984 | 5769.8152 | 5829.9993 | 5769.8161
1225.712 | 60.3965 | 1.5822 | 34.1322 | 0 | 23799.3182 | 186.2568 | 0.00089937 | 3.744e-06% | 24081.686 | 24021.2894 | 24081.6869 | 24021.2903
1225.808 | 60.484 | 1.5838 | 34.177 | 0 | 38669.2852 | 186.3279 | 0.000902 | 2.319e-06% | 38951.8579 | 38891.3739 | 38951.8588 | 38891.3748
1225.904 | 60.395 | 1.5813 | 34.1402 | 0 | 23799.3182 | 186.0184 | 0.00090463 | 3.766e-06% | 24081.4531 | 24021.0582 | 24081.454 | 24021.0591
1226 | 60.0777 | 1.5736 | 33.9996 | 0 | 5548.2961 | 185.2072 | 0.00090726 | 1.573e-05% | 5829.1541 | 5769.0764 | 5829.1551 | 5769.0773
1226.096 | 59.8084 | 1.5675 | 33.8782 | 0 | 489.9497 | 184.5557 | 0.00090991 | 0.0001282% | 769.7594 | 709.951 | 769.7603 | 709.9519
1226.192 | 59.9415 | 1.5721 | 33.9335 | 0 | 16.3885 | 184.9144 | 0.00091256 | 0.0003854% | 296.75 | 236.8085 | 296.7509 | 236.8094
1226.288 | 60.1552 | 1.5791 | 34.0234 | 0 | 0.20765 | 185.4993 | 0.00091522 | 0.0004135% | 281.4647 | 221.3095 | 281.4656 | 221.3105
1226.384 | 60.1481 | 1.5806 | 34.0145 | 0 | 7.832e-12 | 185.5609 | 0.00091789 | 0.000415% | 281.3041 | 221.156 | 281.305 | 221.1569
1226.48 | 59.9898 | 1.5781 | 33.9385 | 0 | 5.2118e-12 | 185.2479 | 0.00092056 | 0.000417% | 280.7544 | 220.7645 | 280.7553 | 220.7654
1226.576 | 59.7123 | 1.5726 | 33.8097 | 0 | 0 | 184.6504 | 0.00092324 | 0.0004196% | 279.7449 | 220.0326 | 279.7459 | 220.0336
1226.672 | 59.4073 | 1.5669 | 33.6655 | 0 | 0 | 184.0437 | 0.00092593 | 0.0004223% | 278.6835 | 219.2762 | 278.6844 | 219.2771
1226.768 | 59.3079 | 1.568 | 33.6059 | 0 | 0 | 184.0646 | 0.00092863 | 0.0004236% | 278.5464 | 219.2385 | 278.5473 | 219.2394
1226.864 | 59.0365 | 1.5663 | 33.4631 | 1.7575e-18 | 6.6803e-12 | 183.8273 | 0.00093133 | 0.0004255% | 277.8932 | 218.8567 | 277.8941 | 218.8576
1226.96 | 58.0172 | 1.5467 | 32.9856 | 1.7575e-18 | 1.29e-11 | 181.8951 | 0.00093404 | 0.0004316% | 274.4446 | 216.4274 | 274.4455 | 216.4283
1227.056 | 57.0448 | 1.5286 | 32.5263 | 0 | 7.3713e-12 | 180.1138 | 0.00093676 | 0.0004374% | 271.2135 | 214.1687 | 271.2145 | 214.1696
1227.152 | 57.3725 | 1.5439 | 32.6377 | 0 | 0 | 181.4837 | 0.00093948 | 0.0004356% | 273.0378 | 215.6653 | 273.0387 | 215.6662
1227.248 | 57.8461 | 1.5624 | 32.8156 | 0 | 0 | 183.1567 | 0.00094222 | 0.0004331% | 275.3809 | 217.5348 | 275.3818 | 217.5358
1227.344 | 57.7697 | 1.565 | 32.7603 | 0 | 0 | 183.3266 | 0.00094496 | 0.0004342% | 275.4216 | 217.652 | 275.4226 | 217.6529
1227.44 | 57.7446 | 1.5658 | 32.7442 | 0 | 0 | 183.3193 | 0.00094771 | 0.0004355% | 275.3738 | 217.6292 | 275.3747 | 217.6302
1227.536 | 57.9375 | 1.5681 | 32.8448 | 0 | 1.0136e-11 | 183.4599 | 0.00095046 | 0.0004362% | 275.8103 | 217.8728 | 275.8113 | 217.8738
1227.632 | 58.3006 | 1.5715 | 33.0372 | 0 | 1.1057e-11 | 183.7036 | 0.00095323 | 0.0004366% | 276.6129 | 218.3123 | 276.6139 | 218.3133
1227.728 | 58.6852 | 1.5736 | 33.2479 | 0 | 9.2142e-13 | 183.8185 | 0.000956 | 0.0004372% | 277.3253 | 218.64 | 277.3262 | 218.641
1227.824 | 58.9933 | 1.573 | 33.4273 | 0 | 0 | 183.6836 | 0.00095878 | 0.0004384% | 277.6772 | 218.6839 | 277.6781 | 218.6848
1227.92 | 59.2697 | 1.5716 | 33.5922 | 0 | 1.6125e-12 | 183.478 | 0.00096156 | 0.0004398% | 277.9115 | 218.6419 | 277.9125 | 218.6428
1228.016 | 59.5657 | 1.5715 | 33.763 | 0 | 1.2209e-11 | 183.388 | 0.00096436 | 0.0004409% | 278.2882 | 218.7225 | 278.2892 | 218.7235
1228.112 | 59.878 | 1.5735 | 33.9336 | 0 | 8.3588e-05 | 183.4939 | 0.00096716 | 0.0004416% | 278.879 | 219.001 | 278.88 | 219.002
1228.208 | 60.0737 | 1.5747 | 34.041 | 3.4325e-19 | 0.60182 | 183.5338 | 0.00096997 | 0.0004414% | 279.8251 | 219.7514 | 279.8261 | 219.7524
1228.304 | 60.1093 | 1.5741 | 34.0663 | 2.0595e-19 | 47.1755 | 183.3956 | 0.00097278 | 0.0003654% | 326.3208 | 266.2115 | 326.3217 | 266.2124
1228.4 | 60.0848 | 1.5732 | 34.0586 | 5.4921e-19 | 1406.6902 | 183.2346 | 0.00097561 | 6.002e-05% | 1685.6414 | 1625.5566 | 1685.6424 | 1625.5576
1228.496 | 60.1 | 1.5738 | 34.0668 | 0 | 15913.9516 | 183.2148 | 0.00097844 | 6.065e-06% | 16192.907 | 16132.807 | 16192.908 | 16132.808
1228.592 | 60.0962 | 1.5741 | 34.0658 | 1.9664e-18 | 68237.086 | 183.1609 | 0.00098128 | 1.433e-06% | 68515.9829 | 68455.8867 | 68515.9839 | 68455.8877
1228.688 | 59.9887 | 1.5716 | 34.0181 | 0 | 110856.3441 | 182.8555 | 0.00098413 | 8.86e-07% | 111134.778 | 111074.7893 | 111134.779 | 111074.7903
1228.784 | 59.7772 | 1.5664 | 33.9241 | 2.1517e-19 | 68223.7535 | 182.2941 | 0.00098698 | 1.442e-06% | 68501.3154 | 68441.5382 | 68501.3163 | 68441.5392
1228.88 | 59.6084 | 1.5622 | 33.8501 | 4.0546e-19 | 15904.6014 | 181.8278 | 0.00098985 | 6.14e-06% | 16181.45 | 16121.8416 | 16181.451 | 16121.8426
1228.976 | 59.6698 | 1.5639 | 33.8798 | 0 | 1405.4494 | 181.903 | 0.00099272 | 6.117e-05% | 1682.4659 | 1622.7961 | 1682.4669 | 1622.7971
1229.072 | 59.8731 | 1.5691 | 33.9733 | 0 | 58.1448 | 182.309 | 0.0009956 | 0.0003607% | 335.8693 | 275.9962 | 335.8703 | 275.9972
1229.168 | 59.9894 | 1.572 | 34.028 | 0 | 48.4936 | 182.5036 | 0.00099848 | 0.0003745% | 326.5867 | 266.5973 | 326.5877 | 266.5983
1229.264 | 59.9791 | 1.5717 | 34.0257 | 3.887e-19 | 77.8257 | 182.3977 | 0.0010014 | 0.0003385% | 355.7999 | 295.8208 | 355.8009 | 295.8218
1229.36 | 59.8155 | 1.5675 | 33.9549 | 0 | 47.8984 | 181.9312 | 0.0010043 | 0.0003785% | 325.1675 | 265.352 | 325.1685 | 265.353
1229.456 | 59.3653 | 1.5561 | 33.7572 | 6.0832e-19 | 11.1665 | 180.7922 | 0.0010072 | 0.0004432% | 286.6373 | 227.272 | 286.6383 | 227.273
1229.552 | 59.0207 | 1.5475 | 33.6061 | 7.4065e-19 | 0.98607 | 179.9145 | 0.0010101 | 0.0004675% | 275.0749 | 216.0542 | 275.0759 | 216.0552
1229.648 | 59.3582 | 1.5565 | 33.7561 | 2.0458e-18 | 0.032984 | 180.6705 | 0.001013 | 0.000469% | 275.3743 | 216.0161 | 275.3753 | 216.0171
1229.744 | 59.7637 | 1.5675 | 33.9349 | 1.0298e-18 | 0.00041791 | 181.6133 | 0.001016 | 0.0004679% | 276.8798 | 217.1161 | 276.8808 | 217.1171
1229.84 | 59.8329 | 1.5702 | 33.9632 | 1.2632e-18 | 0 | 181.7858 | 0.0010189 | 0.0004689% | 277.1521 | 217.3192 | 277.1531 | 217.3202
1229.936 | 59.7061 | 1.568 | 33.9032 | 2.746e-19 | 0 | 181.5086 | 0.0010219 | 0.0004709% | 276.686 | 216.9798 | 276.687 | 216.9808
1230.032 | 59.4515 | 1.5626 | 33.7857 | 0 | 5.0678e-12 | 180.9288 | 0.0010248 | 0.0004738% | 275.7287 | 216.2772 | 275.7297 | 216.2782
1230.128 | 59.2822 | 1.5594 | 33.707 | 0 | 0 | 180.5515 | 0.0010278 | 0.0004762% | 275.1001 | 215.8179 | 275.1012 | 215.8189
1230.224 | 59.3533 | 1.5623 | 33.7359 | 0 | 0 | 180.7426 | 0.0010308 | 0.0004771% | 275.394 | 216.0407 | 275.395 | 216.0418
1230.32 | 59.444 | 1.5655 | 33.7745 | 0 | 0 | 180.9606 | 0.0010337 | 0.0004779% | 275.7445 | 216.3005 | 275.7456 | 216.3016
1230.416 | 59.4958 | 1.5672 | 33.7981 | 0 | 0 | 181.046 | 0.0010367 | 0.0004791% | 275.9072 | 216.4113 | 275.9082 | 216.4124
1230.512 | 59.5392 | 1.5682 | 33.8207 | 0 | 6.6803e-12 | 181.0588 | 0.0010397 | 0.0004804% | 275.9868 | 216.4477 | 275.9879 | 216.4487
1230.608 | 59.5635 | 1.5682 | 33.837 | 0 | 5.5285e-12 | 180.9762 | 0.0010427 | 0.0004819% | 275.9449 | 216.3814 | 275.946 | 216.3824
1230.704 | 59.5811 | 1.5676 | 33.8518 | 0 | 0 | 180.8444 | 0.0010458 | 0.0004836% | 275.8449 | 216.2638 | 275.8459 | 216.2648
1230.8 | 59.5769 | 1.5663 | 33.8572 | 0 | 1.8428e-12 | 180.6507 | 0.0010488 | 0.0004854% | 275.6512 | 216.0742 | 275.6522 | 216.0753
1230.896 | 59.5687 | 1.5651 | 33.8602 | 0 | 5.5285e-12 | 180.4593 | 0.0010518 | 0.0004872% | 275.4533 | 215.8846 | 275.4544 | 215.8856
1230.992 | 59.6063 | 1.5654 | 33.8825 | 8.9933e-19 | 9.9052e-12 | 180.4098 | 0.0010549 | 0.0004887% | 275.464 | 215.8576 | 275.465 | 215.8587
1231.088 | 59.6116 | 1.5654 | 33.8877 | 9.2679e-19 | 2.7643e-12 | 180.3319 | 0.0010579 | 0.0004903% | 275.3967 | 215.7851 | 275.3977 | 215.7861
1231.184 | 59.5263 | 1.5637 | 33.8491 | 1.9909e-19 | 5.0678e-12 | 180.0957 | 0.001061 | 0.0004923% | 275.0348 | 215.5085 | 275.0358 | 215.5096
1231.28 | 59.4417 | 1.5625 | 33.8084 | 7.1397e-19 | 1.5203e-11 | 179.9115 | 0.001064 | 0.0004942% | 274.7241 | 215.2824 | 274.7251 | 215.2835
1231.376 | 59.4207 | 1.5634 | 33.7948 | 4.5893e-18 | 1.0596e-11 | 179.9141 | 0.0010671 | 0.0004957% | 274.693 | 215.2723 | 274.6941 | 215.2734
1231.472 | 59.391 | 1.5643 | 33.7762 | 0 | 9.9052e-12 | 179.9172 | 0.0010702 | 0.0004972% | 274.6487 | 215.2577 | 274.6498 | 215.2588
1231.568 | 59.3179 | 1.5642 | 33.7375 | 1.984e-18 | 0 | 179.8266 | 0.0010733 | 0.0004989% | 274.4461 | 215.1283 | 274.4472 | 215.1293
1231.664 | 59.1744 | 1.5621 | 33.6673 | 2.2929e-18 | 0 | 179.5615 | 0.0010764 | 0.0005011% | 273.9652 | 214.7909 | 273.9663 | 214.7919
1231.76 | 59.008 | 1.5592 | 33.5877 | 7.9635e-19 | 0 | 179.2181 | 0.0010795 | 0.0005036% | 273.3731 | 214.3651 | 273.3742 | 214.3662
1231.856 | 58.9636 | 1.5592 | 33.5649 | 9.4738e-19 | 0 | 179.1342 | 0.0010826 | 0.0005053% | 273.2219 | 214.2583 | 273.223 | 214.2594
1231.952 | 59.0266 | 1.5616 | 33.5922 | 5.7667e-19 | 0 | 179.2777 | 0.0010857 | 0.0005063% | 273.4582 | 214.4316 | 273.4593 | 214.4327
1232.048 | 59.0641 | 1.5631 | 33.6089 | 6.7278e-19 | 9.6749e-12 | 179.3421 | 0.0010889 | 0.0005076% | 273.5783 | 214.5142 | 273.5794 | 214.5153
1232.144 | 59.0539 | 1.5633 | 33.6048 | 1.7025e-18 | 0.17354 | 179.2755 | 0.001092 | 0.0005088% | 273.671 | 214.6171 | 273.6721 | 214.6182
1232.24 | 59.04 | 1.563 | 33.6005 | 1.7168e-18 | 13.6964 | 179.1698 | 0.0010951 | 0.0004803% | 287.0696 | 228.0296 | 287.0707 | 228.0307
1232.336 | 59.0379 | 1.5625 | 33.6034 | 0 | 409.4651 | 179.0506 | 0.0010983 | 0.0001761% | 682.7196 | 623.6817 | 682.7207 | 623.6828
1232.432 | 59.0278 | 1.5614 | 33.6049 | 0 | 4636.8712 | 178.8712 | 0.0011015 | 2.271e-05% | 4909.9365 | 4850.9088 | 4909.9376 | 4850.9099
1232.528 | 58.9521 | 1.5583 | 33.5784 | 2.9354e-19 | 19889.7773 | 178.5048 | 0.0011046 | 5.495e-06% | 20162.3709 | 20103.4188 | 20162.3721 | 20103.4199
1232.624 | 58.8523 | 1.5543 | 33.5418 | 4.0547e-19 | 32317.038 | 178.0653 | 0.0011078 | 3.406e-06% | 32589.0518 | 32530.1995 | 32589.0529 | 32530.2006
1232.72 | 58.8154 | 1.552 | 33.5341 | 0 | 19889.7773 | 177.7689 | 0.001111 | 5.527e-06% | 20161.4477 | 20102.6322 | 20161.4488 | 20102.6333
1232.816 | 58.8521 | 1.5514 | 33.5597 | 0 | 4636.8712 | 177.6425 | 0.0011142 | 2.298e-05% | 4908.477 | 4849.6249 | 4908.4781 | 4849.626
1232.912 | 59.0126 | 1.5542 | 33.6406 | 3.0893e-20 | 409.4651 | 177.815 | 0.0011174 | 0.0001795% | 681.4874 | 622.4748 | 681.4885 | 622.4759
1233.008 | 59.0976 | 1.5552 | 33.6863 | 0 | 13.6964 | 177.8305 | 0.0011207 | 0.0004942% | 285.8659 | 226.7683 | 285.867 | 226.7694
1233.104 | 59.0578 | 1.5533 | 33.6743 | 0 | 0.17354 | 177.5827 | 0.0011239 | 0.0005277% | 272.0416 | 212.9838 | 272.0427 | 212.9849
1233.2 | 59.0196 | 1.5519 | 33.6614 | 8.7873e-19 | 1.7581e-05 | 177.3763 | 0.0011271 | 0.0005302% | 271.6092 | 212.5896 | 271.6103 | 212.5908
1233.296 | 58.8548 | 1.5477 | 33.5908 | 2.135e-18 | 0.0013876 | 176.9077 | 0.0011304 | 0.0005331% | 270.9023 | 212.0475 | 270.9034 | 212.0486
1233.392 | 58.6903 | 1.5436 | 33.5193 | 2.008e-18 | 0.041483 | 176.4562 | 0.0011336 | 0.0005358% | 270.2508 | 211.5605 | 270.252 | 211.5617
1233.488 | 58.8837 | 1.5487 | 33.6071 | 0 | 0.46977 | 176.8451 | 0.0011369 | 0.0005351% | 271.3543 | 212.4706 | 271.3554 | 212.4718
1233.584 | 59.1407 | 1.5554 | 33.7235 | 0 | 2.0151 | 177.3806 | 0.0011402 | 0.0005311% | 273.8152 | 214.6745 | 273.8164 | 214.6757
1233.68 | 59.2175 | 1.5575 | 33.7594 | 0 | 3.2741 | 177.4975 | 0.0011434 | 0.0005292% | 275.306 | 216.0885 | 275.3072 | 216.0897
1233.776 | 59.2013 | 1.5575 | 33.7525 | 0 | 2.0151 | 177.4164 | 0.0011467 | 0.000534% | 273.9427 | 214.7414 | 273.9439 | 214.7426
1233.872 | 59.1559 | 1.5571 | 33.7307 | 0 | 0.47258 | 177.2996 | 0.00115 | 0.0005398% | 272.2159 | 213.06 | 272.217 | 213.0612
1233.968 | 59.0974 | 1.5567 | 33.7015 | 0 | 0.12717 | 177.183 | 0.0011533 | 0.0005426% | 271.6657 | 212.5683 | 271.6669 | 212.5695
1234.064 | 59.0326 | 1.5563 | 33.6685 | 0 | 1.0232 | 177.0691 | 0.0011566 | 0.0005422% | 272.3497 | 213.3171 | 272.3509 | 213.3183
1234.16 | 58.9668 | 1.5559 | 33.6347 | 0 | 4.9668 | 176.9595 | 0.00116 | 0.0005343% | 276.0837 | 217.117 | 276.0849 | 217.1181
1234.256 | 58.8981 | 1.5556 | 33.5993 | 0 | 10.5731 | 176.8506 | 0.0011633 | 0.0005227% | 281.4767 | 222.5786 | 281.4779 | 222.5798
1234.352 | 58.8179 | 1.5551 | 33.5581 | 0 | 10.5743 | 176.7228 | 0.0011667 | 0.0005245% | 281.2281 | 222.4102 | 281.2293 | 222.4114
1234.448 | 58.7309 | 1.5542 | 33.5146 | 0 | 4.9682 | 176.5657 | 0.00117 | 0.0005402% | 275.3335 | 216.6026 | 275.3347 | 216.6038
1234.544 | 58.6741 | 1.5536 | 33.487 | 0 | 1.0223 | 176.4345 | 0.0011734 | 0.0005522% | 271.1714 | 212.4973 | 271.1726 | 212.4985
1234.64 | 58.6678 | 1.5536 | 33.4855 | 0 | 0.30079 | 176.3595 | 0.0011767 | 0.0005559% | 270.3672 | 211.6994 | 270.3684 | 211.7006
1234.736 | 58.6738 | 1.5534 | 33.4922 | 0 | 17.1936 | 176.2596 | 0.0011801 | 0.0005165% | 287.1726 | 228.4988 | 287.1738 | 228.5
1234.832 | 58.677 | 1.5528 | 33.499 | 0 | 524.5516 | 176.125 | 0.0011835 | 0.0001609% | 794.4055 | 735.7285 | 794.4067 | 735.7297
1234.928 | 58.6948 | 1.5525 | 33.5126 | 8.1266e-19 | 6257.5257 | 176.0213 | 0.0011869 | 1.835e-05% | 6527.307 | 6468.6122 | 6527.3081 | 6468.6134
1235.024 | 58.6975 | 1.5518 | 33.5196 | 3.6557e-19 | 30435.7412 | 175.8795 | 0.0011903 | 3.884e-06% | 30705.3896 | 30646.6921 | 30705.3908 | 30646.6933
1235.12 | 58.691 | 1.5508 | 33.5228 | 0 | 64869.424 | 175.7053 | 0.0011937 | 1.834e-06% | 65138.8939 | 65080.2029 | 65138.8951 | 65080.2041
1235.216 | 58.7156 | 1.5505 | 33.5402 | 7.1397e-19 | 64974.4257 | 175.6036 | 0.0011972 | 1.837e-06% | 65243.8356 | 65185.12 | 65243.8367 | 65185.1212
1235.312 | 58.7443 | 1.5505 | 33.5588 | 6.7964e-19 | 30564.6176 | 175.5251 | 0.0012006 | 3.901e-06% | 30833.9963 | 30775.252 | 30833.9975 | 30775.2532
1235.408 | 58.7542 | 1.5502 | 33.5684 | 0 | 6293.2443 | 175.4146 | 0.001204 | 1.851e-05% | 6562.5316 | 6503.7774 | 6562.5328 | 6503.7786
1235.504 | 58.7607 | 1.5497 | 33.5764 | 1.4073e-19 | 527.8956 | 175.2955 | 0.0012075 | 0.0001635% | 797.0779 | 738.3172 | 797.0791 | 738.3184
1235.6 | 58.8014 | 1.55 | 33.6007 | 2.2655e-19 | 17.3051 | 175.2407 | 0.0012109 | 0.0005318% | 286.4978 | 227.6965 | 286.4991 | 227.6977
1235.696 | 58.8366 | 1.5498 | 33.6236 | 0 | 0.21654 | 175.1513 | 0.0012144 | 0.0005768% | 269.3778 | 210.5412 | 269.3791 | 210.5424
1235.792 | 58.8595 | 1.5493 | 33.6415 | 0 | 0.00017333 | 175.0199 | 0.0012179 | 0.0005794% | 269.0704 | 210.2109 | 269.0716 | 210.2121
1235.888 | 58.9097 | 1.5494 | 33.6718 | 3.1065e-19 | 0.0051819 | 174.9546 | 0.0012214 | 0.0005811% | 269.0908 | 210.181 | 269.092 | 210.1823
1235.984 | 58.964 | 1.5498 | 33.7036 | 1.8673e-18 | 0.058684 | 174.9081 | 0.0012249 | 0.0005827% | 269.1841 | 210.2201 | 269.1853 | 210.2213
1236.08 | 58.9961 | 1.5497 | 33.7245 | 3.5149e-18 | 0.25189 | 174.8229 | 0.0012284 | 0.000584% | 269.3451 | 210.349 | 269.3463 | 210.3502
1236.176 | 59.0111 | 1.5494 | 33.7367 | 3.3227e-18 | 0.41417 | 174.7167 | 0.0012319 | 0.0005855% | 269.4282 | 210.417 | 269.4294 | 210.4183
1236.272 | 59.0154 | 1.5491 | 33.7429 | 2.746e-18 | 0.31038 | 174.6082 | 0.0012355 | 0.0005877% | 269.2259 | 210.2105 | 269.2271 | 210.2118
1236.368 | 59.0078 | 1.5487 | 33.7425 | 5.2973e-18 | 0.31029 | 174.497 | 0.001239 | 0.0005897% | 269.1063 | 210.0985 | 269.1075 | 210.0997
1236.464 | 58.9848 | 1.5482 | 33.7339 | 4.0264e-18 | 0.414 | 174.3713 | 0.0012425 | 0.0005915% | 269.0522 | 210.0674 | 269.0535 | 210.0687
1236.56 | 58.9173 | 1.5467 | 33.7046 | 2.2655e-18 | 0.25178 | 174.1569 | 0.0012461 | 0.0005943% | 268.5773 | 209.66 | 268.5786 | 209.6612
1236.656 | 58.7603 | 1.5429 | 33.6345 | 1.9977e-18 | 0.058659 | 173.742 | 0.0012497 | 0.000598% | 267.7384 | 208.9781 | 267.7397 | 208.9794
1236.752 | 58.6338 | 1.54 | 33.5783 | 1.1259e-18 | 0.0051798 | 173.3978 | 0.0012532 | 0.000601% | 267.1551 | 208.5213 | 267.1563 | 208.5225
1236.848 | 58.6804 | 1.5414 | 33.6003 | 0 | 0.00017326 | 173.4485 | 0.0012568 | 0.0006025% | 267.2708 | 208.5904 | 267.2721 | 208.5916
1236.944 | 58.7495 | 1.5433 | 33.6328 | 9.7484e-19 | 2.1952e-06 | 173.5406 | 0.0012604 | 0.0006039% | 267.4663 | 208.7167 | 267.4675 | 208.718
1237.04 | 58.7861 | 1.5442 | 33.6516 | 2.5813e-18 | 1.8428e-12 | 173.5452 | 0.001264 | 0.0006056% | 267.5272 | 208.741 | 267.5285 | 208.7423
1237.136 | 58.7964 | 1.5443 | 33.6592 | 1.4279e-18 | 5.9892e-12 | 173.4754 | 0.0012676 | 0.0006075% | 267.4753 | 208.6789 | 267.4766 | 208.6802
1237.232 | 58.7979 | 1.5441 | 33.6634 | 6.5905e-19 | 1.0711e-11 | 173.3751 | 0.0012713 | 0.0006095% | 267.3805 | 208.5826 | 267.3818 | 208.5839
1237.328 | 58.8237 | 1.5444 | 33.6788 | 1.0435e-18 | 8.9838e-12 | 173.328 | 0.0012749 | 0.0006113% | 267.375 | 208.5513 | 267.3762 | 208.5526
1237.424 | 58.8448 | 1.5447 | 33.6921 | 4.3937e-19 | 3.916e-12 | 173.2716 | 0.0012786 | 0.0006132% | 267.3532 | 208.5084 | 267.3545 | 208.5097
1237.52 | 58.8458 | 1.5444 | 33.6961 | 1.476e-18 | 0 | 173.1704 | 0.0012822 | 0.0006152% | 267.2568 | 208.4109 | 267.2581 | 208.4122
1237.616 | 58.8408 | 1.544 | 33.6972 | 2.3891e-18 | 5.5285e-12 | 173.0555 | 0.0012859 | 0.0006173% | 267.1375 | 208.2967 | 267.1388 | 208.298
1237.712 | 58.8324 | 1.5436 | 33.6969 | 2.746e-19 | 4.6071e-12 | 172.9331 | 0.0012895 | 0.0006195% | 267.0059 | 208.1735 | 267.0072 | 208.1748
1237.808 | 58.8192 | 1.543 | 33.6943 | 7.6889e-19 | 2.5339e-12 | 172.8017 | 0.0012932 | 0.0006216% | 266.8581 | 208.0389 | 266.8594 | 208.0402
1237.904 | 58.8044 | 1.5424 | 33.6907 | 0 | 4.8374e-12 | 172.6791 | 0.0012969 | 0.0006238% | 266.7166 | 207.9121 | 266.7179 | 207.9134
1238 | 58.7869 | 1.5418 | 33.6854 | 0 | 6.2196e-12 | 172.5885 | 0.0013006 | 0.0006259% | 266.6026 | 207.8157 | 266.6039 | 207.817
1238.096 | 58.7754 | 1.5416 | 33.6823 | 0 | 6.4499e-12 | 172.5706 | 0.0013043 | 0.0006277% | 266.5699 | 207.7945 | 266.5712 | 207.7958
1238.192 | 58.7717 | 1.5416 | 33.6824 | 0 | 5.5285e-12 | 172.6099 | 0.0013081 | 0.0006294% | 266.6055 | 207.8338 | 266.6068 | 207.8351
1238.288 | 58.7624 | 1.5416 | 33.6794 | 0 | 6.4499e-12 | 172.6535 | 0.0013118 | 0.0006311% | 266.6369 | 207.8744 | 266.6382 | 207.8757
1238.384 | 58.7303 | 1.5411 | 33.6652 | 0 | 4.6071e-13 | 172.6599 | 0.0013155 | 0.0006329% | 266.5965 | 207.8662 | 266.5978 | 207.8675
1238.48 | 58.6626 | 1.5401 | 33.6335 | 4.3937e-19 | 2.3035e-13 | 172.61 | 0.0013193 | 0.0006349% | 266.4462 | 207.7836 | 266.4475 | 207.7849
1238.576 | 58.5757 | 1.5389 | 33.5911 | 1.3627e-18 | 7.2562e-12 | 172.5528 | 0.0013231 | 0.0006371% | 266.2586 | 207.6828 | 266.2599 | 207.6841
1238.672 | 58.5062 | 1.5388 | 33.5543 | 6.2301e-19 | 1.8428e-11 | 172.5819 | 0.0013268 | 0.0006389% | 266.1812 | 207.675 | 266.1825 | 207.6763
1238.768 | 58.4462 | 1.5393 | 33.5197 | 0 | 9.6749e-12 | 172.6745 | 0.0013306 | 0.0006405% | 266.1797 | 207.7335 | 266.181 | 207.7348
1238.864 | 58.3664 | 1.5395 | 33.4751 | 0 | 0 | 172.7402 | 0.0013344 | 0.0006423% | 266.1212 | 207.7548 | 266.1225 | 207.7562
1238.96 | 58.2722 | 1.5394 | 33.4238 | 2.4028e-20 | 2.1943e-06 | 172.7752 | 0.0013382 | 0.0006442% | 266.0106 | 207.7384 | 266.0119 | 207.7398
1239.056 | 58.1677 | 1.5391 | 33.3675 | 6.2987e-19 | 0.00017538 | 172.7922 | 0.001342 | 0.0006461% | 265.8667 | 207.699 | 265.8681 | 207.7004
1239.152 | 58.0546 | 1.5387 | 33.3067 | 0 | 0.0053508 | 172.8014 | 0.0013459 | 0.0006481% | 265.7067 | 207.6521 | 265.7081 | 207.6535
1239.248 | 57.9422 | 1.5384 | 33.2458 | 1.3147e-18 | 0.06381 | 172.82 | 0.0013497 | 0.0006499% | 265.6102 | 207.668 | 265.6116 | 207.6693
1239.344 | 57.8338 | 1.5381 | 33.1871 | 1.8639e-18 | 0.31013 | 172.8397 | 0.0013535 | 0.0006511% | 265.7088 | 207.875 | 265.7101 | 207.8764
1239.44 | 57.7367 | 1.5377 | 33.1354 | 1.0349e-18 | 0.66014 | 172.8485 | 0.0013574 | 0.000652% | 265.9185 | 208.1818 | 265.9199 | 208.1831
1239.536 | 57.6642 | 1.5373 | 33.0979 | 0 | 0.66015 | 172.8562 | 0.0013613 | 0.000654% | 265.8157 | 208.1515 | 265.8171 | 208.1529
1239.632 | 57.6149 | 1.537 | 33.0731 | 2.9177e-19 | 0.41743 | 172.8759 | 0.0013652 | 0.0006566% | 265.5183 | 207.9034 | 265.5196 | 207.9047
1239.728 | 57.58 | 1.5367 | 33.0566 | 0 | 8.4644 | 172.8944 | 0.001369 | 0.000634% | 273.5321 | 215.9521 | 273.5334 | 215.9534
1239.824 | 57.5698 | 1.5363 | 33.0549 | 3.0756e-18 | 250.3748 | 172.9004 | 0.0013729 | 0.0002999% | 515.4361 | 457.8663 | 515.4374 | 457.8677
1239.92 | 57.6027 | 1.5358 | 33.0781 | 0 | 2831.9252 | 172.9029 | 0.0013768 | 4.53e-05% | 3097.0448 | 3039.4421 | 3097.0462 | 3039.4435
1240.016 | 57.6859 | 1.5355 | 33.1297 | 0 | 12142.1104 | 172.9172 | 0.0013808 | 1.118e-05% | 12407.3786 | 12349.6927 | 12407.38 | 12349.6941
1240.112 | 57.8027 | 1.5352 | 33.2003 | 0 | 19725.2665 | 172.9358 | 0.0013847 | 6.947e-06% | 19990.7405 | 19932.9378 | 19990.7419 | 19932.9392
1240.208 | 57.9279 | 1.5348 | 33.2763 | 3.5149e-18 | 12139.2995 | 172.9453 | 0.0013886 | 1.125e-05% | 12404.9838 | 12347.0558 | 12404.9852 | 12347.0572
1240.304 | 58.0422 | 1.5342 | 33.3467 | 3.5149e-18 | 2829.9468 | 172.94 | 0.0013926 | 4.584e-05% | 3095.81 | 3037.7678 | 3095.8114 | 3037.7692
1240.4 | 58.1326 | 1.5333 | 33.4051 | 1.7575e-18 | 249.8999 | 172.9029 | 0.0013965 | 0.0003051% | 515.8738 | 457.7413 | 515.8752 | 457.7427
1240.496 | 58.1968 | 1.5321 | 33.4499 | 0 | 8.359 | 172.8388 | 0.0014005 | 0.0006478% | 274.3766 | 216.1798 | 274.378 | 216.1812
1240.592 | 58.2244 | 1.5306 | 33.475 | 0 | 0.10591 | 172.7508 | 0.0014045 | 0.0006757% | 266.0868 | 207.8624 | 266.0882 | 207.8638
1240.688 | 58.2321 | 1.5296 | 33.4868 | 1.7575e-18 | 0 | 172.6995 | 0.0014085 | 0.0006781% | 265.9479 | 207.7159 | 265.9494 | 207.7173
1240.784 | 58.2835 | 1.5305 | 33.5141 | 3.5149e-18 | 5.0664e-05 | 172.8285 | 0.0014125 | 0.0006795% | 266.1568 | 207.8732 | 266.1582 | 207.8746
1240.88 | 58.3017 | 1.5311 | 33.524 | 1.3181e-18 | 0.0039987 | 172.9243 | 0.0014165 | 0.0006811% | 266.285 | 207.9833 | 266.2864 | 207.9847
1240.976 | 58.2607 | 1.5302 | 33.5066 | 0 | 0.11954 | 172.8915 | 0.0014205 | 0.0006828% | 266.3085 | 208.0479 | 266.31 | 208.0493
1241.072 | 58.2456 | 1.5299 | 33.5016 | 3.1579e-19 | 1.3537 | 172.9092 | 0.0014246 | 0.0006807% | 267.54 | 209.2944 | 267.5415 | 209.2958
1241.168 | 58.2713 | 1.5305 | 33.5157 | 0 | 5.8069 | 173.009 | 0.0014286 | 0.000668% | 272.1333 | 213.8621 | 272.1348 | 213.8635
1241.264 | 58.2865 | 1.5308 | 33.5252 | 0 | 9.435 | 173.0837 | 0.0014327 | 0.0006585% | 275.8612 | 217.5747 | 275.8627 | 217.5762
1241.36 | 58.2747 | 1.5306 | 33.5214 | 1.2357e-19 | 5.8069 | 173.1139 | 0.0014367 | 0.0006715% | 272.2475 | 213.9728 | 272.249 | 213.9742
1241.456 | 58.2424 | 1.5303 | 33.5067 | 0 | 1.3537 | 173.1263 | 0.0014408 | 0.0006877% | 267.7594 | 209.517 | 267.7608 | 209.5184
1241.552 | 58.1951 | 1.5299 | 33.4838 | 6.0413e-19 | 0.11954 | 173.1323 | 0.0014449 | 0.0006938% | 266.4606 | 208.2655 | 266.4621 | 208.2669
1241.648 | 58.1422 | 1.5295 | 33.4573 | 2.0595e-18 | 0.0039987 | 173.1423 | 0.001449 | 0.0006962% | 266.2753 | 208.1331 | 266.2768 | 208.1346
1241.744 | 58.0812 | 1.529 | 33.4265 | 1.6202e-18 | 5.0664e-05 | 173.1476 | 0.0014531 | 0.0006983% | 266.1845 | 208.1033 | 266.1859 | 208.1047
1241.84 | 58.0094 | 1.5285 | 33.3897 | 0 | 0.11779 | 173.1491 | 0.0014573 | 0.0007% | 266.1945 | 208.1851 | 266.1959 | 208.1865
1241.936 | 57.9348 | 1.5283 | 33.3501 | 0 | 9.4142 | 173.1718 | 0.0014614 | 0.000672% | 275.3992 | 217.4644 | 275.4007 | 217.4659
1242.032 | 57.8523 | 1.5281 | 33.3056 | 0 | 287.2194 | 173.2024 | 0.0014655 | 0.0002959% | 553.1078 | 495.2555 | 553.1093 | 495.257
1242.128 | 57.7589 | 1.5279 | 33.2553 | 0 | 3425.1584 | 173.2227 | 0.0014697 | 4.045e-05% | 3690.9232 | 3633.1642 | 3690.9246 | 3633.1657
1242.224 | 57.6626 | 1.5275 | 33.2037 | 1.452e-18 | 16646.9913 | 173.2364 | 0.0014739 | 8.744e-06% | 16912.6215 | 16854.9589 | 16912.623 | 16854.9604
1242.32 | 57.5666 | 1.5271 | 33.1525 | 5.063e-20 | 35433.7171 | 173.245 | 0.001478 | 4.147e-06% | 35699.2083 | 35641.6417 | 35699.2098 | 35641.6432
1242.416 | 57.468 | 1.5266 | 33.1 | 0 | 35436.8486 | 173.2489 | 0.0014822 | 4.158e-06% | 35702.1922 | 35644.7242 | 35702.1937 | 35644.7257
1242.512 | 57.3725 | 1.5261 | 33.0495 | 1.9806e-18 | 16666.2601 | 173.2477 | 0.0014864 | 8.809e-06% | 16931.4559 | 16874.0834 | 16931.4574 | 16874.0849
1242.608 | 57.302 | 1.5257 | 33.0133 | 2.9966e-18 | 3458.6535 | 173.2506 | 0.0014906 | 4.066e-05% | 3723.7451 | 3666.4431 | 3723.7466 | 3666.4446
1242.704 | 57.2748 | 1.5254 | 33.0011 | 2.5246e-18 | 308.0667 | 173.2721 | 0.0014949 | 0.0002898% | 573.1401 | 515.8652 | 573.1415 | 515.8667
1242.8 | 57.278 | 1.5252 | 33.0062 | 1.7334e-18 | 14.2825 | 173.2958 | 0.0014991 | 0.0006749% | 279.3877 | 222.1097 | 279.3892 | 222.1112
1242.896 | 57.2818 | 1.5249 | 33.012 | 5.2518e-19 | 0.5478 | 173.3134 | 0.0015033 | 0.0007214% | 265.6798 | 208.398 | 265.6813 | 208.3995
1242.992 | 57.2607 | 1.5245 | 33.0036 | 1.3181e-18 | 0.014384 | 173.3282 | 0.0015076 | 0.0007253% | 265.1313 | 207.8706 | 265.1328 | 207.8721
1243.088 | 57.2061 | 1.5242 | 32.9759 | 2.1591e-18 | 0.00018225 | 173.3407 | 0.0015119 | 0.0007274% | 265.0472 | 207.841 | 265.0487 | 207.8426
1243.184 | 57.1338 | 1.5238 | 32.938 | 3.2317e-18 | 3.5129e-12 | 173.3519 | 0.0015162 | 0.0007296% | 264.9475 | 207.8137 | 264.949 | 207.8152
1243.28 | 57.0531 | 1.5234 | 32.8947 | 1.4262e-18 | 7.3713e-12 | 173.3636 | 0.0015204 | 0.0007318% | 264.8349 | 207.7818 | 264.8365 | 207.7833
1243.376 | 56.9563 | 1.5231 | 32.8419 | 1.5241e-18 | 0 | 173.3773 | 0.0015247 | 0.000734% | 264.6985 | 207.7422 | 264.7 | 207.7437
1243.472 | 56.8538 | 1.5227 | 32.7856 | 1.0255e-18 | 0.00059539 | 173.3912 | 0.0015291 | 0.0007362% | 264.554 | 207.7002 | 264.5555 | 207.7017
1243.568 | 56.7806 | 1.5224 | 32.7463 | 0 | 0.046991 | 173.4038 | 0.0015334 | 0.0007382% | 264.5 | 207.7194 | 264.5015 | 207.721
1243.664 | 56.7691 | 1.522 | 32.7428 | 0 | 1.4049 | 173.4124 | 0.0015377 | 0.0007355% | 265.8511 | 209.082 | 265.8527 | 209.0835
1243.76 | 56.8314 | 1.5215 | 32.7823 | 0 | 15.9088 | 173.4115 | 0.0015421 | 0.0006896% | 280.4556 | 223.6242 | 280.4571 | 223.6257
1243.856 | 56.9516 | 1.5208 | 32.8561 | 0 | 68.2407 | 173.3953 | 0.0015464 | 0.0005603% | 332.9644 | 276.0128 | 332.966 | 276.0144
1243.952 | 57.1117 | 1.5202 | 32.9523 | 3.4676e-19 | 110.8779 | 173.3914 | 0.0015508 | 0.0004865% | 375.8536 | 318.7419 | 375.8552 | 318.7434
1244.048 | 57.3025 | 1.5202 | 33.0638 | 0 | 68.2407 | 173.4314 | 0.0015552 | 0.000563% | 333.5586 | 276.2561 | 333.5601 | 276.2577
1244.144 | 57.4872 | 1.5199 | 33.173 | 1.1544e-18 | 15.9088 | 173.4524 | 0.0015596 | 0.0006961% | 281.5414 | 224.0542 | 281.543 | 224.0557
1244.24 | 57.6279 | 1.5189 | 33.2603 | 9.7953e-19 | 1.4049 | 173.4047 | 0.001564 | 0.0007462% | 267.2166 | 209.5888 | 267.2182 | 209.5903
1244.336 | 57.7352 | 1.518 | 33.3278 | 5.6389e-19 | 0.046991 | 173.3682 | 0.0015684 | 0.0007531% | 265.9962 | 208.261 | 265.9977 | 208.2626
1244.432 | 57.8406 | 1.5182 | 33.3887 | 3.7424e-19 | 0.00059539 | 173.4353 | 0.0015728 | 0.0007549% | 266.1835 | 208.3428 | 266.185 | 208.3444
1244.528 | 57.9106 | 1.5186 | 33.4287 | 0 | 5.2532e-12 | 173.5126 | 0.0015773 | 0.0007566% | 266.3705 | 208.4599 | 266.3721 | 208.4615
1244.624 | 57.9349 | 1.5184 | 33.4447 | 1.5608e-18 | 9.027e-12 | 173.5431 | 0.0015817 | 0.0007586% | 266.4411 | 208.5062 | 266.4426 | 208.5078
1244.72 | 57.937 | 1.5181 | 33.4489 | 9.1744e-19 | 2.1952e-11 | 173.5551 | 0.0015862 | 0.0007607% | 266.459 | 208.5221 | 266.4606 | 208.5236
1244.816 | 57.9277 | 1.5177 | 33.4467 | 0 | 0.0017881 | 173.5647 | 0.0015907 | 0.0007628% | 266.4585 | 208.5308 | 266.46 | 208.5324
1244.912 | 57.9091 | 1.5173 | 33.439 | 0 | 0.14112 | 173.5758 | 0.0015952 | 0.0007644% | 266.5824 | 208.6733 | 266.584 | 208.6749
1245.008 | 57.8805 | 1.5169 | 33.4257 | 0 | 4.219 | 173.5849 | 0.0015997 | 0.0007519% | 270.6269 | 212.7464 | 270.6285 | 212.748
1245.104 | 57.8361 | 1.5163 | 33.4043 | 0 | 47.7768 | 173.5741 | 0.0016042 | 0.000626% | 314.1075 | 256.2714 | 314.1091 | 256.273
1245.2 | 57.7632 | 1.5151 | 33.3693 | 2.7408e-18 | 204.9377 | 173.5107 | 0.0016087 | 0.0003892% | 471.096 | 413.3327 | 471.0976 | 413.3344
1245.296 | 57.6918 | 1.5141 | 33.3344 | 1.5372e-18 | 332.9841 | 173.4609 | 0.0016133 | 0.000298% | 598.9852 | 541.2934 | 598.9868 | 541.295
1245.392 | 57.6691 | 1.5143 | 33.3212 | 3.4692e-19 | 204.9377 | 173.5288 | 0.0016178 | 0.0003914% | 470.9712 | 413.3021 | 470.9728 | 413.3037
1245.488 | 57.6518 | 1.5147 | 33.3104 | 2.0814e-18 | 47.7768 | 173.6115 | 0.0016224 | 0.0006332% | 313.8652 | 256.2134 | 313.8668 | 256.215
1245.584 | 57.6106 | 1.5145 | 33.2886 | 8.9333e-19 | 4.219 | 173.6425 | 0.0016269 | 0.000765% | 270.2753 | 212.6646 | 270.2769 | 212.6663
1245.68 | 57.56 | 1.5142 | 33.2624 | 1.7822e-18 | 0.14112 | 173.655 | 0.0016315 | 0.0007822% | 266.1327 | 208.5727 | 266.1343 | 208.5743
1245.776 | 57.5078 | 1.5138 | 33.2353 | 2.7435e-18 | 0.0017881 | 173.666 | 0.0016361 | 0.000785% | 265.9247 | 208.4169 | 265.9264 | 208.4185
1245.872 | 57.4555 | 1.5134 | 33.208 | 1.9151e-18 | 3.4553e-12 | 173.6774 | 0.0016407 | 0.0007873% | 265.8544 | 208.3989 | 265.856 | 208.4005
1245.968 | 57.4032 | 1.5131 | 33.1809 | 8.7873e-19 | 1.4973e-11 | 173.6889 | 0.0016454 | 0.0007896% | 265.786 | 208.3828 | 265.7877 | 208.3845
1246.064 | 57.3536 | 1.5127 | 33.1553 | 1.6476e-19 | 1.4167e-11 | 173.6983 | 0.00165 | 0.0007919% | 265.7199 | 208.3663 | 265.7215 | 208.368
1246.16 | 57.3121 | 1.5122 | 33.1348 | 0 | 1.1057e-11 | 173.7019 | 0.0016547 | 0.0007942% | 265.661 | 208.3489 | 265.6626 | 208.3505
1246.256 | 57.2887 | 1.5118 | 33.1247 | 0 | 0.0048532 | 173.7062 | 0.0016593 | 0.0007964% | 265.6362 | 208.3475 | 265.6378 | 208.3491
1246.352 | 57.2907 | 1.5114 | 33.1286 | 0 | 0.38304 | 173.7214 | 0.001664 | 0.0007971% | 266.0352 | 208.7446 | 266.0369 | 208.7462
1246.448 | 57.3045 | 1.511 | 33.1399 | 0 | 11.4514 | 173.7299 | 0.0016687 | 0.0007591% | 277.1366 | 219.8321 | 277.1383 | 219.8338
1246.544 | 57.2985 | 1.51 | 33.1425 | 0 | 129.6776 | 173.6832 | 0.0016734 | 0.0004951% | 395.3119 | 338.0133 | 395.3135 | 338.015
1246.64 | 57.238 | 1.5079 | 33.1194 | 0 | 556.2497 | 173.5275 | 0.0016781 | 0.0002195% | 821.6425 | 764.4045 | 821.6441 | 764.4061
1246.736 | 57.186 | 1.5063 | 33.0983 | 1.6476e-19 | 903.798 | 173.4267 | 0.0016828 | 0.0001514% | 1169.0153 | 1111.8293 | 1169.017 | 1111.831
1246.832 | 57.2252 | 1.5074 | 33.1166 | 8.7873e-19 | 556.2497 | 173.5782 | 0.0016875 | 0.0002208% | 821.6771 | 764.4519 | 821.6788 | 764.4536
1246.928 | 57.2559 | 1.5087 | 33.1294 | 7.6889e-19 | 129.6776 | 173.741 | 0.0016923 | 0.0005006% | 395.3126 | 338.0566 | 395.3142 | 338.0583
1247.024 | 57.2245 | 1.5087 | 33.1124 | 3.2952e-19 | 11.4514 | 173.7873 | 0.001697 | 0.0007719% | 277.0843 | 219.8598 | 277.086 | 219.8615
1247.12 | 57.1708 | 1.5084 | 33.0842 | 1.9771e-18 | 0.38304 | 173.8027 | 0.0017018 | 0.0008151% | 265.9491 | 208.7783 | 265.9508 | 208.78
1247.216 | 57.1215 | 1.508 | 33.0586 | 6.5905e-19 | 0.0048532 | 173.8151 | 0.0017066 | 0.000819% | 265.5081 | 208.3866 | 265.5098 | 208.3883
1247.312 | 57.0938 | 1.5076 | 33.0459 | 5.4921e-19 | 7.3713e-12 | 173.8218 | 0.0017114 | 0.0008213% | 265.469 | 208.3753 | 265.4707 | 208.377
1247.408 | 57.096 | 1.5071 | 33.0508 | 0 | 1.935e-11 | 173.8225 | 0.0017162 | 0.0008236% | 265.4764 | 208.3804 | 265.4781 | 208.3821
1247.504 | 57.1311 | 1.5066 | 33.0745 | 0 | 2.1193e-11 | 173.8262 | 0.001721 | 0.0008258% | 265.5385 | 208.4074 | 265.5402 | 208.4091
1247.6 | 57.1956 | 1.5063 | 33.1146 | 0 | 9.3294e-12 | 173.8433 | 0.0017259 | 0.0008279% | 265.6599 | 208.4643 | 265.6616 | 208.466
1247.696 | 57.269 | 1.506 | 33.1599 | 0 | 0.011677 | 173.8597 | 0.0017307 | 0.0008299% | 265.8063 | 208.5373 | 265.808 | 208.539
1247.792 | 57.3373 | 1.5056 | 33.2029 | 0 | 0.97086 | 173.8645 | 0.0017356 | 0.0008283% | 266.8811 | 209.5438 | 266.8828 | 209.5455
1247.888 | 57.3839 | 1.5047 | 33.2355 | 2.1968e-18 | 31.4389 | 173.8274 | 0.0017405 | 0.0007252% | 297.3905 | 240.0066 | 297.3922 | 240.0083
1247.984 | 57.3472 | 1.502 | 33.2289 | 3.0756e-18 | 428.1928 | 173.6234 | 0.0017453 | 0.0002742% | 693.8943 | 636.5471 | 693.896 | 636.5488
1248.08 | 57.2095 | 1.4973 | 33.1738 | 2.1968e-18 | 2654.0134 | 173.2355 | 0.0017502 | 6.116e-05% | 2919.1296 | 2861.92 | 2919.1313 | 2861.9218
1248.176 | 57.1563 | 1.4954 | 33.1539 | 4.3937e-19 | 7817.9998 | 173.1047 | 0.0017552 | 2.187e-05% | 8082.9101 | 8025.7538 | 8082.9119 | 8025.7556
1248.272 | 57.2921 | 1.4988 | 33.2169 | 0 | 10507.8017 | 173.4624 | 0.0017601 | 1.642e-05% | 10773.2719 | 10715.9799 | 10773.2737 | 10715.9816
1248.368 | 57.41 | 1.5019 | 33.2706 | 0 | 5955.4084 | 173.8013 | 0.001765 | 2.863e-05% | 6221.3921 | 6163.9822 | 6221.3939 | 6163.984
1248.464 | 57.4252 | 1.5026 | 33.2775 | 0 | 1343.1881 | 173.9044 | 0.00177 | 0.0001141% | 1609.2977 | 1551.8725 | 1609.2994 | 1551.8743
1248.56 | 57.405 | 1.5022 | 33.2687 | 0 | 117.1006 | 173.9189 | 0.0017749 | 0.0005448% | 383.1954 | 325.7904 | 383.1972 | 325.7922
1248.656 | 57.3833 | 1.5017 | 33.2598 | 0 | 3.8978 | 173.9189 | 0.0017799 | 0.0008373% | 269.9615 | 212.5782 | 269.9633 | 212.58
1248.752 | 57.3697 | 1.5013 | 33.2554 | 0 | 0.049238 | 173.9234 | 0.0017849 | 0.0008551% | 266.099 | 208.7293 | 266.1008 | 208.7311
1248.848 | 57.3674 | 1.501 | 33.2569 | 1.0472e-18 | 1.2669e-12 | 173.9385 | 0.0017899 | 0.0008577% | 266.0637 | 208.6964 | 266.0655 | 208.6981
1248.944 | 57.3692 | 1.5006 | 33.2609 | 0 | 2.7643e-12 | 173.9524 | 0.0017949 | 0.00086% | 266.0831 | 208.7139 | 266.0849 | 208.7157
1249.04 | 57.3702 | 1.5002 | 33.2647 | 0 | 0 | 173.9618 | 0.0018 | 0.0008624% | 266.0969 | 208.7267 | 266.0987 | 208.7285
1249.136 | 57.368 | 1.4998 | 33.2667 | 0 | 0.025022 | 173.97 | 0.001805 | 0.0008646% | 266.1295 | 208.7615 | 266.1313 | 208.7633
1249.232 | 57.3598 | 1.4994 | 33.2652 | 0 | 1.9749 | 173.9772 | 0.0018101 | 0.000859% | 268.0765 | 210.7167 | 268.0783 | 210.7185
1249.328 | 57.3369 | 1.4988 | 33.2562 | 0 | 59.0402 | 173.9669 | 0.0018151 | 0.0006779% | 325.099 | 267.7621 | 325.1008 | 267.7639
1249.424 | 57.241 | 1.4965 | 33.2132 | 0 | 668.5836 | 173.8017 | 0.0018202 | 0.0002075% | 934.3361 | 877.0951 | 934.3379 | 877.0969
1249.52 | 56.9581 | 1.4897 | 33.085 | 0 | 2867.8776 | 173.2131 | 0.0018253 | 5.935e-05% | 3132.6234 | 3075.6654 | 3132.6252 | 3075.6672
1249.616 | 56.7192 | 1.4842 | 32.9757 | 0 | 4659.7459 | 172.7452 | 0.0018304 | 3.761e-05% | 4923.6703 | 4866.951 | 4923.6721 | 4866.9528
1249.712 | 56.883 | 1.489 | 33.0476 | 0 | 2867.9275 | 173.2348 | 0.0018356 | 5.968e-05% | 3132.5818 | 3075.6988 | 3132.5837 | 3075.7007
1249.808 | 57.0951 | 1.4949 | 33.1416 | 3.0206e-19 | 672.57 | 173.833 | 0.0018407 | 0.0002089% | 938.1346 | 881.0395 | 938.1364 | 881.0413
1249.904 | 57.1315 | 1.4962 | 33.157 | 0 | 180.663 | 174.0035 | 0.0018458 | 0.0004741% | 446.4512 | 389.3197 | 446.4531 | 389.3216
1250 | 57.1072 | 1.4959 | 33.1459 | 1.5652e-18 | 1452.3862 | 174.0162 | 0.001851 | 0.0001114% | 1718.1513 | 1661.0442 | 1718.1532 | 1661.046
1250.096 | 57.0808 | 1.4953 | 33.1345 | 2.2518e-18 | 7049.6637 | 174.0119 | 0.0018562 | 2.557e-05% | 7315.3862 | 7258.3054 | 7315.3881 | 7258.3072
1250.192 | 57.0645 | 1.4949 | 33.1283 | 3.6351e-18 | 15006.5247 | 174.0189 | 0.0018614 | 1.223e-05% | 15272.2314 | 15215.1669 | 15272.2333 | 15215.1687
1250.288 | 57.057 | 1.4946 | 33.1269 | 1.0263e-18 | 15007.5651 | 174.0317 | 0.0018666 | 1.227e-05% | 15273.2753 | 15216.2183 | 15273.2772 | 15216.2201
1250.384 | 57.0536 | 1.4942 | 33.1282 | 1.2083e-18 | 7050.9156 | 174.0395 | 0.0018718 | 2.578e-05% | 7316.631 | 7259.5775 | 7316.6329 | 7259.5793
1250.48 | 57.0495 | 1.4937 | 33.1293 | 3.0893e-19 | 1450.7653 | 174.0424 | 0.001877 | 0.0001131% | 1716.4802 | 1659.4307 | 1716.4821 | 1659.4326
1250.576 | 57.0381 | 1.4932 | 33.1264 | 1.373e-19 | 121.6559 | 174.0425 | 0.0018823 | 0.0005698% | 387.3562 | 330.3181 | 387.3581 | 330.3199
1250.672 | 57.0123 | 1.4927 | 33.1151 | 8.2381e-19 | 4.0331 | 174.0401 | 0.0018876 | 0.0008875% | 269.6933 | 212.681 | 269.6952 | 212.6829
1250.768 | 56.9685 | 1.4922 | 33.0936 | 3.0206e-19 | 3.6438 | 174.0362 | 0.0018928 | 0.0008917% | 269.2343 | 212.2658 | 269.2362 | 212.2677
1250.864 | 56.8803 | 1.4909 | 33.0499 | 2.087e-18 | 107.4434 | 173.9654 | 0.0018981 | 0.0006008% | 372.83 | 315.9497 | 372.8319 | 315.9516
1250.96 | 56.625 | 1.4857 | 32.9293 | 0 | 1216.7125 | 173.5261 | 0.0019034 | 0.0001336% | 1481.2787 | 1424.6536 | 1481.2806 | 1424.6555
1251.056 | 56.1269 | 1.4747 | 32.698 | 0 | 5219.0667 | 172.5333 | 0.0019087 | 3.518e-05% | 5481.8996 | 5425.7727 | 5481.9015 | 5425.7746
1251.152 | 55.8335 | 1.469 | 32.558 | 0 | 8479.9732 | 172.0488 | 0.0019141 | 2.204e-05% | 8741.8825 | 8686.049 | 8741.8844 | 8686.0509
1251.248 | 56.1151 | 1.478 | 32.6766 | 0 | 5219.0667 | 172.9355 | 0.0019194 | 3.537e-05% | 5482.272 | 5426.1569 | 5482.2739 | 5426.1588
1251.344 | 56.4074 | 1.487 | 32.8012 | 0 | 1216.7125 | 173.8247 | 0.0019248 | 0.0001351% | 1481.2327 | 1424.8254 | 1481.2347 | 1424.8273
1251.44 | 56.4434 | 1.4891 | 32.8126 | 0 | 107.4434 | 174.0656 | 0.0019302 | 0.0006112% | 372.2541 | 315.8107 | 372.256 | 315.8126
1251.536 | 56.4047 | 1.4888 | 32.7925 | 0 | 3.5939 | 174.0868 | 0.0019355 | 0.0009132% | 268.3668 | 211.9621 | 268.3687 | 211.964
1251.632 | 56.3634 | 1.4882 | 32.7729 | 0 | 0.045536 | 174.0734 | 0.0019409 | 0.0009314% | 264.7434 | 208.38 | 264.7453 | 208.3819
1251.728 | 56.314 | 1.4873 | 32.7494 | 0 | 3.6857e-12 | 174.0419 | 0.0019464 | 0.0009345% | 264.5927 | 208.2787 | 264.5946 | 208.2806
1251.824 | 56.2597 | 1.4867 | 32.7223 | 0 | 8.2928e-12 | 174.0277 | 0.0019518 | 0.0009373% | 264.4964 | 208.2367 | 264.4983 | 208.2386
1251.92 | 56.2093 | 1.4865 | 32.695 | 0 | 1.8428e-12 | 174.0574 | 0.0019572 | 0.0009399% | 264.4482 | 208.2389 | 264.4502 | 208.2409
1252.016 | 56.1515 | 1.4864 | 32.6635 | 0 | 0 | 174.0871 | 0.0019627 | 0.0009425% | 264.3885 | 208.237 | 264.3905 | 208.239
1252.112 | 56.0872 | 1.486 | 32.6292 | 0 | 0 | 174.0966 | 0.0019682 | 0.0009453% | 264.299 | 208.2118 | 264.3009 | 208.2137
1252.208 | 56.0246 | 1.4855 | 32.5962 | 0 | 0.071123 | 174.101 | 0.0019737 | 0.0009477% | 264.2784 | 208.2538 | 264.2803 | 208.2558
1252.304 | 55.9625 | 1.4849 | 32.5644 | 0 | 5.6134 | 174.0878 | 0.0019792 | 0.0009259% | 269.713 | 213.7505 | 269.715 | 213.7525
1252.4 | 55.8421 | 1.4822 | 32.5093 | 0 | 167.8181 | 173.8807 | 0.0019847 | 0.0005283% | 431.5324 | 375.6903 | 431.5344 | 375.6923
1252.496 | 55.4573 | 1.4718 | 32.34 | 1.0264e-18 | 1900.4079 | 172.9461 | 0.0019902 | 9.445e-05% | 2162.6231 | 2107.1658 | 2162.6251 | 2107.1678
1252.592 | 54.8653 | 1.455 | 32.0837 | 1.961e-18 | 8151.7663 | 171.4081 | 0.0019958 | 2.388e-05% | 8411.5784 | 8356.7131 | 8411.5804 | 8356.7151
1252.688 | 54.8249 | 1.4514 | 32.0805 | 1.5318e-18 | 13245.0423 | 171.1161 | 0.0020013 | 1.488e-05% | 13504.5152 | 13449.6903 | 13504.5172 | 13449.6923
1252.784 | 55.5293 | 1.4664 | 32.4138 | 0 | 8151.7663 | 172.5776 | 0.0020069 | 2.401e-05% | 8413.7534 | 8358.2241 | 8413.7554 | 8358.2262
1252.88 | 56.114 | 1.4786 | 32.6921 | 1.8463e-19 | 1900.4079 | 173.7685 | 0.0020125 | 9.545e-05% | 2164.4611 | 2108.3471 | 2164.4631 | 2108.3491
1252.976 | 56.3147 | 1.4813 | 32.7957 | 1.933e-19 | 167.8181 | 174.0752 | 0.0020181 | 0.0005365% | 432.485 | 376.1703 | 432.487 | 376.1723
1253.072 | 56.3857 | 1.4812 | 32.839 | 0 | 5.6134 | 174.107 | 0.0020237 | 0.0009455% | 270.4264 | 214.0407 | 270.4284 | 214.0427
1253.168 | 56.4236 | 1.4807 | 32.8647 | 0 | 0.071123 | 174.1075 | 0.0020293 | 0.0009732% | 264.9476 | 208.524 | 264.9496 | 208.5261
1253.264 | 56.434 | 1.4802 | 32.8746 | 0 | 6.7955e-12 | 174.1056 | 0.002035 | 0.0009762% | 264.8944 | 208.4604 | 264.8964 | 208.4624
1253.36 | 56.4206 | 1.4797 | 32.8705 | 0 | 1.1518e-11 | 174.105 | 0.0020406 | 0.0009789% | 264.8758 | 208.4552 | 264.8779 | 208.4573
1253.456 | 56.3926 | 1.4792 | 32.8579 | 0 | 0 | 174.1038 | 0.0020463 | 0.0009817% | 264.8335 | 208.441 | 264.8356 | 208.443
1253.552 | 56.3594 | 1.4787 | 32.8426 | 3.5355e-19 | 0 | 174.0975 | 0.002052 | 0.0009846% | 264.7782 | 208.4188 | 264.7802 | 208.4208
1253.648 | 56.3236 | 1.4779 | 32.8266 | 0 | 0 | 174.0757 | 0.0020577 | 0.0009875% | 264.7039 | 208.3803 | 264.7059 | 208.3823
1253.744 | 56.2957 | 1.4773 | 32.815 | 0 | 0.089957 | 174.0588 | 0.0020634 | 0.0009899% | 264.7367 | 208.441 | 264.7388 | 208.4431
1253.84 | 56.2853 | 1.4769 | 32.8118 | 1.4537e-18 | 7.0999 | 174.0728 | 0.0020692 | 0.0009603% | 271.7467 | 215.4615 | 271.7488 | 215.4635
1253.936 | 56.2464 | 1.4758 | 32.7963 | 2.7752e-18 | 212.2572 | 174.0111 | 0.0020749 | 0.0004934% | 476.7869 | 420.5404 | 476.7889 | 420.5425
1254.032 | 55.9394 | 1.4679 | 32.6603 | 1.9651e-18 | 2403.646 | 173.3025 | 0.0020807 | 7.969e-05% | 2667.0161 | 2611.0767 | 2667.0182 | 2611.0788
1254.128 | 54.9278 | 1.4422 | 32.2074 | 2.6379e-18 | 10310.397 | 170.9038 | 0.0020865 | 1.984e-05% | 10569.8782 | 10514.9504 | 10569.8803 | 10514.9525
1254.224 | 54.1317 | 1.4219 | 31.8521 | 2.3118e-18 | 16752.3993 | 169.0117 | 0.0020923 | 1.234e-05% | 17008.8166 | 16954.6849 | 17008.8187 | 16954.687
1254.32 | 54.9426 | 1.4417 | 32.221 | 7.174e-19 | 10310.397 | 170.949 | 0.0020981 | 1.995e-05% | 10569.9512 | 10515.0086 | 10569.9533 | 10515.0107
1254.416 | 55.9363 | 1.4661 | 32.6725 | 1.2494e-18 | 2403.646 | 173.317 | 0.0021039 | 8.058e-05% | 2667.0378 | 2611.1015 | 2667.0399 | 2611.1036
1254.512 | 56.2199 | 1.4727 | 32.8041 | 4.5138e-19 | 212.2572 | 173.9926 | 0.0021098 | 0.0005017% | 476.7464 | 420.5265 | 476.7485 | 420.5286
1254.608 | 56.243 | 1.4729 | 32.8174 | 1.4554e-18 | 7.0999 | 174.0619 | 0.0021156 | 0.0009819% | 271.6951 | 215.4521 | 271.6972 | 215.4542
1254.704 | 56.2251 | 1.4724 | 32.8108 | 1.7849e-18 | 0.089957 | 174.0585 | 0.0021215 | 0.001018% | 264.6567 | 208.4317 | 264.6589 | 208.4338
1254.8 | 56.1942 | 1.4718 | 32.7971 | 1.0435e-18 | 1.3821e-12 | 174.049 | 0.0021274 | 0.001021% | 264.5121 | 208.3179 | 264.5142 | 208.32
1254.896 | 56.1618 | 1.4713 | 32.7819 | 1.7163e-18 | 0 | 174.0477 | 0.0021333 | 0.001024% | 264.4628 | 208.301 | 264.4649 | 208.3031
1254.992 | 56.1293 | 1.4709 | 32.7665 | 2.4852e-18 | 2.3035e-12 | 174.0513 | 0.0021392 | 0.001027% | 264.4179 | 208.2886 | 264.4201 | 208.2908
1255.088 | 56.0914 | 1.4704 | 32.7483 | 2.5264e-18 | 0 | 174.0481 | 0.0021451 | 0.00103% | 264.3582 | 208.2667 | 264.3603 | 208.2689
1255.184 | 56.0508 | 1.4698 | 32.7287 | 0 | 0 | 174.0395 | 0.0021511 | 0.001033% | 264.2887 | 208.238 | 264.2909 | 208.2401
1255.28 | 56.0098 | 1.4691 | 32.7095 | 0 | 0.013578 | 174.0213 | 0.0021571 | 0.001036% | 264.2234 | 208.2135 | 264.2255 | 208.2157
1255.376 | 55.9601 | 1.4681 | 32.6872 | 0 | 1.1505 | 173.9673 | 0.002163 | 0.001034% | 265.2332 | 209.2731 | 265.2353 | 209.2752
1255.472 | 55.9046 | 1.4667 | 32.6632 | 4.9429e-19 | 38.2652 | 173.8825 | 0.002169 | 0.0008807% | 302.1823 | 246.2777 | 302.1845 | 246.2799
1255.568 | 55.7297 | 1.4622 | 32.5863 | 0 | 548.99 | 173.4987 | 0.0021751 | 0.0002875% | 812.2669 | 756.5371 | 812.269 | 756.5393
1255.664 | 54.9717 | 1.443 | 32.2467 | 1.4279e-18 | 3664.7125 | 171.7167 | 0.0021811 | 5.636e-05% | 3925.0906 | 3870.1189 | 3925.0928 | 3870.1211
1255.76 | 53.7111 | 1.4114 | 31.6799 | 1.9222e-18 | 11572.9395 | 168.7405 | 0.0021871 | 1.857e-05% | 11828.4825 | 11774.7714 | 11828.4847 | 11774.7735
1255.856 | 53.4515 | 1.4051 | 31.5627 | 1.6202e-18 | 16251.634 | 168.1792 | 0.0021932 | 1.333e-05% | 16506.2324 | 16452.781 | 16506.2346 | 16452.7832
1255.952 | 54.6001 | 1.4343 | 32.0793 | 9.6111e-20 | 9407.4346 | 171.014 | 0.0021993 | 2.288e-05% | 9666.5624 | 9611.9622 | 9666.5646 | 9611.9644
1256.048 | 55.5256 | 1.458 | 32.4951 | 1.6373e-18 | 2141.9348 | 173.3252 | 0.0022054 | 9.388e-05% | 2404.7386 | 2349.213 | 2404.7408 | 2349.2152
1256.144 | 55.729 | 1.4635 | 32.5856 | 4.2907e-19 | 191.2315 | 173.9013 | 0.0022115 | 0.000554% | 454.9109 | 399.1819 | 454.9131 | 399.1841
1256.24 | 55.7013 | 1.4631 | 32.5724 | 6.4875e-19 | 11.5083 | 173.9148 | 0.0022176 | 0.00101% | 275.1599 | 219.4586 | 275.1621 | 219.4608
1256.336 | 55.6588 | 1.4624 | 32.5525 | 3.5716e-18 | 3.7688 | 173.8915 | 0.0022237 | 0.001051% | 267.3341 | 211.6753 | 267.3363 | 211.6776
1256.432 | 55.6334 | 1.4621 | 32.5404 | 6.9852e-19 | 5.5284 | 173.9098 | 0.0022299 | 0.001045% | 269.0742 | 213.4408 | 269.0765 | 213.443
1256.528 | 55.6061 | 1.4617 | 32.5277 | 0 | 14.721 | 173.9184 | 0.0022361 | 0.001004% | 278.2349 | 222.6288 | 278.2371 | 222.6311
1256.624 | 55.5734 | 1.4612 | 32.5128 | 0 | 20.0054 | 173.9097 | 0.0022423 | 0.0009839% | 283.4624 | 227.889 | 283.4646 | 227.8913
1256.72 | 55.5473 | 1.4607 | 32.5011 | 0 | 12.3725 | 173.9126 | 0.0022485 | 0.001021% | 275.7942 | 220.2469 | 275.7965 | 220.2491
1256.816 | 55.5217 | 1.4602 | 32.49 | 5.3891e-19 | 27.6332 | 173.9103 | 0.0022547 | 0.0009574% | 291.0154 | 235.4937 | 291.0177 | 235.496
1256.912 | 55.4851 | 1.4594 | 32.474 | 4.1877e-19 | 278.6785 | 173.8796 | 0.0022609 | 0.0004647% | 541.9767 | 486.4915 | 541.9789 | 486.4938
1257.008 | 55.4414 | 1.4584 | 32.455 | 1.5395e-18 | 1317.6321 | 173.8286 | 0.0022672 | 0.0001486% | 1580.8155 | 1525.3741 | 1580.8177 | 1525.3764
1257.104 | 55.3997 | 1.4572 | 32.4382 | 1.73e-18 | 2918.9835 | 173.7595 | 0.0022734 | 7.271e-05% | 3182.0382 | 3126.6384 | 3182.0404 | 3126.6407
1257.2 | 55.1868 | 1.4513 | 32.3464 | 6.0413e-19 | 4689.3332 | 173.2355 | 0.0022797 | 4.656e-05% | 4951.5532 | 4896.3664 | 4951.5554 | 4896.3687
1257.296 | 54.2369 | 1.4264 | 31.9241 | 5.4921e-19 | 9951.5651 | 170.8928 | 0.002286 | 2.251e-05% | 10210.0453 | 10155.8084 | 10210.0476 | 10155.8107
1257.392 | 52.732 | 1.3873 | 31.2531 | 1.0984e-18 | 15311.3245 | 167.176 | 0.0022923 | 1.478e-05% | 15563.8729 | 15511.1409 | 15563.8751 | 15511.1432
1257.488 | 52.5418 | 1.381 | 31.1769 | 1.8124e-18 | 10875.3076 | 166.6042 | 0.0022987 | 2.076e-05% | 11127.0115 | 11074.4697 | 11127.0138 | 11074.472
1257.584 | 54.0497 | 1.417 | 31.8681 | 4.3937e-18 | 3613.7454 | 170.1202 | 0.002305 | 6.039e-05% | 3871.2004 | 3817.1507 | 3871.2027 | 3817.153
1257.68 | 55.2636 | 1.4457 | 32.4263 | 2.7323e-18 | 638.5278 | 172.9362 | 0.0023114 | 0.0002734% | 900.5997 | 845.336 | 900.602 | 845.3383
1257.776 | 55.592 | 1.4526 | 32.5831 | 0 | 101.707 | 173.6413 | 0.0023178 | 0.0007492% | 364.9759 | 309.384 | 364.9782 | 309.3863
1257.872 | 55.6009 | 1.4519 | 32.5929 | 0 | 215.733 | 173.6238 | 0.0023242 | 0.0005489% | 479.0025 | 423.4016 | 479.0048 | 423.4039
1257.968 | 55.536 | 1.4501 | 32.5654 | 1.6476e-19 | 564.2919 | 173.4968 | 0.0023306 | 0.000302% | 827.3402 | 771.8042 | 827.3426 | 771.8066
1258.064 | 55.4623 | 1.4488 | 32.5302 | 3.2952e-19 | 704.2175 | 173.419 | 0.002337 | 0.0002564% | 967.0778 | 911.6155 | 967.0802 | 911.6178
1258.16 | 55.405 | 1.4486 | 32.4987 | 1.8124e-18 | 391.7528 | 173.4479 | 0.0023435 | 0.0003911% | 654.5531 | 599.148 | 654.5554 | 599.1504
1258.256 | 55.3445 | 1.449 | 32.4626 | 9.3365e-19 | 175.238 | 173.5271 | 0.00235 | 0.0006141% | 438.0212 | 382.6767 | 438.0236 | 382.679
1258.352 | 55.2109 | 1.4478 | 32.3919 | 1.5927e-18 | 409.9294 | 173.4548 | 0.0023564 | 0.0003818% | 672.4347 | 617.2238 | 672.4371 | 617.2262
1258.448 | 55.0349 | 1.4453 | 32.3027 | 2.0939e-18 | 842.2912 | 173.2636 | 0.0023629 | 0.0002252% | 1104.3378 | 1049.3029 | 1104.3402 | 1049.3053
1258.544 | 54.8797 | 1.4428 | 32.2259 | 2.6534e-18 | 1359.0799 | 173.0714 | 0.0023695 | 0.0001513% | 1620.6997 | 1565.82 | 1620.7021 | 1565.8223
1258.64 | 54.7871 | 1.4411 | 32.1815 | 1.5773e-18 | 2094.6532 | 172.9573 | 0.002376 | 0.0001032% | 2356.0202 | 2301.2331 | 2356.0226 | 2301.2355
1258.736 | 54.868 | 1.443 | 32.2203 | 2.075e-18 | 3327.2285 | 173.1835 | 0.0023825 | 6.742e-05% | 3588.9432 | 3534.0753 | 3588.9456 | 3534.0777
1258.832 | 54.8801 | 1.4424 | 32.232 | 3.2146e-18 | 5649.6842 | 173.1657 | 0.0023891 | 4.079e-05% | 5911.4043 | 5856.5242 | 5911.4067 | 5856.5266
1258.928 | 54.2275 | 1.4243 | 31.945 | 2.722e-18 | 8105.7546 | 171.4552 | 0.0023957 | 2.883e-05% | 8364.8065 | 8310.5791 | 8364.8089 | 8310.5815
1259.024 | 52.2587 | 1.3728 | 31.0604 | 9.8342e-19 | 13159.9865 | 166.4699 | 0.0024023 | 1.798e-05% | 13411.1483 | 13358.8896 | 13411.1507 | 13358.892
1259.12 | 50.7959 | 1.3337 | 30.4079 | 6.8136e-19 | 17727.6848 | 162.6886 | 0.0024089 | 1.344e-05% | 17972.9109 | 17922.1149 | 17972.9133 | 17922.1174
1259.216 | 52.3574 | 1.3701 | 31.1358 | 2.3685e-19 | 12446.9549 | 166.2989 | 0.0024156 | 1.91e-05% | 12698.117 | 12645.7596 | 12698.1195 | 12645.7621
1259.312 | 54.4684 | 1.4206 | 32.1117 | 0 | 4247.1472 | 171.2743 | 0.0024222 | 5.441e-05% | 4506.4222 | 4451.9537 | 4506.4246 | 4451.9562
1259.408 | 55.1766 | 1.4364 | 32.4451 | 4.5481e-19 | 1227.1567 | 172.867 | 0.0024289 | 0.0001694% | 1489.0819 | 1433.9053 | 1489.0843 | 1433.9077
1259.504 | 55.0624 | 1.4322 | 32.4027 | 1.9222e-19 | 2462.4209 | 172.5042 | 0.0024356 | 9.126e-05% | 2723.8225 | 2668.7601 | 2723.8249 | 2668.7625
1259.6 | 54.8225 | 1.4252 | 32.3011 | 1.2563e-18 | 4753.356 | 171.8793 | 0.0024423 | 4.925e-05% | 5013.7841 | 4958.9616 | 5013.7866 | 4958.964
1259.696 | 54.7213 | 1.4222 | 32.2592 | 1.9497e-18 | 6505.5551 | 171.6371 | 0.002449 | 3.649e-05% | 6765.5951 | 6710.8737 | 6765.5975 | 6710.8762
1259.792 | 54.5693 | 1.4185 | 32.1915 | 1.071e-18 | 7377.2687 | 171.319 | 0.0024558 | 3.239e-05% | 7636.7669 | 7582.1976 | 7636.7694 | 7582.2001
1259.888 | 54.6636 | 1.4212 | 32.2325 | 1.4279e-18 | 4414.4024 | 171.633 | 0.0024625 | 5.33e-05% | 4674.3527 | 4619.6891 | 4674.3552 | 4619.6916
1259.984 | 54.8684 | 1.4271 | 32.3216 | 2.6362e-18 | 2110.6212 | 172.246 | 0.0024693 | 0.0001066% | 2371.4844 | 2316.616 | 2371.4869 | 2316.6185
1260.08 | 54.5682 | 1.4206 | 32.1819 | 4.3937e-18 | 4703.0137 | 171.6623 | 0.0024761 | 5.045e-05% | 4962.8468 | 4908.2786 | 4962.8493 | 4908.2811
1260.176 | 54.1537 | 1.4114 | 31.9904 | 0 | 7613.7322 | 170.8078 | 0.0024829 | 3.176e-05% | 7872.0954 | 7817.9417 | 7872.0979 | 7817.9442
1260.272 | 54.2662 | 1.4151 | 32.0368 | 0 | 6184.2928 | 171.2139 | 0.0024897 | 3.897e-05% | 6443.2249 | 6388.9586 | 6443.2273 | 6388.9611
1260.368 | 53.9862 | 1.4088 | 31.9069 | 1.4554e-18 | 7884.4698 | 170.6482 | 0.0024966 | 3.087e-05% | 8142.42 | 8088.4338 | 8142.4225 | 8088.4363
1260.464 | 53.4805 | 1.3966 | 31.6773 | 0 | 11308.4686 | 169.5021 | 0.0025034 | 2.175e-05% | 11564.525 | 11511.0445 | 11564.5275 | 11511.047
1260.56 | 53.5841 | 1.399 | 31.7247 | 2.1968e-19 | 8621.2522 | 169.7753 | 0.0025103 | 2.845e-05% | 8877.7353 | 8824.1513 | 8877.7379 | 8824.1538
1260.656 | 52.4869 | 1.371 | 31.228 | 0 | 10290.4828 | 167.0673 | 0.0025172 | 2.4e-05% | 10542.6361 | 10490.1491 | 10542.6386 | 10490.1516
1260.752 | 50.1956 | 1.313 | 30.1912 | 0 | 18310.3822 | 161.4175 | 0.0025241 | 1.364e-05% | 18553.4994 | 18503.3038 | 18553.5019 | 18503.3064
1260.848 | 50.2125 | 1.3121 | 30.2073 | 0 | 17900.6089 | 161.376 | 0.0025311 | 1.399e-05% | 18143.7167 | 18093.5043 | 18143.7193 | 18093.5068
1260.944 | 52.429 | 1.366 | 31.2249 | 0 | 10190.7199 | 166.7102 | 0.002538 | 2.443e-05% | 10442.45 | 10390.021 | 10442.4526 | 10390.0236
1261.04 | 53.1595 | 1.3836 | 31.5641 | 0 | 10402.4265 | 168.4878 | 0.002545 | 2.4e-05% | 10657.0215 | 10603.862 | 10657.024 | 10603.8646
1261.136 | 52.7128 | 1.3728 | 31.3622 | 0 | 14488.9406 | 167.4802 | 0.002552 | 1.737e-05% | 14741.8686 | 14689.1558 | 14741.8711 | 14689.1583
1261.232 | 53.3524 | 1.3898 | 31.6469 | 0 | 10465.5048 | 169.1967 | 0.002559 | 2.399e-05% | 10721.0906 | 10667.7382 | 10721.0931 | 10667.7407
1261.328 | 53.5783 | 1.3976 | 31.7388 | 1.3181e-18 | 9602.9152 | 170.0097 | 0.002566 | 2.617e-05% | 9859.6396 | 9806.0612 | 9859.6421 | 9806.0638
1261.424 | 52.6426 | 1.3774 | 31.2996 | 1.8673e-18 | 13255.6634 | 168.0831 | 0.0025731 | 1.912e-05% | 13509.066 | 13456.4234 | 13509.0686 | 13456.426
1261.52 | 52.3131 | 1.3726 | 31.1319 | 0 | 9493.0628 | 167.6629 | 0.0025801 | 2.662e-05% | 9745.5434 | 9693.2303 | 9745.546 | 9693.2328
1261.616 | 52.7955 | 1.3879 | 31.3313 | 2.746e-20 | 4984.3994 | 169.1932 | 0.0025872 | 4.989e-05% | 5239.1075 | 5186.3119 | 5239.11 | 5186.3145
1261.712 | 52.0834 | 1.3727 | 30.9899 | 0 | 9179.5159 | 167.7227 | 0.0025943 | 2.766e-05% | 9431.6846 | 9379.6012 | 9431.6872 | 9379.6038
1261.808 | 51.029 | 1.3479 | 30.5 | 0 | 14234.0554 | 165.3305 | 0.0026014 | 1.803e-05% | 14482.2628 | 14431.2339 | 14482.2654 | 14431.2365
1261.904 | 51.9671 | 1.372 | 30.9272 | 0 | 8913.7205 | 167.7469 | 0.0026086 | 2.862e-05% | 9165.7337 | 9113.7666 | 9165.7363 | 9113.7692
1262 | 52.7281 | 1.3903 | 31.282 | 0 | 4017.4372 | 169.5996 | 0.0026157 | 6.199e-05% | 4272.4372 | 4219.7091 | 4272.4398 | 4219.7117
1262.096 | 51.6934 | 1.3623 | 30.8241 | 0 | 8679.4088 | 166.8961 | 0.0026229 | 2.954e-05% | 8930.1846 | 8878.4913 | 8930.1872 | 8878.4939
1262.192 | 50.9728 | 1.3413 | 30.5113 | 0 | 13961.5419 | 164.8722 | 0.0026301 | 1.858e-05% | 14209.2395 | 14158.2668 | 14209.2422 | 14158.2694
1262.288 | 51.8844 | 1.3609 | 30.9435 | 0 | 10325.6983 | 166.8337 | 0.0026373 | 2.506e-05% | 10576.7208 | 10524.8364 | 10576.7235 | 10524.8391
1262.384 | 51.1362 | 1.3393 | 30.615 | 0 | 10870.3045 | 164.7121 | 0.0026445 | 2.39e-05% | 11118.107 | 11066.9708 | 11118.1097 | 11066.9735
1262.48 | 48.1141 | 1.2613 | 29.2413 | 1.0572e-18 | 19064.3419 | 157.0026 | 0.0026518 | 1.377e-05% | 19299.9611 | 19251.847 | 19299.9637 | 19251.8496
1262.576 | 47.6473 | 1.2471 | 29.0372 | 1.8124e-18 | 18964.5799 | 155.6261 | 0.002659 | 1.388e-05% | 19198.1376 | 19150.4903 | 19198.1402 | 19150.493
1262.672 | 50.4473 | 1.3148 | 30.3358 | 3.103e-18 | 10188.7999 | 162.3901 | 0.0026663 | 2.568e-05% | 10433.288 | 10382.8407 | 10433.2906 | 10382.8433
1262.768 | 51.1551 | 1.3313 | 30.6706 | 0 | 7631.0654 | 164.0823 | 0.0026736 | 3.416e-05% | 7878.3048 | 7827.1497 | 7878.3075 | 7827.1524
1262.864 | 50.2295 | 1.3079 | 30.2502 | 1.5378e-18 | 9605.6772 | 161.7964 | 0.002681 | 2.736e-05% | 9849.2611 | 9799.0316 | 9849.2638 | 9799.0343
1262.96 | 51.7903 | 1.3462 | 30.9711 | 1.3181e-18 | 5945.4023 | 165.6534 | 0.0026883 | 4.376e-05% | 6195.1633 | 6143.373 | 6195.166 | 6143.3757
1263.056 | 53.251 | 1.3822 | 31.6449 | 4.3937e-19 | 2768.3853 | 169.2785 | 0.0026957 | 9.074e-05% | 3023.9417 | 2970.6907 | 3023.9444 | 2970.6934
1263.152 | 51.9322 | 1.3495 | 31.0416 | 4.3937e-19 | 6178.7519 | 166.083 | 0.002703 | 4.239e-05% | 6429.1583 | 6377.2261 | 6429.161 | 6377.2288
1263.248 | 50.1422 | 1.3053 | 30.2234 | 0 | 9851.5135 | 161.747 | 0.0027104 | 2.698e-05% | 10094.9314 | 10044.7891 | 10094.9341 | 10044.7918
1263.344 | 51.142 | 1.3302 | 30.6848 | 0 | 6143.4113 | 164.2797 | 0.0027179 | 4.287e-05% | 6390.8481 | 6339.7061 | 6390.8508 | 6339.7088
1263.44 | 52.4394 | 1.3628 | 31.275 | 1.4279e-18 | 2367.9488 | 167.5477 | 0.0027253 | 0.0001061% | 2620.5737 | 2568.1343 | 2620.5764 | 2568.137
1263.536 | 50.8671 | 1.325 | 30.5368 | 3.2438e-19 | 4223.0598 | 163.78 | 0.0027327 | 6.184e-05% | 4469.5687 | 4418.7016 | 4469.5714 | 4418.7043
1263.632 | 49.089 | 1.2828 | 29.7025 | 1.246e-18 | 6666.3086 | 159.5986 | 0.0027402 | 3.996e-05% | 6905.9815 | 6856.8925 | 6905.9842 | 6856.8952
1263.728 | 50.8807 | 1.3299 | 30.5191 | 1.2151e-18 | 4194.5307 | 164.3538 | 0.0027477 | 6.258e-05% | 4441.6142 | 4390.7335 | 4441.6169 | 4390.7362
1263.824 | 52.6984 | 1.3777 | 31.3494 | 5.5521e-19 | 2044.8539 | 169.1977 | 0.0027552 | 0.0001226% | 2299.477 | 2246.7787 | 2299.4798 | 2246.7814
1263.92 | 51.6075 | 1.3531 | 30.8403 | 4.718e-18 | 4763.3159 | 166.8223 | 0.0027628 | 5.567e-05% | 5013.9391 | 4962.3316 | 5013.9419 | 4962.3344
1264.016 | 49.3106 | 1.2983 | 29.7782 | 1.7128e-18 | 7770.2612 | 161.4371 | 0.0027703 | 3.479e-05% | 8012.0854 | 7962.7748 | 8012.0882 | 7962.7776
1264.112 | 48.6231 | 1.2831 | 29.4537 | 1.107e-18 | 6663.3334 | 159.9647 | 0.0027779 | 4.053e-05% | 6902.658 | 6854.0349 | 6902.6608 | 6854.0377
1264.208 | 47.9235 | 1.2663 | 29.1166 | 1.5138e-18 | 9981.1932 | 158.2719 | 0.0027855 | 2.739e-05% | 10217.7716 | 10169.8481 | 10217.7744 | 10169.8509
1264.304 | 45.2869 | 1.1995 | 27.8845 | 8.7702e-19 | 16129.5878 | 151.5522 | 0.0027931 | 1.712e-05% | 16355.5109 | 16310.224 | 16355.5137 | 16310.2268
1264.4 | 45.2942 | 1.1982 | 27.8847 | 2.262e-18 | 12454.2732 | 151.4076 | 0.0028007 | 2.217e-05% | 12680.0578 | 12634.7636 | 12680.0606 | 12634.7664
1264.496 | 49.485 | 1.3015 | 29.8375 | 1.8192e-18 | 4496.3504 | 161.8265 | 0.0028084 | 5.989e-05% | 4738.8009 | 4689.3158 | 4738.8037 | 4689.3187
1264.592 | 52.6224 | 1.3787 | 31.3049 | 9.8857e-19 | 875.036 | 169.6452 | 0.002816 | 0.0002614% | 1129.9871 | 1077.3647 | 1129.9899 | 1077.3676
1264.688 | 52.6875 | 1.3794 | 31.344 | 0 | 1277.1105 | 169.7671 | 0.0028237 | 0.0001908% | 1532.2885 | 1479.601 | 1532.2913 | 1479.6038
1264.784 | 50.3188 | 1.3195 | 30.2516 | 0 | 5230.5902 | 163.792 | 0.0028314 | 5.218e-05% | 5476.2721 | 5425.9533 | 5476.2749 | 5425.9561
1264.88 | 48.3868 | 1.2709 | 29.3568 | 0 | 8529.5899 | 158.9491 | 0.0028392 | 3.256e-05% | 8767.5536 | 8719.1668 | 8767.5565 | 8719.1696
1264.976 | 49.5481 | 1.3003 | 29.8918 | 7.5859e-19 | 5632.9418 | 161.9325 | 0.0028469 | 4.886e-05% | 5875.6145 | 5826.0664 | 5875.6174 | 5826.0693
1265.072 | 49.066 | 1.2888 | 29.6568 | 0 | 2957.5794 | 160.7832 | 0.0028547 | 9.064e-05% | 3198.3741 | 3149.3082 | 3198.377 | 3149.311
1265.168 | 47.3449 | 1.2462 | 28.8508 | 0 | 2933.0211 | 156.5123 | 0.0028625 | 9.176e-05% | 3166.9753 | 3119.6304 | 3166.9782 | 3119.6333
1265.264 | 49.5657 | 1.3015 | 29.8925 | 8.9589e-19 | 1746.236 | 162.1712 | 0.0028703 | 0.000148% | 1989.167 | 1939.6012 | 1989.1699 | 1939.6041
1265.36 | 52.4392 | 1.3723 | 31.2407 | 0 | 517.5036 | 169.3731 | 0.0028781 | 0.0004% | 771.9289 | 719.4897 | 771.9318 | 719.4926
1265.456 | 52.8984 | 1.3819 | 31.4676 | 5.5264e-19 | 1304.9484 | 170.3967 | 0.0028859 | 0.0001914% | 1561.0931 | 1508.1947 | 1561.096 | 1508.1976
1265.552 | 51.1323 | 1.3358 | 30.6689 | 1.1928e-18 | 5445.3075 | 165.8283 | 0.0028938 | 5.128e-05% | 5694.2729 | 5643.1406 | 5694.2758 | 5643.1435
1265.648 | 49.1527 | 1.2843 | 29.7749 | 0 | 8854.2665 | 160.7316 | 0.0029017 | 3.208e-05% | 9095.21 | 9046.0573 | 9095.2129 | 9046.0602
1265.744 | 49.9795 | 1.3024 | 30.1721 | 0 | 5707.3069 | 162.6028 | 0.0029096 | 4.93e-05% | 5951.3637 | 5901.3842 | 5951.3666 | 5901.3871
1265.84 | 50.9038 | 1.3231 | 30.5914 | 0 | 4250.9116 | 164.6369 | 0.0029175 | 6.56e-05% | 4498.3668 | 4447.463 | 4498.3697 | 4447.4659
1265.936 | 47.6707 | 1.2412 | 29.043 | 0 | 12902.2858 | 156.1629 | 0.0029255 | 2.235e-05% | 13136.4035 | 13088.7328 | 13136.4064 | 13088.7357
1266.032 | 44.3752 | 1.1585 | 27.4758 | 0 | 20785.4474 | 147.6738 | 0.0029335 | 1.399e-05% | 21006.1307 | 20961.7555 | 21006.1336 | 20961.7584
1266.128 | 47.5761 | 1.2378 | 29.0077 | 1.1671e-18 | 12796.5991 | 155.9223 | 0.0029414 | 2.266e-05% | 13030.343 | 12982.7669 | 13030.3459 | 12982.7699
1266.224 | 52.0036 | 1.3482 | 31.1106 | 0 | 3171.2984 | 167.3192 | 0.0029495 | 8.749e-05% | 3423.0799 | 3371.0764 | 3423.0829 | 3371.0793
1266.32 | 53.0673 | 1.3757 | 31.6119 | 2.746e-20 | 2409.8416 | 170.1882 | 0.0029575 | 0.0001132% | 2666.0847 | 2613.0173 | 2666.0876 | 2613.0203
1266.416 | 51.4589 | 1.3377 | 30.8642 | 6.8651e-20 | 9221.6099 | 166.4221 | 0.0029655 | 3.148e-05% | 9471.6928 | 9420.2339 | 9471.6958 | 9420.2369
1266.512 | 49.6272 | 1.2948 | 30.0109 | 0 | 15033.8135 | 162.1696 | 0.0029736 | 1.953e-05% | 15276.9159 | 15227.2887 | 15276.9188 | 15227.2917
1266.608 | 50.2675 | 1.3134 | 30.2944 | 5.4921e-19 | 9610.7052 | 164.105 | 0.0029817 | 3.041e-05% | 9856.6855 | 9806.418 | 9856.6885 | 9806.421
1266.704 | 50.744 | 1.328 | 30.4985 | 9.0619e-19 | 3462.9609 | 165.6026 | 0.0029898 | 8.168e-05% | 3711.1341 | 3660.3901 | 3711.1371 | 3660.3931
1266.8 | 48.6349 | 1.2779 | 29.5047 | 0 | 3363.0076 | 160.5709 | 0.002998 | 8.435e-05% | 3602.9959 | 3554.361 | 3602.9989 | 3554.364
1266.896 | 47.4089 | 1.2494 | 28.9174 | 0 | 4297.5063 | 157.7084 | 0.0030061 | 6.702e-05% | 4532.7903 | 4485.3814 | 4532.7933 | 4485.3844
1266.992 | 49.8462 | 1.3119 | 30.037 | 0 | 2497.6433 | 164.0511 | 0.0030143 | 0.0001119% | 2742.8894 | 2693.0432 | 2742.8924 | 2693.0462
1267.088 | 52.254 | 1.3725 | 31.1534 | 0 | 582.4383 | 170.2297 | 0.0030225 | 0.0003849% | 837.4479 | 785.1939 | 837.4509 | 785.1969
1267.184 | 52.9033 | 1.388 | 31.4604 | 5.2175e-19 | 377.6952 | 171.8403 | 0.0030307 | 0.0005204% | 635.2871 | 582.3838 | 635.2901 | 582.3868
1267.28 | 52.6509 | 1.3801 | 31.3561 | 7.0024e-19 | 3711.1159 | 171.0977 | 0.0030389 | 7.762e-05% | 3967.6007 | 3914.9498 | 3967.6038 | 3914.9528
1267.376 | 51.5711 | 1.3512 | 30.8745 | 0 | 15914.1545 | 168.2606 | 0.0030472 | 1.891e-05% | 16166.2119 | 16114.6409 | 16166.215 | 16114.6439
1267.472 | 50.7124 | 1.3283 | 30.4904 | 0 | 25933.3837 | 166.0047 | 0.0030555 | 1.169e-05% | 26181.9195 | 26131.2071 | 26181.9225 | 26131.2102
1267.568 | 50.7658 | 1.3289 | 30.5129 | 1.7849e-19 | 16821.5195 | 166.0837 | 0.0030638 | 1.8e-05% | 17070.2108 | 17019.445 | 17070.2139 | 17019.448
1267.664 | 49.0974 | 1.2877 | 29.723 | 2.746e-19 | 7613.157 | 161.89 | 0.0030721 | 3.936e-05% | 7855.1551 | 7806.0577 | 7855.1582 | 7806.0607
1267.76 | 47.3751 | 1.2464 | 28.9052 | 2.1419e-18 | 6670.4033 | 157.7006 | 0.0030805 | 4.492e-05% | 6905.6305 | 6858.2554 | 6905.6336 | 6858.2585
1267.856 | 49.5581 | 1.3038 | 29.9089 | 1.0984e-18 | 3915.2462 | 163.5864 | 0.0030888 | 7.515e-05% | 4159.6035 | 4110.0453 | 4159.6065 | 4110.0484
1267.952 | 52.0683 | 1.3702 | 31.0628 | 0 | 935.8487 | 170.3981 | 0.0030972 | 0.000272% | 1190.7482 | 1138.6799 | 1190.7513 | 1138.6829
1268.048 | 52.5818 | 1.387 | 31.2834 | 0 | 657.3875 | 172.1503 | 0.0031056 | 0.0003602% | 914.7899 | 862.2082 | 914.7931 | 862.2113
1268.144 | 51.7395 | 1.3691 | 30.8752 | 0 | 5874.7772 | 170.3751 | 0.003114 | 5.124e-05% | 6129.1361 | 6077.3966 | 6129.1392 | 6077.3997
1268.24 | 48.485 | 1.2888 | 29.3478 | 0 | 25991.8295 | 162.2417 | 0.0031225 | 1.192e-05% | 26233.1928 | 26184.7078 | 26233.1959 | 26184.7109
1268.336 | 43.2121 | 1.1557 | 26.8826 | 9.8857e-19 | 53037.8288 | 148.6988 | 0.003131 | 5.884e-06% | 53257.778 | 53214.5659 | 53257.7811 | 53214.5691
1268.432 | 39.4987 | 1.0606 | 25.1415 | 1.3456e-18 | 64237.5011 | 138.9666 | 0.0031395 | 4.875e-06% | 64442.1685 | 64402.6698 | 64442.1717 | 64402.673
1268.528 | 37.105 | 0.99751 | 23.9731 | 0 | 69074.5153 | 132.2859 | 0.003148 | 4.547e-06% | 69268.8768 | 69231.7718 | 69268.88 | 69231.775
1268.624 | 33.0821 | 0.89186 | 21.9244 | 8.7873e-19 | 70838.7036 | 120.7121 | 0.0031565 | 4.447e-06% | 71015.3141 | 70982.232 | 71015.3173 | 70982.2352
1268.72 | 29.3891 | 0.79452 | 20.0435 | 0 | 57003.236 | 110.033 | 0.0031651 | 5.54e-06% | 57163.4962 | 57134.1071 | 57163.4994 | 57134.1102
1268.816 | 30.2757 | 0.81468 | 20.534 | 0 | 41144.7508 | 112.3607 | 0.0031737 | 7.688e-06% | 41308.7358 | 41278.4601 | 41308.739 | 41278.4633
1268.912 | 34.624 | 0.92243 | 22.7298 | 2.1968e-18 | 37512.7373 | 124.0302 | 0.0031823 | 8.45e-06% | 37695.0438 | 37660.4198 | 37695.0469 | 37660.423
1269.008 | 38.7805 | 1.0253 | 24.8036 | 1.6476e-18 | 35080.3795 | 135.0761 | 0.0031909 | 9.054e-06% | 35280.0649 | 35241.2845 | 35280.0681 | 35241.2877
1269.104 | 39.4028 | 1.0398 | 25.1617 | 1.373e-19 | 36146.3164 | 136.8388 | 0.0031995 | 8.812e-06% | 36348.7595 | 36309.3567 | 36348.7627 | 36309.3599
1269.2 | 40.8346 | 1.0746 | 25.8906 | 0 | 35842.1119 | 140.6626 | 0.0032082 | 8.909e-06% | 36050.5744 | 36009.7398 | 36050.5776 | 36009.743
1269.296 | 43.6696 | 1.1446 | 27.2688 | 0 | 35418.7705 | 148.0584 | 0.0032169 | 9.037e-06% | 35638.9119 | 35595.2423 | 35638.9152 | 35595.2456
1269.392 | 45.7162 | 1.1948 | 28.2427 | 0 | 30435.2724 | 153.2864 | 0.0032256 | 1.054e-05% | 30663.7125 | 30617.9963 | 30663.7157 | 30617.9995
1269.488 | 47.3032 | 1.2336 | 28.9899 | 9.8857e-19 | 30482.6078 | 157.3099 | 0.0032344 | 1.055e-05% | 30717.4444 | 30670.1412 | 30717.4477 | 30670.1444
1269.584 | 47.2671 | 1.2324 | 28.9827 | 5.4921e-20 | 41133.1708 | 157.2641 | 0.0032431 | 7.849e-06% | 41367.9172 | 41320.6501 | 41367.9204 | 41320.6533
1269.68 | 47.3046 | 1.2331 | 29.0049 | 1.0984e-19 | 43273.8294 | 157.3887 | 0.0032519 | 7.482e-06% | 43508.7607 | 43461.4561 | 43508.764 | 43461.4594
1269.776 | 48.3969 | 1.2599 | 29.5138 | 1.2083e-18 | 32830.7667 | 160.1519 | 0.0032607 | 9.874e-06% | 33070.0892 | 33021.6922 | 33070.0924 | 33021.6955
1269.872 | 49.5458 | 1.2879 | 30.0458 | 1.0984e-18 | 25860.5841 | 163.0374 | 0.0032695 | 1.255e-05% | 26104.5011 | 26054.9553 | 26104.5043 | 26054.9585
1269.968 | 50.7888 | 1.3183 | 30.6213 | 0 | 25472.5468 | 166.1561 | 0.0032784 | 1.277e-05% | 25721.4314 | 25670.6426 | 25721.4347 | 25670.6458
1270.064 | 51.0316 | 1.3239 | 30.74 | 5.7118e-18 | 29668.0217 | 166.7848 | 0.0032873 | 1.101e-05% | 29917.902 | 29866.8703 | 29917.9053 | 29866.8736
1270.16 | 51.3156 | 1.3304 | 30.8748 | 4.833e-18 | 23232.3852 | 167.4845 | 0.0032961 | 1.407e-05% | 23483.3906 | 23432.075 | 23483.3939 | 23432.0783
1270.256 | 52.4689 | 1.3582 | 31.4062 | 1.7575e-18 | 10430.6636 | 170.3197 | 0.0033051 | 3.108e-05% | 10686.2166 | 10633.7477 | 10686.2199 | 10633.751
1270.352 | 52.9356 | 1.3689 | 31.625 | 4.3937e-19 | 6360.8369 | 171.4507 | 0.003314 | 5.048e-05% | 6618.2171 | 6565.2815 | 6618.2204 | 6565.2848
1270.448 | 52.7408 | 1.3634 | 31.5413 | 2.4165e-18 | 7272.2721 | 170.9443 | 0.003323 | 4.445e-05% | 7528.8619 | 7476.1211 | 7528.8652 | 7476.1244
1270.544 | 52.3975 | 1.3544 | 31.3862 | 3.2952e-19 | 6770.2677 | 170.0634 | 0.003332 | 4.778e-05% | 7025.4692 | 6973.0717 | 7025.4725 | 6973.075
1270.64 | 50.7517 | 1.3134 | 30.6272 | 8.7873e-19 | 12475.5978 | 165.9281 | 0.003341 | 2.636e-05% | 12724.2182 | 12673.4665 | 12724.2216 | 12673.4699
1270.736 | 49.5322 | 1.2831 | 30.0634 | 6.5905e-19 | 19229.8937 | 162.8696 | 0.00335 | 1.725e-05% | 19473.6421 | 19424.1098 | 19473.6454 | 19424.1132
1270.832 | 50.992 | 1.3188 | 30.7395 | 1.3181e-18 | 15174.4202 | 166.5555 | 0.003359 | 2.185e-05% | 15424.0259 | 15373.034 | 15424.0293 | 15373.0373
1270.928 | 51.6676 | 1.3356 | 31.0557 | 0 | 17450.7448 | 168.3276 | 0.0033681 | 1.908e-05% | 17703.1313 | 17651.4637 | 17703.1346 | 17651.467
1271.024 | 51.0673 | 1.3213 | 30.7804 | 0 | 24422.0548 | 166.9323 | 0.0033772 | 1.372e-05% | 24672.1562 | 24621.0889 | 24672.1596 | 24621.0923
1271.12 | 52.0394 | 1.3459 | 31.2256 | 0 | 15635.1242 | 169.4684 | 0.0033863 | 2.138e-05% | 15889.2034 | 15837.164 | 15889.2068 | 15837.1674
1271.216 | 53.2833 | 1.3771 | 31.7948 | 0 | 4174.5935 | 172.6849 | 0.0033955 | 7.751e-05% | 4433.7336 | 4380.4503 | 4433.737 | 4380.4537
1271.312 | 53.6304 | 1.3864 | 31.9515 | 0 | 587.7017 | 173.6654 | 0.0034047 | 0.0004284% | 848.3353 | 794.7049 | 848.3387 | 794.7083
1271.408 | 53.7014 | 1.3888 | 31.981 | 0 | 437.9197 | 173.951 | 0.0034138 | 0.0005291% | 698.9419 | 645.2404 | 698.9453 | 645.2439
1271.504 | 53.2047 | 1.377 | 31.7478 | 0 | 2118.8048 | 172.7921 | 0.0034231 | 0.0001472% | 2377.9265 | 2324.7218 | 2377.9299 | 2324.7252
1271.6 | 51.1307 | 1.3262 | 30.7846 | 0 | 7582.1839 | 167.6306 | 0.0034323 | 4.411e-05% | 7833.0561 | 7781.9254 | 7833.0595 | 7781.9288
1271.696 | 49.3868 | 1.2832 | 29.9764 | 0 | 12179.3288 | 163.2808 | 0.0034416 | 2.781e-05% | 12423.2559 | 12373.8692 | 12423.2594 | 12373.8726
1271.792 | 50.7819 | 1.3176 | 30.6276 | 0 | 9969.4599 | 166.8524 | 0.0034509 | 3.394e-05% | 10219.0393 | 10168.2574 | 10219.0428 | 10168.2609
1271.888 | 51.7733 | 1.3418 | 31.0973 | 6.0413e-19 | 12921.1504 | 169.4154 | 0.0034602 | 2.637e-05% | 13174.7783 | 13123.005 | 13174.7818 | 13123.0084
1271.984 | 50.9489 | 1.3212 | 30.7273 | 0 | 18255.9733 | 167.3924 | 0.0034695 | 1.88e-05% | 18506.3631 | 18455.4142 | 18506.3666 | 18455.4177
1272.08 | 51.2697 | 1.3287 | 30.8785 | 0 | 11123.9717 | 168.2005 | 0.0034789 | 3.072e-05% | 11375.6491 | 11324.3793 | 11375.6525 | 11324.3828
1272.176 | 52.8467 | 1.3671 | 31.6038 | 0 | 2616.9621 | 172.1286 | 0.0034882 | 0.0001236% | 2874.9083 | 2822.0616 | 2874.9118 | 2822.0651
1272.272 | 53.8335 | 1.3909 | 32.0587 | 2.1968e-18 | 506.4872 | 174.587 | 0.0034976 | 0.0004895% | 768.3575 | 714.5239 | 768.361 | 714.5274
1272.368 | 53.9366 | 1.3931 | 32.109 | 0 | 2798.1347 | 174.8574 | 0.0035071 | 0.0001166% | 3060.4307 | 3006.4942 | 3060.4342 | 3006.4977
1272.464 | 53.3919 | 1.3796 | 31.862 | 0 | 11993.6062 | 173.533 | 0.0035165 | 2.882e-05% | 12253.7726 | 12200.3807 | 12253.7761 | 12200.3842
1272.56 | 52.3509 | 1.3539 | 31.3833 | 0 | 20789.3349 | 170.9701 | 0.003526 | 1.68e-05% | 21045.3931 | 20993.0423 | 21045.3967 | 20993.0458
1272.656 | 50.6176 | 1.3114 | 30.5767 | 0 | 18434.9349 | 166.6364 | 0.0035355 | 1.897e-05% | 18684.0771 | 18633.4594 | 18684.0806 | 18633.4629
1272.752 | 49.3846 | 1.2813 | 30.0004 | 0 | 13662.7473 | 163.5758 | 0.003545 | 2.558e-05% | 13906.9893 | 13857.6047 | 13906.9929 | 13857.6083
1272.848 | 50.7562 | 1.3156 | 30.6351 | 8.7873e-19 | 9231.5019 | 167.1371 | 0.0035546 | 3.769e-05% | 9481.3459 | 9430.5897 | 9481.3494 | 9430.5933
1272.944 | 51.1706 | 1.3264 | 30.8282 | 4.3937e-19 | 11878.9215 | 168.3017 | 0.0035641 | 2.951e-05% | 12130.5483 | 12079.3777 | 12130.5519 | 12079.3813
1273.04 | 50.3551 | 1.3069 | 30.4499 | 0 | 16931.921 | 166.3644 | 0.0035737 | 2.086e-05% | 17180.3973 | 17130.0421 | 17180.4009 | 17130.0457
1273.136 | 51.7687 | 1.3426 | 31.1002 | 0 | 10343.0729 | 170.0591 | 0.0035834 | 3.398e-05% | 10597.3435 | 10545.5748 | 10597.3471 | 10545.5784
1273.232 | 53.5134 | 1.3865 | 31.9032 | 0 | 2411.9912 | 174.591 | 0.003593 | 0.0001371% | 2673.3853 | 2619.8719 | 2673.3889 | 2619.8755
1273.328 | 54.0312 | 1.4001 | 32.1394 | 0 | 214.1133 | 176.0236 | 0.0036027 | 0.0008503% | 477.7075 | 423.6763 | 477.7111 | 423.6799
1273.424 | 54.0685 | 1.4018 | 32.1538 | 0 | 12.2856 | 176.2413 | 0.0036124 | 0.001627% | 276.1511 | 222.0825 | 276.1547 | 222.0862
1273.52 | 53.9522 | 1.3996 | 32.0973 | 0 | 145.8567 | 176.0712 | 0.0036221 | 0.001019% | 409.3771 | 355.4248 | 409.3807 | 355.4285
1273.616 | 53.2807 | 1.3837 | 31.7836 | 4.3937e-19 | 1650.0844 | 174.4906 | 0.0036318 | 0.0001955% | 1911.0231 | 1857.7424 | 1911.0267 | 1857.746
1273.712 | 51.261 | 1.3344 | 30.8452 | 8.7873e-19 | 7083.618 | 169.4746 | 0.0036416 | 4.999e-05% | 7336.5332 | 7285.2722 | 7336.5368 | 7285.2758
1273.808 | 49.6885 | 1.2961 | 30.1138 | 8.7873e-19 | 11696.497 | 165.5882 | 0.0036514 | 3.07e-05% | 11943.1835 | 11893.4951 | 11943.1872 | 11893.4987
1273.904 | 50.8414 | 1.3253 | 30.6466 | 2.087e-18 | 9320.6722 | 168.6321 | 0.0036612 | 3.845e-05% | 9572.1177 | 9521.2763 | 9572.1214 | 9521.2799
1274 | 51.1422 | 1.3331 | 30.7874 | 0 | 11275.589 | 169.4898 | 0.0036711 | 3.199e-05% | 11528.3415 | 11477.1993 | 11528.3451 | 11477.203
1274.096 | 50.3419 | 1.3134 | 30.4187 | 0 | 15795.6008 | 167.5233 | 0.0036809 | 2.301e-05% | 16045.1981 | 15994.8562 | 16045.2018 | 15994.8599
1274.192 | 51.6907 | 1.3469 | 31.0434 | 0 | 9929.9109 | 170.9998 | 0.0036908 | 3.642e-05% | 10184.9916 | 10133.3009 | 10184.9953 | 10133.3046
1274.288 | 53.1217 | 1.3821 | 31.7085 | 0 | 5633.8428 | 174.655 | 0.0037007 | 6.335e-05% | 5894.7101 | 5841.5883 | 5894.7138 | 5841.592
1274.384 | 52.7807 | 1.3729 | 31.5592 | 0 | 14740.4682 | 173.7787 | 0.0037107 | 2.483e-05% | 14999.9597 | 14947.179 | 14999.9634 | 14947.1827
1274.48 | 52.2079 | 1.3577 | 31.3038 | 0 | 23698.6396 | 172.2793 | 0.0037206 | 1.557e-05% | 23955.7883 | 23903.5804 | 23955.7921 | 23903.5841
1274.576 | 52.9363 | 1.3746 | 31.6455 | 0 | 15411.1963 | 174.042 | 0.0037306 | 2.389e-05% | 15671.1946 | 15618.2583 | 15671.1983 | 15618.262
1274.672 | 53.3811 | 1.3844 | 31.8558 | 0 | 8394.5652 | 175.0769 | 0.0037407 | 4.348e-05% | 8656.2635 | 8602.8824 | 8656.2673 | 8602.8861
1274.768 | 51.9922 | 1.3488 | 31.221 | 0 | 13895.8653 | 171.4699 | 0.0037507 | 2.66e-05% | 14151.8972 | 14099.905 | 14151.901 | 14099.9088
1274.864 | 50.6384 | 1.3141 | 30.6031 | 0 | 17626.4999 | 167.9586 | 0.0037608 | 2.11e-05% | 17877.0142 | 17826.3758 | 17877.018 | 17826.3796
1274.96 | 51.6619 | 1.3383 | 31.0846 | 0 | 12956.7608 | 170.4894 | 0.0037709 | 2.865e-05% | 13211.3351 | 13159.6731 | 13211.3388 | 13159.6769
1275.056 | 52.1639 | 1.3498 | 31.3267 | 0 | 16224.2133 | 171.7285 | 0.003781 | 2.301e-05% | 16480.7822 | 16428.6183 | 16480.786 | 16428.6221
1275.152 | 51.4659 | 1.3317 | 31.0134 | 0 | 27686.9851 | 169.9458 | 0.0037911 | 1.359e-05% | 27940.7419 | 27889.2761 | 27940.7457 | 27889.2799
1275.248 | 52.2366 | 1.3501 | 31.3731 | 0 | 26841.0118 | 171.8692 | 0.0038013 | 1.406e-05% | 27097.8407 | 27045.6041 | 27097.8445 | 27045.6079
1275.344 | 53.6801 | 1.3851 | 32.0405 | 0 | 13404.6611 | 175.4922 | 0.0038115 | 2.8e-05% | 13667.259 | 13613.5789 | 13667.2628 | 13613.5827
1275.44 | 54.351 | 1.4012 | 32.3521 | 2.1968e-19 | 3396.7017 | 177.1787 | 0.0038217 | 0.0001059% | 3661.9847 | 3607.6337 | 3661.9886 | 3607.6376
1275.536 | 54.493 | 1.4043 | 32.4205 | 0 | 435.3827 | 177.5455 | 0.003832 | 0.0005925% | 701.246 | 646.7531 | 701.2499 | 646.7569
1275.632 | 54.5114 | 1.4045 | 32.4316 | 0 | 38.4259 | 177.6122 | 0.0038422 | 0.001538% | 304.3856 | 249.8743 | 304.3895 | 249.8781
1275.728 | 54.4667 | 1.4032 | 32.4133 | 0 | 255.622 | 177.5285 | 0.0038525 | 0.000825% | 521.4338 | 466.9671 | 521.4377 | 466.971
1275.824 | 54.0441 | 1.3927 | 32.2206 | 0 | 2610.166 | 176.4973 | 0.0038629 | 0.000137% | 2874.3206 | 2820.2766 | 2874.3245 | 2820.2804
1275.92 | 52.703 | 1.3596 | 31.6047 | 0 | 11264.7695 | 173.1527 | 0.0038732 | 3.377e-05% | 11523.5896 | 11470.8865 | 11523.5935 | 11470.8904
1276.016 | 51.6768 | 1.3343 | 31.1337 | 0 | 20748.9855 | 170.6051 | 0.0038836 | 1.854e-05% | 21003.7354 | 20952.0587 | 21003.7393 | 20952.0625
1276.112 | 52.4228 | 1.3526 | 31.4791 | 8.9246e-19 | 19667.969 | 172.5319 | 0.003894 | 1.959e-05% | 19925.7555 | 19873.3327 | 19925.7594 | 19873.3366
1276.208 | 52.2995 | 1.3496 | 31.4251 | 0 | 22866.5468 | 172.2672 | 0.0039044 | 1.692e-05% | 23123.8881 | 23071.5886 | 23123.892 | 23071.5925
1276.304 | 50.7911 | 1.3124 | 30.734 | 0 | 44507.6862 | 168.5074 | 0.0039149 | 8.757e-06% | 44759.0311 | 44708.24 | 44759.035 | 44708.2439
1276.4 | 50.9775 | 1.3168 | 30.8222 | 7.8262e-19 | 57520.1783 | 169.0161 | 0.0039254 | 6.801e-06% | 57772.3108 | 57721.3334 | 57772.3147 | 57721.3373
1276.496 | 52.8846 | 1.3636 | 31.7006 | 9.8857e-19 | 38326.1351 | 173.8572 | 0.0039359 | 1.021e-05% | 38585.9411 | 38533.0565 | 38585.945 | 38533.0605
1276.592 | 54.199 | 1.3959 | 32.3062 | 4.3937e-19 | 12895.1603 | 177.204 | 0.0039464 | 3.011e-05% | 13160.2653 | 13106.0663 | 13160.2692 | 13106.0702
1276.688 | 54.5419 | 1.4042 | 32.4655 | 3.2952e-19 | 2133.4217 | 178.1044 | 0.003957 | 0.0001687% | 2399.9377 | 2345.3958 | 2399.9417 | 2345.3998
1276.784 | 54.5698 | 1.4048 | 32.4802 | 4.3937e-19 | 167.859 | 178.2131 | 0.0039676 | 0.001044% | 434.527 | 379.9571 | 434.5309 | 379.9611
1276.88 | 54.4145 | 1.4009 | 32.4105 | 1.6476e-18 | 212.3501 | 177.864 | 0.0039782 | 0.0009382% | 478.44 | 424.0255 | 478.444 | 424.0295
1276.976 | 53.7481 | 1.3845 | 32.1062 | 3.2952e-19 | 2240.9093 | 176.2327 | 0.0039888 | 0.0001628% | 2504.3807 | 2450.6326 | 2504.3847 | 2450.6366
1277.072 | 52.6095 | 1.3565 | 31.5845 | 0 | 9443.473 | 173.4152 | 0.0039995 | 4.145e-05% | 9702.4387 | 9649.8292 | 9702.4427 | 9649.8332
1277.168 | 52.2765 | 1.3484 | 31.432 | 0 | 15408.0978 | 172.6315 | 0.0040102 | 2.568e-05% | 15665.7861 | 15613.5096 | 15665.7901 | 15613.5136
1277.264 | 53.0845 | 1.3684 | 31.803 | 0 | 11401.1989 | 174.731 | 0.0040209 | 3.464e-05% | 11662.1859 | 11609.1014 | 11662.1899 | 11609.1054
1277.36 | 53.1619 | 1.3706 | 31.8385 | 0 | 10997.3046 | 174.9932 | 0.0040316 | 3.598e-05% | 11258.6689 | 11205.5069 | 11258.6729 | 11205.511
1277.456 | 52.7704 | 1.3612 | 31.6584 | 0 | 14693.7043 | 174.0786 | 0.0040424 | 2.713e-05% | 14953.5728 | 14900.8024 | 14953.5768 | 14900.8065
1277.552 | 53.4838 | 1.3791 | 31.9859 | 0 | 10765.8623 | 175.9595 | 0.0040532 | 3.693e-05% | 11028.6705 | 10975.1867 | 11028.6745 | 10975.1907
1277.648 | 54.2969 | 1.3994 | 32.3591 | 0 | 10233.4695 | 178.0946 | 0.0040641 | 3.891e-05% | 10499.6196 | 10445.3226 | 10499.6236 | 10445.3267
1277.744 | 54.516 | 1.4052 | 32.4593 | 0 | 13367.4732 | 178.7295 | 0.0040749 | 3.001e-05% | 13634.5832 | 13580.0672 | 13634.5873 | 13580.0713
1277.84 | 54.5286 | 1.4058 | 32.4648 | 1.6476e-19 | 8118.1477 | 178.8401 | 0.0040858 | 4.904e-05% | 8385.3869 | 8330.8584 | 8385.391 | 8330.8625
1277.936 | 54.5186 | 1.4058 | 32.4601 | 1.7575e-18 | 2509.0578 | 178.8888 | 0.0040967 | 0.0001505% | 2776.3312 | 2721.8126 | 2776.3352 | 2721.8167
1278.032 | 54.4744 | 1.4049 | 32.44 | 0 | 7335.8745 | 178.8458 | 0.0041077 | 5.442e-05% | 7603.0396 | 7548.5652 | 7603.0437 | 7548.5693
1278.128 | 54.2042 | 1.3984 | 32.3161 | 7.6889e-19 | 31968.2924 | 178.226 | 0.0041186 | 1.28e-05% | 32234.4371 | 32180.233 | 32234.4413 | 32180.2371
1278.224 | 53.2776 | 1.3756 | 31.8906 | 0 | 58726.2619 | 175.9402 | 0.0041296 | 7.007e-06% | 58988.7459 | 58935.4683 | 58988.75 | 58935.4724
1278.32 | 51.8796 | 1.3413 | 31.2479 | 0 | 54177.6447 | 172.4609 | 0.0041406 | 7.614e-06% | 54434.5743 | 54382.6947 | 54434.5784 | 54382.6989
1278.416 | 51.4832 | 1.3318 | 31.0649 | 9.5931e-11 | 36281.0743 | 171.5319 | 0.0041517 | 1.138e-05% | 36536.4861 | 36485.0029 | 36536.4903 | 36485.0071
1278.512 | 52.2662 | 1.3516 | 31.4238 | 7.834e-09 | 21516.0785 | 173.6155 | 0.0041628 | 1.916e-05% | 21774.7356 | 21722.4694 | 21774.7397 | 21722.4736
1278.608 | 52.9031 | 1.3681 | 31.7144 | 2.4737e-07 | 13564.231 | 175.3564 | 0.0041739 | 3.031e-05% | 13825.573 | 13772.6699 | 13825.5771 | 13772.6741
1278.704 | 53.6139 | 1.3867 | 32.0371 | 3.2061e-06 | 6666.6304 | 177.3138 | 0.004185 | 6.085e-05% | 6930.9819 | 6877.368 | 6930.986 | 6877.3721
1278.8 | 54.158 | 1.4013 | 32.2821 | 1.8715e-05 | 1499.9763 | 178.8636 | 0.0041962 | 0.000245% | 1766.6814 | 1712.5234 | 1766.6856 | 1712.5275
1278.896 | 54.263 | 1.4051 | 32.325 | 5.6368e-05 | 131.7792 | 179.3037 | 0.0042074 | 0.00122% | 399.076 | 344.813 | 399.0802 | 344.8172
1278.992 | 54.2104 | 1.4051 | 32.2951 | 0.00010221 | 4.4405 | 179.3474 | 0.0042186 | 0.00194% | 271.6987 | 217.4883 | 271.7029 | 217.4925
1279.088 | 54.1004 | 1.4036 | 32.2389 | 0.00014181 | 2.9268 | 179.2411 | 0.0042298 | 0.00196% | 269.911 | 215.8106 | 269.9152 | 215.8148
1279.184 | 53.8682 | 1.3989 | 32.1271 | 0.00020407 | 85.8312 | 178.8047 | 0.0042411 | 0.001422% | 352.0303 | 298.1621 | 352.0345 | 298.1663
1279.28 | 53.5693 | 1.3922 | 31.9856 | 0.00026773 | 972.004 | 178.1743 | 0.0042524 | 0.0003593% | 1237.1257 | 1183.5564 | 1237.1299 | 1183.5606
1279.376 | 53.2861 | 1.3858 | 31.8531 | 0.00027474 | 4171.8381 | 177.5607 | 0.0042637 | 9.729e-05% | 4435.924 | 4382.6379 | 4435.9283 | 4382.6422
1279.472 | 53.1216 | 1.3821 | 31.7766 | 0.00025753 | 6851.5024 | 177.2306 | 0.0042751 | 6.054e-05% | 7115.0136 | 7061.8919 | 7115.0179 | 7061.8962
1279.568 | 53.3297 | 1.3876 | 31.872 | 0.00022749 | 5044.3082 | 177.8456 | 0.0042865 | 8.156e-05% | 5308.7433 | 5255.4136 | 5308.7476 | 5255.4179
1279.664 | 53.3145 | 1.3876 | 31.8641 | 0.00023746 | 4725.6462 | 177.8876 | 0.0042979 | 8.706e-05% | 4990.1001 | 4936.7857 | 4990.1044 | 4936.79
1279.76 | 53.1314 | 1.3834 | 31.7788 | 0.00025689 | 6193.461 | 177.5036 | 0.0043093 | 6.729e-05% | 6457.2584 | 6404.127 | 6457.2628 | 6404.1313
1279.856 | 53.3352 | 1.3889 | 31.872 | 0.00023847 | 4007.5921 | 178.1185 | 0.0043208 | 0.0001024% | 4272.3069 | 4218.9717 | 4272.3112 | 4218.9761
1279.952 | 53.5875 | 1.3957 | 31.9871 | 0.00021591 | 3688.4806 | 178.8691 | 0.0043323 | 0.0001111% | 3954.3202 | 3900.7327 | 3954.3245 | 3900.737
1280.048 | 53.7485 | 1.4005 | 32.0592 | 0.0001714 | 12119.9283 | 179.4073 | 0.0043438 | 3.522e-05% | 12386.5439 | 12332.7954 | 12386.5483 | 12332.7998
1280.144 | 53.8111 | 1.4031 | 32.0843 | 0.00013193 | 19774.3597 | 179.7201 | 0.0043554 | 2.179e-05% | 20041.3785 | 19987.5674 | 20041.3829 | 19987.5718
1280.24 | 53.5608 | 1.3982 | 31.9628 | 0.00014317 | 14664.9427 | 179.2638 | 0.004367 | 2.935e-05% | 14931.1284 | 14877.5676 | 14931.1327 | 14877.572
1280.336 | 52.685 | 1.3782 | 31.5494 | 0.00022729 | 14161.4892 | 177.2492 | 0.0043786 | 3.047e-05% | 14424.3512 | 14371.6662 | 14424.3556 | 14371.6706
1280.432 | 51.9245 | 1.3619 | 31.185 | 0.00029686 | 19339.334 | 175.6141 | 0.0043903 | 2.246e-05% | 19599.4198 | 19547.4953 | 19599.4242 | 19547.4997
1280.528 | 52.3541 | 1.3763 | 31.3647 | 0.00023633 | 18954.3198 | 177.1506 | 0.0044019 | 2.297e-05% | 19216.5657 | 19164.2116 | 19216.5701 | 19164.216
1280.624 | 52.718 | 1.3897 | 31.5096 | 0.00019391 | 35284.4195 | 178.585 | 0.0044136 | 1.243e-05% | 35548.6219 | 35495.904 | 35548.6263 | 35495.9084
1280.72 | 52.4001 | 1.3866 | 31.3364 | 0.00025235 | 53306.1052 | 178.3135 | 0.0044254 | 8.269e-06% | 53569.5421 | 53517.1419 | 53569.5465 | 53517.1464
1280.816 | 52.1528 | 1.386 | 31.1929 | 0.00028908 | 33087.9586 | 178.3006 | 0.0044371 | 1.333e-05% | 33350.9912 | 33298.8383 | 33350.9956 | 33298.8428
1280.912 | 52.0444 | 1.3895 | 31.111 | 0.00024448 | 9496.9838 | 178.7087 | 0.0044489 | 4.583e-05% | 9760.2376 | 9708.1932 | 9760.2421 | 9708.1977
1281.008 | 51.8787 | 1.392 | 31.0005 | 0.00018873 | 3738.8548 | 179.0139 | 0.0044607 | 0.0001129% | 4002.1401 | 3950.2614 | 4002.1445 | 3950.2658
1281.104 | 51.8196 | 1.3977 | 30.9373 | 0.00013963 | 1910.0257 | 179.6543 | 0.0044726 | 0.0002108% | 2173.8349 | 2122.0153 | 2173.8394 | 2122.0197
1281.2 | 51.6901 | 1.4024 | 30.8373 | 0.00011125 | 440.3261 | 180.1892 | 0.0044845 | 0.000687% | 704.4453 | 652.7551 | 704.4497 | 652.7596
1281.296 | 51.3586 | 1.4034 | 30.6358 | 0.00010678 | 38.8584 | 180.3395 | 0.0044964 | 0.00179% | 302.5959 | 251.2373 | 302.6004 | 251.2418
1281.392 | 50.8974 | 1.4034 | 30.3619 | 0.00010586 | 1.2998 | 180.3891 | 0.0045083 | 0.002112% | 264.3518 | 213.4543 | 264.3563 | 213.4588
1281.488 | 50.3234 | 1.4035 | 30.0204 | 0.0001027 | 0.024412 | 180.4453 | 0.0045203 | 0.002133% | 262.2172 | 211.8937 | 262.2217 | 211.8983
1281.584 | 49.6574 | 1.4037 | 29.6234 | 9.7338e-05 | 0.6269 | 180.5147 | 0.0045323 | 0.002136% | 261.8261 | 212.1688 | 261.8307 | 212.1733
1281.68 | 48.9274 | 1.4037 | 29.189 | 9.3778e-05 | 18.7417 | 180.5664 | 0.0045443 | 0.001977% | 278.8284 | 229.9009 | 278.8329 | 229.9055
1281.776 | 48.1562 | 1.4029 | 28.7342 | 9.76e-05 | 212.2417 | 180.5234 | 0.0045564 | 0.001077% | 471.0584 | 422.9021 | 471.0629 | 422.9067
1281.872 | 47.3546 | 1.3998 | 28.2708 | 0.00011672 | 910.9353 | 180.2556 | 0.0045685 | 0.0004076% | 1168.2162 | 1120.8616 | 1168.2208 | 1120.8662
1281.968 | 46.6571 | 1.3967 | 27.8696 | 0.00014015 | 1495.9711 | 179.9886 | 0.0045806 | 0.0002686% | 1751.8831 | 1705.2261 | 1751.8877 | 1705.2306
1282.064 | 46.2746 | 1.3975 | 27.6388 | 0.00013893 | 1105.7845 | 180.1205 | 0.0045928 | 0.0003493% | 1361.2162 | 1314.9416 | 1361.2208 | 1314.9461
1282.16 | 46.1334 | 1.3979 | 27.5542 | 0.00012969 | 1209.6492 | 180.204 | 0.0046049 | 0.0003246% | 1464.9388 | 1418.8054 | 1464.9434 | 1418.81
1282.256 | 46.079 | 1.393 | 27.5456 | 0.00014514 | 3442.3365 | 179.7498 | 0.0046171 | 0.0001265% | 3697.1041 | 3651.0251 | 3697.1087 | 3651.0297
1282.352 | 45.9697 | 1.3797 | 27.5453 | 0.00020126 | 9841.5955 | 178.4153 | 0.0046294 | 4.607e-05% | 10094.9057 | 10048.936 | 10094.9104 | 10048.9407
1282.448 | 46.1462 | 1.3689 | 27.7037 | 0.00024807 | 14860.291 | 177.3427 | 0.0046417 | 3.081e-05% | 15112.8527 | 15066.7065 | 15112.8574 | 15066.7112
1282.544 | 47.2615 | 1.3811 | 28.3128 | 0.0001903 | 9046.1471 | 178.6604 | 0.004654 | 5.029e-05% | 9301.7632 | 9254.5017 | 9301.7678 | 9254.5063
1282.64 | 48.564 | 1.3968 | 29.0174 | 0.00011464 | 2105.5775 | 180.3348 | 0.0046663 | 0.0002015% | 2364.8905 | 2316.3266 | 2364.8952 | 2316.3312
1282.736 | 49.4912 | 1.4017 | 29.5492 | 8.867e-05 | 185.8968 | 180.8894 | 0.0046787 | 0.001176% | 447.2284 | 397.7372 | 447.2331 | 397.7418
1282.832 | 50.2076 | 1.4022 | 29.9759 | 8.4832e-05 | 6.4624 | 180.9876 | 0.0046911 | 0.002144% | 269.0357 | 218.8281 | 269.0404 | 218.8328
1282.928 | 50.7891 | 1.4017 | 30.3267 | 8.914e-05 | 7.3193 | 180.9888 | 0.0047035 | 0.002138% | 270.8257 | 220.0366 | 270.8304 | 220.0413
1283.024 | 51.2074 | 1.4 | 30.5862 | 0.00010944 | 84.9335 | 180.8593 | 0.0047159 | 0.001584% | 348.9865 | 297.7791 | 348.9912 | 297.7838
1283.12 | 51.478 | 1.3971 | 30.7635 | 0.00013926 | 469.2637 | 180.6062 | 0.0047284 | 0.0006933% | 733.5084 | 682.0305 | 733.5132 | 682.0352
1283.216 | 51.7424 | 1.396 | 30.928 | 0.00014264 | 2032.9913 | 180.5441 | 0.004741 | 0.0002111% | 2297.6019 | 2245.8595 | 2297.6066 | 2245.8642
1283.312 | 52.0632 | 1.3978 | 31.1119 | 0.00011854 | 7535.3343 | 180.783 | 0.0047535 | 6.135e-05% | 7800.6903 | 7748.6271 | 7800.6951 | 7748.6319
1283.408 | 52.3129 | 1.3987 | 31.2582 | 0.00010399 | 15539.6162 | 180.924 | 0.0047661 | 3.025e-05% | 15805.5102 | 15753.1973 | 15805.515 | 15753.202
1283.504 | 52.492 | 1.3983 | 31.3684 | 0.0001018 | 15660.0017 | 180.9341 | 0.0047787 | 3.01e-05% | 15926.1946 | 15873.7026 | 15926.1994 | 15873.7074
1283.6 | 52.6925 | 1.399 | 31.4865 | 9.7498e-05 | 7427.4606 | 181.0471 | 0.0047913 | 6.27e-05% | 7694.0857 | 7641.3932 | 7694.0905 | 7641.398
1283.696 | 52.8808 | 1.3997 | 31.5967 | 9.3376e-05 | 1536.6573 | 181.1712 | 0.004804 | 0.0002744% | 1803.7058 | 1750.825 | 1803.7106 | 1750.8298
1283.792 | 53.0404 | 1.4001 | 31.6912 | 8.6131e-05 | 129.179 | 181.2688 | 0.0048167 | 0.001402% | 396.5797 | 343.5393 | 396.5845 | 343.5441
1283.888 | 53.1732 | 1.4004 | 31.771 | 8.0237e-05 | 4.2384 | 181.3398 | 0.0048295 | 0.002208% | 271.9228 | 218.7496 | 271.9276 | 218.7544
1283.984 | 53.2582 | 1.3997 | 31.8263 | 8.6484e-05 | 0.053063 | 181.3241 | 0.0048422 | 0.002256% | 267.8614 | 214.6033 | 267.8663 | 214.6081
1284.08 | 53.2656 | 1.3975 | 31.8432 | 0.00011587 | 0.056875 | 181.1438 | 0.004855 | 0.002264% | 267.7071 | 214.4415 | 267.7119 | 214.4464
1284.176 | 53.2681 | 1.3956 | 31.8558 | 0.00014117 | 4.4888 | 180.992 | 0.0048679 | 0.002225% | 272.0004 | 218.7324 | 272.0053 | 218.7373
1284.272 | 53.367 | 1.3965 | 31.9118 | 0.00012177 | 134.1973 | 181.1363 | 0.0048807 | 0.0014% | 402.0092 | 348.6421 | 402.014 | 348.647
1284.368 | 53.3435 | 1.3947 | 31.9094 | 0.00011388 | 1519.6804 | 180.9929 | 0.0048936 | 0.0002822% | 1787.3209 | 1733.9775 | 1787.3258 | 1733.9823
1284.464 | 52.8832 | 1.382 | 31.7027 | 0.0001864 | 6518.7115 | 179.7239 | 0.0049066 | 7.289e-05% | 6784.4036 | 6731.5204 | 6784.4085 | 6731.5253
1284.56 | 52.4068 | 1.3691 | 31.4878 | 0.00028621 | 10593.7181 | 178.4203 | 0.0049195 | 4.553e-05% | 10857.4024 | 10804.9956 | 10857.4073 | 10805.0005
1284.656 | 52.713 | 1.3759 | 31.6354 | 0.00027037 | 6543.471 | 179.1822 | 0.0049325 | 7.301e-05% | 6808.3778 | 6755.6648 | 6808.3827 | 6755.6697
1284.752 | 53.2971 | 1.39 | 31.9114 | 0.00016593 | 1626.1995 | 180.7003 | 0.0049455 | 0.0002688% | 1893.4984 | 1840.2013 | 1893.5034 | 1840.2062
1284.848 | 53.5582 | 1.3961 | 32.0365 | 0.00010061 | 307.2717 | 181.3929 | 0.0049586 | 0.0009497% | 575.6556 | 522.0974 | 575.6605 | 522.1024
1284.944 | 53.6124 | 1.3972 | 32.0649 | 8.9161e-05 | 111.0088 | 181.5501 | 0.0049717 | 0.001525% | 379.6336 | 326.0212 | 379.6385 | 326.0262
1285.04 | 53.6085 | 1.3967 | 32.0663 | 9.808e-05 | 24.8897 | 181.5517 | 0.0049848 | 0.002078% | 293.513 | 239.9045 | 293.518 | 239.9095
1285.136 | 53.6161 | 1.3965 | 32.0733 | 9.9457e-05 | 2.1929 | 181.5805 | 0.004998 | 0.002301% | 270.8594 | 217.2434 | 270.8644 | 217.2483
1285.232 | 53.659 | 1.3973 | 32.0968 | 8.3933e-05 | 0.073351 | 181.7069 | 0.0050112 | 0.002328% | 268.9334 | 215.2744 | 268.9384 | 215.2794
1285.328 | 53.692 | 1.3978 | 32.1153 | 7.0952e-05 | 0.0012006 | 181.8148 | 0.0050244 | 0.002333% | 269.0212 | 215.3292 | 269.0262 | 215.3342
1285.424 | 53.7013 | 1.3978 | 32.1224 | 6.7335e-05 | 0.021455 | 181.8634 | 0.0050376 | 0.002339% | 269.1064 | 215.4051 | 269.1114 | 215.4101
1285.52 | 53.7064 | 1.3976 | 32.128 | 6.7154e-05 | 0.64369 | 181.8899 | 0.0050509 | 0.002338% | 269.7656 | 216.0592 | 269.7706 | 216.0643
1285.616 | 53.7151 | 1.3973 | 32.1363 | 6.8743e-05 | 7.358 | 181.904 | 0.0050643 | 0.002273% | 276.5108 | 222.7957 | 276.5159 | 222.8008
1285.712 | 53.7241 | 1.3968 | 32.1454 | 7.1892e-05 | 32.3581 | 181.9037 | 0.0050776 | 0.002049% | 301.5282 | 247.8041 | 301.5333 | 247.8092
1285.808 | 53.7368 | 1.3964 | 32.1565 | 7.3285e-05 | 56.534 | 181.9095 | 0.005091 | 0.001872% | 325.7333 | 271.9965 | 325.7383 | 272.0016
1285.904 | 53.7612 | 1.3963 | 32.1733 | 7.1015e-05 | 47.3932 | 181.9447 | 0.0051044 | 0.001942% | 316.6687 | 262.9075 | 316.6739 | 262.9126
1286 | 53.7921 | 1.3961 | 32.1938 | 6.9751e-05 | 45.3374 | 181.9822 | 0.0051179 | 0.001962% | 314.7018 | 260.9097 | 314.7069 | 260.9148
1286.096 | 53.8189 | 1.3956 | 32.2139 | 7.4756e-05 | 55.4513 | 181.978 | 0.0051313 | 0.001893% | 324.8578 | 271.0388 | 324.8629 | 271.044
1286.192 | 53.8565 | 1.3951 | 32.2404 | 8.0197e-05 | 33.73 | 181.9739 | 0.0051449 | 0.002063% | 303.1959 | 249.3394 | 303.2011 | 249.3446
1286.288 | 53.9109 | 1.3949 | 32.2756 | 8.1229e-05 | 10.9404 | 181.9993 | 0.0051584 | 0.002276% | 280.5211 | 226.6102 | 280.5262 | 226.6153
1286.384 | 53.9509 | 1.3943 | 32.304 | 8.5545e-05 | 82.8499 | 181.9853 | 0.005172 | 0.001732% | 352.4844 | 298.5335 | 352.4896 | 298.5387
1286.48 | 53.9203 | 1.392 | 32.2991 | 9.7459e-05 | 929.0816 | 181.7948 | 0.0051856 | 0.0004531% | 1198.4879 | 1144.5675 | 1198.493 | 1144.5727
1286.576 | 53.6793 | 1.3846 | 32.1955 | 0.00013966 | 3985.1311 | 181.0648 | 0.0051993 | 0.0001238% | 4253.4554 | 4199.7761 | 4253.4606 | 4199.7813
1286.672 | 53.4618 | 1.3779 | 32.1016 | 0.00018491 | 6475.0655 | 180.4164 | 0.005213 | 7.793e-05% | 6742.4233 | 6688.9616 | 6742.4285 | 6688.9668
1286.768 | 53.7089 | 1.3832 | 32.2231 | 0.00015848 | 3985.1305 | 181.0169 | 0.0052267 | 0.0001245% | 4253.4627 | 4199.7538 | 4253.468 | 4199.759
1286.864 | 54.0324 | 1.3906 | 32.3791 | 0.00010906 | 929.054 | 181.8472 | 0.0052404 | 0.0004578% | 1198.7035 | 1144.6711 | 1198.7087 | 1144.6763
1286.96 | 54.1372 | 1.3928 | 32.4319 | 9.0113e-05 | 82.2535 | 182.1275 | 0.0052542 | 0.001762% | 352.343 | 298.2058 | 352.3482 | 298.211
1287.056 | 54.1082 | 1.3918 | 32.4212 | 0.00010454 | 5.1543 | 182.0743 | 0.0052681 | 0.002383% | 275.1498 | 221.0416 | 275.1551 | 221.0469
1287.152 | 53.9201 | 1.3869 | 32.3354 | 0.00018341 | 10.3787 | 181.6103 | 0.0052819 | 0.00234% | 279.6316 | 225.7115 | 279.6369 | 225.7168
1287.248 | 53.7353 | 1.3821 | 32.2512 | 0.00026156 | 16.9888 | 181.1517 | 0.0052958 | 0.002285% | 285.5093 | 231.7741 | 285.5146 | 231.7794
1287.344 | 53.859 | 1.3849 | 32.3119 | 0.00020923 | 12.5165 | 181.4984 | 0.0053097 | 0.002332% | 281.5708 | 227.7119 | 281.5762 | 227.7172
1287.44 | 54.0871 | 1.3904 | 32.4218 | 0.00011171 | 11.7568 | 182.1211 | 0.0053237 | 0.002338% | 281.7774 | 227.6903 | 281.7827 | 227.6956
1287.536 | 54.1826 | 1.3927 | 32.4688 | 6.7774e-05 | 15.3997 | 182.4143 | 0.0053377 | 0.002304% | 285.8581 | 231.6755 | 285.8635 | 231.6809
1287.632 | 54.1825 | 1.3931 | 32.4686 | 5.8314e-05 | 9.354 | 182.4986 | 0.0053517 | 0.002371% | 279.8968 | 225.7143 | 279.9021 | 225.7196
1287.728 | 54.1425 | 1.3929 | 32.4469 | 5.715e-05 | 2.1792 | 182.5319 | 0.0053658 | 0.002455% | 272.6934 | 218.5509 | 272.6988 | 218.5563
1287.824 | 54.0783 | 1.3925 | 32.4121 | 6.0944e-05 | 0.20097 | 182.5352 | 0.0053799 | 0.002484% | 270.6191 | 216.5408 | 270.6245 | 216.5461
1287.92 | 53.972 | 1.391 | 32.3569 | 8.2416e-05 | 0.26215 | 182.4345 | 0.005394 | 0.002492% | 270.4167 | 216.4447 | 270.4221 | 216.4501
1288.016 | 53.7453 | 1.3866 | 32.2446 | 0.00015458 | 2.9034 | 182.0229 | 0.0054082 | 0.002474% | 272.303 | 218.5577 | 272.3084 | 218.5631
1288.112 | 53.3157 | 1.3772 | 32.0373 | 0.0003091 | 12.68 | 181.0821 | 0.0054224 | 0.002387% | 280.4928 | 227.177 | 280.4982 | 227.1825
1288.208 | 52.9388 | 1.3689 | 31.856 | 0.0004405 | 23.1653 | 180.2594 | 0.0054366 | 0.002297% | 289.5889 | 236.6501 | 289.5944 | 236.6555
1288.304 | 53.0576 | 1.3726 | 31.9094 | 0.00037246 | 25.3123 | 180.6932 | 0.0054509 | 0.002278% | 292.3455 | 239.2879 | 292.351 | 239.2934
1288.4 | 53.4311 | 1.382 | 32.086 | 0.00021323 | 25.797 | 181.728 | 0.0054652 | 0.002268% | 294.4242 | 240.9932 | 294.4297 | 240.9986
1288.496 | 53.6348 | 1.3863 | 32.1869 | 0.00013785 | 59.6782 | 182.2341 | 0.0054796 | 0.001989% | 329.1205 | 275.4857 | 329.126 | 275.4911
1288.592 | 53.6726 | 1.3858 | 32.2136 | 0.0001295 | 506.1848 | 182.2339 | 0.0054939 | 0.0007609% | 775.6908 | 722.0183 | 775.6963 | 722.0238
1288.688 | 53.4735 | 1.3791 | 32.1313 | 0.00019151 | 2143.9308 | 181.5786 | 0.0055084 | 0.0002335% | 2412.4936 | 2359.0201 | 2412.4991 | 2359.0256
1288.784 | 52.9229 | 1.3636 | 31.8854 | 0.0004091 | 3481.0304 | 179.9893 | 0.0055228 | 0.0001495% | 3747.1921 | 3694.2692 | 3747.1976 | 3694.2747
1288.88 | 52.6656 | 1.3554 | 31.777 | 0.00057849 | 2144.5431 | 179.1646 | 0.0055373 | 0.0002349% | 2409.5062 | 2356.8407 | 2409.5118 | 2356.8462
1288.976 | 53.1786 | 1.3663 | 32.0272 | 0.00044093 | 501.4399 | 180.3688 | 0.0055518 | 0.0007763% | 768.3813 | 715.2026 | 768.3868 | 715.2082
1289.072 | 53.7259 | 1.3784 | 32.2916 | 0.0002496 | 44.6436 | 181.7012 | 0.0055664 | 0.002141% | 313.7409 | 260.0151 | 313.7465 | 260.0206
1289.168 | 53.9521 | 1.3832 | 32.4037 | 0.00016375 | 1.9592 | 182.2549 | 0.005581 | 0.00256% | 271.9533 | 218.0012 | 271.9588 | 218.0068
1289.264 | 53.9063 | 1.3819 | 32.3846 | 0.00017886 | 4.9658 | 182.1651 | 0.0055956 | 0.002533% | 274.8038 | 220.8975 | 274.8094 | 220.9031
1289.36 | 53.798 | 1.3797 | 32.3326 | 0.00021043 | 21.5867 | 181.9818 | 0.0056103 | 0.002364% | 291.079 | 237.281 | 291.0846 | 237.2866
1289.456 | 53.883 | 1.383 | 32.3682 | 0.00014721 | 39.2994 | 182.3843 | 0.005625 | 0.002202% | 309.3181 | 255.4351 | 309.3237 | 255.4407
1289.552 | 53.9542 | 1.3868 | 32.3931 | 7.6632e-05 | 42.3111 | 182.8344 | 0.0056397 | 0.002178% | 312.8796 | 258.9254 | 312.8853 | 258.9311
1289.648 | 53.87 | 1.3877 | 32.3394 | 5.5706e-05 | 39.3121 | 182.9801 | 0.0056545 | 0.002209% | 309.8894 | 256.0194 | 309.8951 | 256.0251
1289.744 | 53.6979 | 1.3875 | 32.2388 | 5.5207e-05 | 21.6058 | 183.0036 | 0.0056693 | 0.00238% | 291.9337 | 238.2358 | 291.9394 | 238.2415
1289.84 | 53.4683 | 1.3862 | 32.109 | 7.3951e-05 | 5.1378 | 182.9135 | 0.0056841 | 0.002566% | 275.0148 | 221.5465 | 275.0205 | 221.5522
1289.936 | 53.1549 | 1.3824 | 31.9411 | 0.00013761 | 6.6909 | 182.5658 | 0.005699 | 0.00256% | 275.7352 | 222.5803 | 275.7409 | 222.586
1290.032 | 52.8797 | 1.3791 | 31.7939 | 0.00019323 | 172.7849 | 182.2633 | 0.005714 | 0.001472% | 441.1011 | 388.2214 | 441.1068 | 388.2271
1290.128 | 52.8266 | 1.3805 | 31.7559 | 0.00016301 | 1948.415 | 182.467 | 0.0057289 | 0.0002647% | 2216.8451 | 2164.0185 | 2216.8508 | 2164.0242
1290.224 | 52.8034 | 1.3814 | 31.7389 | 0.00014421 | 8406.8182 | 182.6058 | 0.0057439 | 6.661e-05% | 8675.3478 | 8622.5444 | 8675.3536 | 8622.5501
1290.32 | 52.7795 | 1.3807 | 31.7294 | 0.00015293 | 15189.0285 | 182.5805 | 0.0057589 | 3.738e-05% | 15457.4988 | 15404.7193 | 15457.5045 | 15404.725
1290.416 | 52.9001 | 1.3822 | 31.7959 | 0.00011748 | 26671.4967 | 182.7915 | 0.005774 | 2.147e-05% | 26940.3664 | 26887.4663 | 26940.3722 | 26887.4721
1290.512 | 53.072 | 1.3838 | 31.8929 | 8.2601e-05 | 80525.8579 | 183.0086 | 0.0057891 | 7.17e-06% | 80795.2152 | 80742.1432 | 80795.221 | 80742.149
1290.608 | 53.2279 | 1.3842 | 31.9858 | 6.8939e-05 | 127847.6932 | 183.1076 | 0.0058042 | 4.532e-06% | 128117.3988 | 128064.1709 | 128117.4046 | 128064.1767
1290.704 | 53.3726 | 1.3846 | 32.0728 | 5.8135e-05 | 78604.9563 | 183.1946 | 0.0058194 | 7.383e-06% | 78874.9808 | 78821.6083 | 78874.9866 | 78821.6141
1290.8 | 53.4575 | 1.3839 | 32.1287 | 5.7671e-05 | 18552.0452 | 183.1742 | 0.0058346 | 3.109e-05% | 18822.1894 | 18768.732 | 18822.1952 | 18768.7378
1290.896 | 53.4406 | 1.381 | 32.1343 | 7.7591e-05 | 2617.4098 | 182.9166 | 0.0058499 | 0.0002064% | 2887.2824 | 2833.8418 | 2887.2883 | 2833.8476
1290.992 | 53.4218 | 1.3786 | 32.1365 | 9.6531e-05 | 1678.4851 | 182.7091 | 0.0058652 | 0.0003096% | 1948.1311 | 1894.7094 | 1948.137 | 1894.7152
1291.088 | 53.529 | 1.3802 | 32.1944 | 8.3006e-05 | 1000.4429 | 182.9293 | 0.0058805 | 0.0004832% | 1270.4759 | 1216.947 | 1270.4818 | 1216.9528
1291.184 | 53.6447 | 1.3826 | 32.2535 | 5.9827e-05 | 234.881 | 183.2393 | 0.0058959 | 0.001305% | 505.4013 | 451.7566 | 505.4072 | 451.7625
1291.28 | 53.681 | 1.3833 | 32.2738 | 5.1101e-05 | 74.8296 | 183.3558 | 0.0059113 | 0.002026% | 345.5236 | 291.8426 | 345.5295 | 291.8485
1291.376 | 53.6919 | 1.3831 | 32.2828 | 5.2883e-05 | 615.0087 | 183.3864 | 0.0059267 | 0.0007123% | 885.753 | 832.0611 | 885.7589 | 832.067
1291.472 | 53.6643 | 1.3816 | 32.2754 | 7.6506e-05 | 2635.1246 | 183.2743 | 0.0059422 | 0.0002083% | 2905.7202 | 2852.0559 | 2905.7262 | 2852.0618
1291.568 | 53.4435 | 1.3749 | 32.179 | 0.00019191 | 4281.5533 | 182.6102 | 0.0059577 | 0.0001325% | 4551.1611 | 4497.7175 | 4551.167 | 4497.7235
1291.664 | 52.8466 | 1.3587 | 31.9083 | 0.00048055 | 2635.3858 | 180.9396 | 0.0059733 | 0.0002096% | 2902.4395 | 2849.5929 | 2902.4455 | 2849.5989
1291.76 | 52.4475 | 1.3476 | 31.7304 | 0.00067919 | 635.6243 | 179.8028 | 0.0059889 | 0.0007058% | 900.9533 | 848.5058 | 900.9593 | 848.5118
1291.856 | 52.9173 | 1.3581 | 31.9573 | 0.00049569 | 691.1518 | 180.9679 | 0.0060045 | 0.0006632% | 958.3528 | 905.4355 | 958.3588 | 905.4415
1291.952 | 53.3176 | 1.3668 | 32.1509 | 0.00034549 | 7214.2463 | 181.9526 | 0.0060202 | 8.103e-05% | 7483.0346 | 7429.717 | 7483.0406 | 7429.723
1292.048 | 53.3278 | 1.3661 | 32.1618 | 0.00036031 | 30937.6216 | 181.9227 | 0.0060359 | 1.937e-05% | 31206.4003 | 31153.0725 | 31206.4064 | 31153.0786
1292.144 | 53.4789 | 1.369 | 32.2382 | 0.00029896 | 50267.6091 | 182.2893 | 0.0060516 | 1.199e-05% | 50536.9848 | 50483.5059 | 50536.9909 | 50483.5119
1292.24 | 53.6486 | 1.3726 | 32.3226 | 0.00022489 | 30937.5986 | 182.7202 | 0.0060674 | 1.948e-05% | 31207.6628 | 31154.0142 | 31207.6689 | 31154.0203
1292.336 | 53.7755 | 1.3752 | 32.3874 | 0.00016994 | 7212.4317 | 183.0428 | 0.0060833 | 8.188e-05% | 7483.0127 | 7429.2372 | 7483.0188 | 7429.2433
1292.432 | 53.8523 | 1.3764 | 32.4292 | 0.00013997 | 636.9034 | 183.2279 | 0.0060991 | 0.0007142% | 907.7894 | 853.9371 | 907.7955 | 853.9432
1292.528 | 53.6813 | 1.3715 | 32.3539 | 0.00023298 | 21.304 | 182.7492 | 0.006115 | 0.002572% | 291.4602 | 237.7789 | 291.4663 | 237.785
1292.624 | 53.363 | 1.3629 | 32.2084 | 0.00039974 | 0.26993 | 181.8851 | 0.006131 | 0.002842% | 269.0898 | 215.7268 | 269.096 | 215.7329
1292.72 | 53.372 | 1.3627 | 32.2167 | 0.00040031 | 0.003636 | 181.9111 | 0.006147 | 0.002852% | 268.8666 | 215.4946 | 268.8727 | 215.5007
1292.816 | 53.7038 | 1.3708 | 32.3759 | 0.00023449 | 0.28697 | 182.8241 | 0.006163 | 0.002842% | 270.5618 | 216.858 | 270.5679 | 216.8642
1292.912 | 53.8575 | 1.3748 | 32.4487 | 0.00015065 | 8.5792 | 183.3019 | 0.006179 | 0.002738% | 279.5622 | 225.7047 | 279.5683 | 225.7109
1293.008 | 53.8024 | 1.3741 | 32.42 | 0.00015517 | 97.1524 | 183.2826 | 0.0061951 | 0.001972% | 368.0317 | 314.2293 | 368.0379 | 314.2355
1293.104 | 53.7721 | 1.3748 | 32.3997 | 0.0001202 | 416.7435 | 183.4046 | 0.0062113 | 0.0009798% | 687.6949 | 633.9228 | 687.7011 | 633.929
1293.2 | 53.736 | 1.376 | 32.3737 | 7.8505e-05 | 677.8827 | 183.5772 | 0.0062274 | 0.0006956% | 948.9455 | 895.2096 | 948.9517 | 895.2158
1293.296 | 53.6941 | 1.3774 | 32.3433 | 5.5758e-05 | 439.7865 | 183.7783 | 0.0062437 | 0.0009499% | 710.9795 | 657.2855 | 710.9858 | 657.2917
1293.392 | 53.6294 | 1.3783 | 32.3014 | 4.387e-05 | 358.2078 | 183.9292 | 0.0062599 | 0.001087% | 629.4461 | 575.8168 | 629.4524 | 575.8231
1293.488 | 53.5317 | 1.3783 | 32.2442 | 4.084e-05 | 1128.3717 | 183.9785 | 0.0062762 | 0.0004663% | 1399.5046 | 1345.9728 | 1399.5108 | 1345.9791
1293.584 | 53.4255 | 1.3778 | 32.1843 | 4.5497e-05 | 1819.7331 | 183.9746 | 0.0062926 | 0.0003089% | 2090.6954 | 2037.2698 | 2090.7017 | 2037.2761
1293.68 | 53.2761 | 1.3757 | 32.1062 | 8.3664e-05 | 1119.7962 | 183.7998 | 0.0063089 | 0.0004718% | 1390.3541 | 1337.078 | 1390.3604 | 1337.0843
1293.776 | 53.0025 | 1.3697 | 31.9732 | 0.0002067 | 261.0554 | 183.2079 | 0.0063253 | 0.001324% | 530.6089 | 477.6064 | 530.6153 | 477.6127
1293.872 | 52.7639 | 1.3637 | 31.8611 | 0.00032709 | 23.1546 | 182.6147 | 0.0063418 | 0.002654% | 291.7584 | 238.9945 | 291.7647 | 239.0008
1293.968 | 52.8513 | 1.3651 | 31.9077 | 0.00029013 | 8.8032 | 182.8109 | 0.0063583 | 0.002827% | 277.7385 | 224.8871 | 277.7448 | 224.8935
1294.064 | 53.0025 | 1.3674 | 31.9884 | 0.00023795 | 240.1369 | 183.1076 | 0.0063748 | 0.001396% | 509.603 | 456.6005 | 509.6093 | 456.6068
1294.16 | 53.0795 | 1.3674 | 32.0364 | 0.00023004 | 2719.2511 | 183.1609 | 0.0063914 | 0.0002177% | 2988.8955 | 2935.816 | 2988.9018 | 2935.8224
1294.256 | 53.299 | 1.3709 | 32.153 | 0.00014708 | 11664.1795 | 183.5836 | 0.006408 | 5.393e-05% | 11934.5861 | 11881.2871 | 11934.5925 | 11881.2935
1294.352 | 53.5265 | 1.3745 | 32.2738 | 6.7791e-05 | 18952.0338 | 184.0219 | 0.0064247 | 3.351e-05% | 19223.2305 | 19169.7041 | 19223.2369 | 19169.7105
1294.448 | 53.6089 | 1.3745 | 32.325 | 6.1574e-05 | 11664.1795 | 184.0711 | 0.0064414 | 5.421e-05% | 11935.559 | 11881.9501 | 11935.5655 | 11881.9565
1294.544 | 53.5739 | 1.3718 | 32.3186 | 0.00010817 | 2719.2511 | 183.8286 | 0.0064581 | 0.0002199% | 2990.344 | 2936.7701 | 2990.3504 | 2936.7765
1294.64 | 53.527 | 1.3692 | 32.3044 | 0.00015873 | 240.1271 | 183.6033 | 0.0064749 | 0.001416% | 510.9312 | 457.4042 | 510.9376 | 457.4106
1294.736 | 53.5043 | 1.3677 | 32.2996 | 0.00018599 | 8.0321 | 183.4982 | 0.0064917 | 0.002883% | 278.7022 | 225.1979 | 278.7087 | 225.2044
1294.832 | 53.4333 | 1.3654 | 32.2699 | 0.0002285 | 0.10177 | 183.2988 | 0.0065086 | 0.002999% | 270.4694 | 217.0361 | 270.4759 | 217.0426
1294.928 | 53.3795 | 1.3637 | 32.2475 | 0.00026282 | 0.0013654 | 183.1631 | 0.0065255 | 0.00301% | 270.1554 | 216.7759 | 270.1619 | 216.7825
1295.024 | 53.3939 | 1.3638 | 32.2574 | 0.00025517 | 0.10776 | 183.2207 | 0.0065424 | 0.003016% | 270.3438 | 216.9498 | 270.3503 | 216.9564
1295.12 | 53.5261 | 1.3668 | 32.3234 | 0.00018223 | 3.2217 | 183.6012 | 0.0065594 | 0.002975% | 274.0393 | 220.5132 | 274.0459 | 220.5198
1295.216 | 53.6544 | 1.3698 | 32.3876 | 0.00011652 | 36.4831 | 183.9725 | 0.0065765 | 0.002587% | 307.8675 | 254.2131 | 307.8741 | 254.2197
1295.312 | 53.5491 | 1.3669 | 32.3414 | 0.00016844 | 156.4936 | 183.7087 | 0.0065935 | 0.001763% | 427.4599 | 373.9108 | 427.4665 | 373.9174
1295.408 | 53.0431 | 1.354 | 32.1068 | 0.00043434 | 254.2718 | 182.3599 | 0.0066106 | 0.001406% | 523.136 | 470.0929 | 523.1426 | 470.0995
1295.504 | 52.4972 | 1.3399 | 31.855 | 0.0007439 | 156.4936 | 180.8915 | 0.0066278 | 0.001788% | 423.0779 | 370.5807 | 423.0846 | 370.5873
1295.6 | 52.2451 | 1.333 | 31.7427 | 0.00090375 | 36.4831 | 180.1973 | 0.006645 | 0.002661% | 302.0022 | 249.757 | 302.0088 | 249.7637
1295.696 | 52.1191 | 1.3293 | 31.6893 | 0.00098609 | 3.2217 | 179.8354 | 0.0066622 | 0.003083% | 268.1958 | 216.0767 | 268.2025 | 216.0833
1295.792 | 52.5325 | 1.3387 | 31.887 | 0.00077179 | 0.10776 | 180.9116 | 0.0066795 | 0.003118% | 266.7784 | 214.2459 | 266.785 | 214.2526
1295.888 | 53.0519 | 1.351 | 32.1343 | 0.00049447 | 0.003759 | 182.2891 | 0.0066968 | 0.003104% | 268.8304 | 215.7786 | 268.8371 | 215.7853
1295.984 | 53.4446 | 1.3604 | 32.3227 | 0.00028056 | 0.19042 | 183.3554 | 0.0067142 | 0.003091% | 270.6737 | 217.2292 | 270.6805 | 217.2359
1296.08 | 53.6044 | 1.3642 | 32.4002 | 0.000192 | 5.767 | 183.8183 | 0.0067316 | 0.003014% | 276.9543 | 223.3499 | 276.961 | 223.3566
1296.176 | 53.5738 | 1.3634 | 32.3867 | 0.00020745 | 67.5217 | 183.7891 | 0.006749 | 0.002368% | 338.635 | 285.0611 | 338.6417 | 285.0679
1296.272 | 53.6018 | 1.3643 | 32.4006 | 0.00018135 | 314.7202 | 183.9331 | 0.0067665 | 0.001271% | 586.0201 | 532.4183 | 586.0269 | 532.4251
1296.368 | 53.5503 | 1.3632 | 32.3765 | 0.00019336 | 618.9691 | 183.8667 | 0.0067841 | 0.0008109% | 890.1261 | 836.5758 | 890.1329 | 836.5826
1296.464 | 53.4057 | 1.3598 | 32.3084 | 0.00026277 | 555.7945 | 183.5498 | 0.0068016 | 0.0008799% | 826.4184 | 773.0128 | 826.4252 | 773.0196
1296.56 | 53.2498 | 1.3562 | 32.2353 | 0.00033899 | 237.1812 | 183.2101 | 0.0068193 | 0.001502% | 507.233 | 453.9832 | 507.2398 | 453.9901
1296.656 | 53.0922 | 1.3527 | 32.1606 | 0.00041318 | 46.0315 | 182.8787 | 0.0068369 | 0.002605% | 315.516 | 262.4239 | 315.5229 | 262.4307
1296.752 | 53.0456 | 1.3521 | 32.1368 | 0.00043131 | 3.7891 | 182.8608 | 0.0068546 | 0.003114% | 273.1849 | 220.1393 | 273.1917 | 220.1461
1296.848 | 52.8457 | 1.3478 | 32.0399 | 0.00053134 | 2.81 | 182.4433 | 0.0068724 | 0.003143% | 271.4871 | 218.6414 | 271.494 | 218.6483
1296.944 | 52.7779 | 1.3469 | 32.0054 | 0.00054387 | 80.3698 | 182.3958 | 0.0068902 | 0.002327% | 348.8963 | 296.1185 | 348.9032 | 296.1254
1297.04 | 53.064 | 1.355 | 32.1374 | 0.00035243 | 910.1083 | 183.3257 | 0.006908 | 0.000613% | 1179.9908 | 1126.9268 | 1179.9977 | 1126.9337
1297.136 | 52.8958 | 1.3522 | 32.0534 | 0.00041232 | 3903.8936 | 183.0662 | 0.0069259 | 0.0001681% | 4173.2617 | 4120.3658 | 4173.2686 | 4120.3728
1297.232 | 51.4495 | 1.3183 | 31.3664 | 0.0011769 | 6343.0719 | 179.4036 | 0.0069438 | 0.0001059% | 6606.6109 | 6555.1614 | 6606.6179 | 6555.1684
1297.328 | 49.7523 | 1.2784 | 30.5609 | 0.0020778 | 3903.9302 | 175.0977 | 0.0069618 | 0.0001694% | 4160.6217 | 4110.8693 | 4160.6286 | 4110.8763
1297.424 | 50.0887 | 1.2886 | 30.709 | 0.0018494 | 911.2024 | 176.2738 | 0.0069798 | 0.0006235% | 1169.5643 | 1119.4757 | 1169.5713 | 1119.4827
1297.52 | 51.7273 | 1.3309 | 31.4688 | 0.00088296 | 92.7579 | 180.9437 | 0.0069978 | 0.002283% | 358.2295 | 306.5022 | 358.2365 | 306.5092
1297.616 | 52.7087 | 1.3568 | 31.9226 | 0.00027697 | 55.8333 | 183.8188 | 0.0070159 | 0.002571% | 325.6405 | 272.9317 | 325.6475 | 272.9387
1297.712 | 52.8487 | 1.3616 | 31.9825 | 0.00015318 | 86.3844 | 184.3925 | 0.0070341 | 0.002313% | 356.9698 | 304.1211 | 356.9768 | 304.1281
1297.808 | 52.5875 | 1.3559 | 31.8551 | 0.00026614 | 53.145 | 183.8317 | 0.0070522 | 0.00261% | 322.7755 | 270.188 | 322.7826 | 270.1951
1297.904 | 52.304 | 1.349 | 31.7207 | 0.00040857 | 12.3896 | 183.1304 | 0.0070705 | 0.003093% | 280.8942 | 228.5901 | 280.9012 | 228.5972
1298 | 52.4292 | 1.3515 | 31.7849 | 0.00035228 | 1.0941 | 183.45 | 0.0070887 | 0.003256% | 270.11 | 217.6808 | 270.1171 | 217.6879
1298.096 | 52.7339 | 1.3577 | 31.9389 | 0.00021398 | 0.18295 | 184.1781 | 0.0071071 | 0.003265% | 270.3918 | 217.6579 | 270.3989 | 217.665
1298.192 | 52.7675 | 1.3566 | 31.9671 | 0.00022982 | 11.5515 | 184.1014 | 0.0071254 | 0.003112% | 281.7443 | 228.9768 | 281.7515 | 228.9839
1298.288 | 52.7349 | 1.3533 | 31.9657 | 0.00028944 | 345.3285 | 183.8012 | 0.0071438 | 0.00127% | 615.1839 | 562.4491 | 615.1911 | 562.4562
1298.384 | 53.0019 | 1.3575 | 32.1077 | 0.00019654 | 3910.5745 | 184.3033 | 0.0071623 | 0.0001735% | 4181.3451 | 4128.3432 | 4181.3523 | 4128.3504
1298.48 | 53.2774 | 1.3619 | 32.2534 | 0.00010037 | 16774.3404 | 184.8281 | 0.0071808 | 4.226e-05% | 17046.0612 | 16992.7838 | 17046.0684 | 16992.791
1298.576 | 53.4043 | 1.3626 | 32.3278 | 7.8914e-05 | 27255.0561 | 184.9583 | 0.0071993 | 2.62e-05% | 27527.109 | 27473.7048 | 27527.1162 | 27473.712
1298.672 | 53.5133 | 1.3632 | 32.3926 | 5.7872e-05 | 16774.3404 | 185.0767 | 0.0072179 | 4.248e-05% | 17046.6863 | 16993.173 | 17046.6935 | 16993.1802
1298.768 | 53.5998 | 1.3638 | 32.4438 | 3.774e-05 | 3910.5745 | 185.1951 | 0.0072365 | 0.0001752% | 4183.1771 | 4129.5773 | 4183.1843 | 4129.5845
1298.864 | 53.6371 | 1.3638 | 32.4683 | 3.1988e-05 | 345.3285 | 185.2427 | 0.0072552 | 0.001285% | 618.0404 | 564.4033 | 618.0477 | 564.4106
1298.96 | 53.6432 | 1.3635 | 32.4753 | 3.3239e-05 | 11.551 | 185.2549 | 0.0072739 | 0.003154% | 284.2879 | 230.6447 | 284.2951 | 230.6519
1299.056 | 53.6269 | 1.3628 | 32.4701 | 4.225e-05 | 0.14635 | 185.2355 | 0.0072927 | 0.003327% | 272.8417 | 219.2147 | 272.849 | 219.222
1299.152 | 53.5618 | 1.3611 | 32.4408 | 7.8396e-05 | 1.3821e-12 | 185.0975 | 0.0073115 | 0.00334% | 272.4613 | 218.8995 | 272.4686 | 218.9068
1299.248 | 53.2367 | 1.3531 | 32.2887 | 0.00027314 | 8.0624e-12 | 184.2692 | 0.0073303 | 0.003364% | 271.1479 | 217.9112 | 271.1552 | 217.9186
1299.344 | 52.131 | 1.3261 | 31.7692 | 0.00094947 | 8.2928e-12 | 181.3508 | 0.0073492 | 0.003427% | 266.5779 | 214.447 | 266.5853 | 214.4543
1299.44 | 50.9315 | 1.2967 | 31.2047 | 0.0016871 | 1.1748e-11 | 178.1817 | 0.0073682 | 0.003497% | 261.6163 | 210.6848 | 261.6237 | 210.6922
1299.536 | 51.2107 | 1.3035 | 31.3355 | 0.0015139 | 0.0015211 | 178.9892 | 0.0073872 | 0.003491% | 262.842 | 211.6313 | 262.8494 | 211.6387
1299.632 | 51.7616 | 1.3172 | 31.5957 | 0.0011681 | 0.12006 | 180.5412 | 0.0074062 | 0.003468% | 265.3369 | 213.5753 | 265.3443 | 213.5827
1299.728 | 51.8063 | 1.3186 | 31.6177 | 0.0011297 | 3.5892 | 180.7425 | 0.0074253 | 0.003418% | 269.0754 | 217.2691 | 269.0828 | 217.2765
1299.824 | 52.4732 | 1.3353 | 31.9317 | 0.00069489 | 40.6462 | 182.6231 | 0.0074444 | 0.002902% | 309.01 | 256.5369 | 309.0175 | 256.5443
1299.92 | 53.16 | 1.3525 | 32.2544 | 0.00024169 | 174.3868 | 184.5615 | 0.0074636 | 0.001901% | 445.7154 | 392.5554 | 445.7229 | 392.5629
1300.016 | 53.3189 | 1.3567 | 32.3273 | 0.0001205 | 283.7492 | 185.0779 | 0.0074828 | 0.001489% | 555.8301 | 502.5112 | 555.8376 | 502.5187
1300.112 | 53.3063 | 1.3568 | 32.3186 | 0.00011433 | 176.4055 | 185.133 | 0.0075021 | 0.001898% | 448.5204 | 395.2141 | 448.5279 | 395.2216
1300.208 | 53.0615 | 1.3512 | 32.2005 | 0.00025816 | 44.3939 | 184.5572 | 0.0075214 | 0.002865% | 315.5646 | 262.5031 | 315.5721 | 262.5106
1300.304 | 52.0177 | 1.3259 | 31.7059 | 0.00090594 | 7.624 | 181.8109 | 0.0075408 | 0.00339% | 274.4853 | 222.4676 | 274.4929 | 222.4752
1300.4 | 50.6313 | 1.292 | 31.0504 | 0.0017775 | 4.2564 | 178.1267 | 0.0075602 | 0.003521% | 265.3586 | 214.7272 | 265.3661 | 214.7348
1300.496 | 50.5183 | 1.2892 | 30.9946 | 0.0018514 | 14.2036 | 177.8656 | 0.0075797 | 0.003378% | 274.8731 | 224.3548 | 274.8807 | 224.3624
1300.592 | 51.1165 | 1.3038 | 31.2744 | 0.0014566 | 145.3568 | 179.5109 | 0.0075992 | 0.002126% | 408.5638 | 357.4473 | 408.5714 | 357.4549
1300.688 | 51.4491 | 1.3118 | 31.4307 | 0.0012256 | 704.2242 | 180.4329 | 0.0076187 | 0.0008305% | 968.85 | 917.4008 | 968.8576 | 917.4084
1300.784 | 52.1637 | 1.3291 | 31.7663 | 0.00078038 | 1498.8783 | 182.3824 | 0.0076383 | 0.0004456% | 1766.5206 | 1714.3569 | 1766.5282 | 1714.3646
1300.88 | 52.3598 | 1.3338 | 31.8558 | 0.00066835 | 1498.8428 | 182.9346 | 0.007658 | 0.0004465% | 1767.3276 | 1714.9678 | 1767.3352 | 1714.9755
1300.976 | 50.9748 | 1.3002 | 31.1989 | 0.0015459 | 704.2007 | 179.2337 | 0.0076777 | 0.0008382% | 966.9099 | 915.935 | 966.9176 | 915.9427
1301.072 | 49.685 | 1.2692 | 30.5856 | 0.0023509 | 145.5796 | 175.8354 | 0.0076974 | 0.002179% | 402.9571 | 353.2721 | 402.9648 | 353.2798
1301.168 | 50.8285 | 1.298 | 31.1188 | 0.0016013 | 15.1759 | 179.0832 | 0.0077172 | 0.003404% | 277.506 | 226.6775 | 277.5137 | 226.6852
1301.264 | 52.3656 | 1.3368 | 31.8368 | 0.00058894 | 5.3763 | 183.4297 | 0.007737 | 0.003485% | 274.3457 | 221.9802 | 274.3534 | 221.9879
1301.36 | 52.8257 | 1.3494 | 32.0458 | 0.00025263 | 3.7369 | 184.8702 | 0.0077569 | 0.003494% | 274.8283 | 222.0026 | 274.836 | 222.0103
1301.456 | 52.9154 | 1.3531 | 32.0802 | 0.0001483 | 3.735 | 185.3218 | 0.0077769 | 0.003495% | 275.4057 | 222.4903 | 275.4135 | 222.4981
1301.552 | 52.9502 | 1.3555 | 32.0887 | 7.9932e-05 | 4.9847 | 185.6251 | 0.0077968 | 0.00348% | 277.0042 | 224.054 | 277.012 | 224.0618
1301.648 | 52.9002 | 1.3555 | 32.0569 | 7.4029e-05 | 3.5214 | 185.6678 | 0.0078169 | 0.003512% | 275.5019 | 222.6016 | 275.5097 | 222.6094
1301.744 | 52.8253 | 1.3544 | 32.0151 | 9.7553e-05 | 39.3656 | 185.5902 | 0.0078369 | 0.003034% | 311.1508 | 258.3254 | 311.1586 | 258.3333
1301.84 | 52.8089 | 1.3542 | 32.0047 | 9.9089e-05 | 1155.9854 | 185.6092 | 0.0078571 | 0.0005714% | 1427.7625 | 1374.9536 | 1427.7703 | 1374.9614
1301.936 | 52.8333 | 1.3545 | 32.0169 | 8.6807e-05 | 13094.9371 | 185.6842 | 0.0078772 | 5.917e-05% | 13366.826 | 13313.9927 | 13366.8339 | 13314.0006
1302.032 | 52.8541 | 1.3543 | 32.0292 | 8.5009e-05 | 56227.3092 | 185.7117 | 0.0078975 | 1.399e-05% | 56499.2586 | 56446.4045 | 56499.2665 | 56446.4124
1302.128 | 52.6739 | 1.349 | 31.947 | 0.00021922 | 91602.7018 | 185.1719 | 0.0079177 | 8.623e-06% | 91873.8439 | 91821.17 | 91873.8518 | 91821.1779
1302.224 | 51.9767 | 1.331 | 31.6209 | 0.00068961 | 56776.5248 | 183.2216 | 0.0079381 | 1.393e-05% | 57044.6757 | 56992.699 | 57044.6837 | 56992.7069
1302.32 | 51.4314 | 1.3169 | 31.3663 | 0.0010571 | 13485.1856 | 181.6999 | 0.0079584 | 5.809e-05% | 13751.001 | 13699.5696 | 13751.009 | 13699.5776
1302.416 | 52.0151 | 1.3308 | 31.6426 | 0.00068658 | 1250.9929 | 183.2806 | 0.0079788 | 0.0005438% | 1519.2625 | 1467.2475 | 1519.2705 | 1467.2555
1302.512 | 52.6866 | 1.3472 | 31.9585 | 0.00025014 | 47.6532 | 185.1401 | 0.0079993 | 0.003006% | 318.7859 | 266.0993 | 318.7939 | 266.1073
1302.608 | 52.4568 | 1.342 | 31.8458 | 0.00039325 | 0.84179 | 184.6002 | 0.0080198 | 0.003668% | 271.087 | 218.6302 | 271.095 | 218.6382
1302.704 | 50.989 | 1.307 | 31.1451 | 0.0013479 | 0.0061679 | 180.7454 | 0.0080404 | 0.003771% | 264.194 | 213.205 | 264.202 | 213.213
1302.8 | 49.6625 | 1.2758 | 30.509 | 0.0021988 | 3.4833e-05 | 177.3184 | 0.008061 | 0.003855% | 258.768 | 209.1055 | 258.7761 | 209.1135
1302.896 | 50.5771 | 1.2998 | 30.9297 | 0.0015388 | 2.0732e-12 | 180.0411 | 0.0080817 | 0.003807% | 262.8493 | 212.2722 | 262.8574 | 212.2803
1302.992 | 52.018 | 1.337 | 31.6002 | 0.00051485 | 0 | 184.2146 | 0.0081024 | 0.003731% | 269.1703 | 217.1523 | 269.1784 | 217.1604
1303.088 | 52.5043 | 1.3506 | 31.8207 | 0.00013268 | 0 | 185.7712 | 0.0081232 | 0.00371% | 271.4469 | 218.9426 | 271.455 | 218.9507
1303.184 | 52.4343 | 1.3503 | 31.7777 | 0.00013738 | 5.7589e-13 | 185.7837 | 0.008144 | 0.00372% | 271.3462 | 218.9119 | 271.3544 | 218.92
1303.28 | 51.7719 | 1.3351 | 31.4546 | 0.00059234 | 3.6857e-12 | 184.1164 | 0.0081648 | 0.003764% | 268.6786 | 216.9067 | 268.6867 | 216.9148
1303.376 | 49.7342 | 1.2853 | 30.4829 | 0.0021032 | 0 | 178.5704 | 0.0081858 | 0.003892% | 260.0748 | 210.3407 | 260.083 | 210.3489
1303.472 | 48.0222 | 1.243 | 29.6695 | 0.0033878 | 0 | 173.8612 | 0.0082067 | 0.004008% | 252.7993 | 204.7771 | 252.8075 | 204.7853
1303.568 | 49.5059 | 1.2791 | 30.3741 | 0.002277 | 1.1287e-11 | 177.9737 | 0.0082277 | 0.003925% | 259.1351 | 209.6292 | 259.1433 | 209.6374
1303.664 | 51.6107 | 1.3305 | 31.3751 | 0.00070743 | 1.7046e-11 | 183.7879 | 0.0082488 | 0.00381% | 268.105 | 216.4943 | 268.1132 | 216.5025
1303.76 | 52.2897 | 1.3466 | 31.7005 | 0.00021234 | 1.1518e-11 | 185.628 | 0.0082699 | 0.003782% | 270.965 | 218.6753 | 270.9733 | 218.6836
1303.856 | 51.958 | 1.3374 | 31.5477 | 0.00044998 | 0.00040008 | 184.644 | 0.0082911 | 0.003811% | 269.4879 | 217.5298 | 269.4962 | 217.5381
1303.952 | 50.5362 | 1.301 | 30.8819 | 0.0014302 | 0.031577 | 180.6213 | 0.0083123 | 0.003905% | 263.3735 | 212.8373 | 263.3818 | 212.8456
1304.048 | 48.8162 | 1.2571 | 30.0755 | 0.0026524 | 0.94401 | 175.7362 | 0.0083336 | 0.004006% | 256.8316 | 208.0154 | 256.8399 | 208.0238
1304.144 | 47.2568 | 1.2173 | 29.338 | 0.0038941 | 10.6902 | 171.2565 | 0.0083549 | 0.003932% | 259.7626 | 212.5058 | 259.771 | 212.5142
1304.24 | 45.3041 | 1.168 | 28.4177 | 0.0054366 | 45.8553 | 165.7297 | 0.0083763 | 0.003473% | 286.4802 | 241.1761 | 286.4886 | 241.1845
1304.336 | 45.5392 | 1.1723 | 28.5454 | 0.0052966 | 74.5068 | 166.3123 | 0.0083977 | 0.003104% | 316.0812 | 270.5421 | 316.0896 | 270.5505
1304.432 | 47.5773 | 1.2206 | 29.5246 | 0.0037924 | 45.8814 | 171.8428 | 0.0084192 | 0.003388% | 296.0504 | 248.4731 | 296.0589 | 248.4815
1304.528 | 49.726 | 1.2716 | 30.5475 | 0.0022885 | 10.9859 | 177.6124 | 0.0084407 | 0.003829% | 270.1455 | 220.4196 | 270.154 | 220.428
1304.624 | 51.674 | 1.3178 | 31.4724 | 0.00097558 | 2.2138 | 182.8117 | 0.0084623 | 0.003885% | 269.4907 | 217.8167 | 269.4991 | 217.8252
1304.72 | 52.7338 | 1.3424 | 31.9782 | 0.00026904 | 2.1929 | 185.5956 | 0.0084839 | 0.003837% | 273.8432 | 221.1094 | 273.8517 | 221.1179
1304.816 | 52.9548 | 1.3467 | 32.0866 | 0.00013745 | 4.5228 | 186.1106 | 0.0085056 | 0.003796% | 277.0216 | 224.0668 | 277.0301 | 224.0753
1304.912 | 52.8812 | 1.3439 | 32.0537 | 0.00020241 | 52.3198 | 185.8495 | 0.0085273 | 0.00314% | 324.4483 | 271.5671 | 324.4569 | 271.5756
1305.008 | 52.8622 | 1.3428 | 32.0466 | 0.00022524 | 642.7844 | 185.765 | 0.0085491 | 0.0009918% | 914.8012 | 861.939 | 914.8098 | 861.9476
1305.104 | 52.999 | 1.3456 | 32.1143 | 0.00014232 | 5649.6965 | 186.127 | 0.008571 | 0.000146% | 5922.2826 | 5869.2836 | 5922.2912 | 5869.2922
1305.2 | 53.108 | 1.3479 | 32.1678 | 7.7099e-05 | 22993.9133 | 186.4232 | 0.0085929 | 3.702e-05% | 23266.9604 | 23213.8524 | 23266.969 | 23213.861
1305.296 | 53.0719 | 1.3467 | 32.1508 | 0.00010871 | 36925.1697 | 186.33 | 0.0086148 | 2.319e-05% | 37198.0693 | 37144.9974 | 37198.0779 | 37145.006
1305.392 | 52.6789 | 1.3368 | 31.964 | 0.00038605 | 22653.3193 | 185.2702 | 0.0086368 | 3.776e-05% | 22924.5696 | 22871.8907 | 22924.5782 | 22871.8993
1305.488 | 51.5636 | 1.3094 | 31.4371 | 0.0011565 | 5275.6915 | 182.2516 | 0.0086588 | 0.0001577% | 5542.2543 | 5490.6908 | 5542.263 | 5490.6994
1305.584 | 50.7651 | 1.2899 | 31.0607 | 0.0017017 | 465.7073 | 180.1069 | 0.0086809 | 0.00128% | 728.9317 | 678.1665 | 728.9404 | 678.1752
1305.68 | 51.6045 | 1.3102 | 31.4554 | 0.0011243 | 15.5755 | 182.4177 | 0.0087031 | 0.003771% | 282.3644 | 230.7599 | 282.3731 | 230.7686
1305.776 | 52.4717 | 1.3309 | 31.8632 | 0.00053706 | 0.19733 | 184.7828 | 0.0087253 | 0.003999% | 270.6464 | 218.1747 | 270.6551 | 218.1834
1305.872 | 52.6443 | 1.3347 | 31.9448 | 0.00042528 | 2.7643e-12 | 185.2529 | 0.0087476 | 0.004003% | 271.1771 | 218.5328 | 271.1859 | 218.5416
1305.968 | 52.8731 | 1.3401 | 32.0545 | 0.00026327 | 0 | 185.8927 | 0.0087699 | 0.003999% | 272.1606 | 219.2875 | 272.1694 | 219.2963
1306.064 | 53.0942 | 1.3452 | 32.1604 | 0.00010692 | 0 | 186.5124 | 0.0087923 | 0.003996% | 273.1123 | 220.0181 | 273.1211 | 220.0269
1306.16 | 53.1446 | 1.3461 | 32.185 | 7.7592e-05 | 0 | 186.6496 | 0.0088147 | 0.004003% | 273.3253 | 220.1807 | 273.3341 | 220.1895
1306.256 | 53.042 | 1.343 | 32.1371 | 0.00016431 | 9.2142e-13 | 186.349 | 0.0088371 | 0.00402% | 272.8712 | 219.8292 | 272.8801 | 219.8381
1306.352 | 52.5403 | 1.33 | 31.8991 | 0.00054545 | 2.7643e-12 | 184.9388 | 0.0088597 | 0.004061% | 270.7088 | 218.1685 | 270.7177 | 218.1773
1306.448 | 50.9034 | 1.2895 | 31.112 | 0.0017866 | 4.6071e-12 | 180.358 | 0.0088823 | 0.004175% | 263.6648 | 212.7614 | 263.6737 | 212.7703
1306.544 | 46.9796 | 1.1939 | 29.2087 | 0.0048033 | 6.9106e-12 | 169.3378 | 0.0089049 | 0.004458% | 246.7248 | 199.7452 | 246.7337 | 199.7541
1306.64 | 43.8971 | 1.1191 | 27.7112 | 0.0071879 | 7.9472e-12 | 160.7161 | 0.0089276 | 0.00471% | 233.4507 | 189.5536 | 233.4596 | 189.5625
1306.736 | 46.394 | 1.1801 | 28.9285 | 0.005261 | 5.2981e-12 | 167.8807 | 0.0089503 | 0.00452% | 244.3886 | 197.9946 | 244.3975 | 198.0035
1306.832 | 49.6238 | 1.2592 | 30.4994 | 0.002748 | 4.6071e-13 | 177.1334 | 0.0089731 | 0.004296% | 258.5186 | 208.8948 | 258.5276 | 208.9038
1306.928 | 50.6245 | 1.2845 | 30.9806 | 0.0019442 | 1.8428e-12 | 180.0972 | 0.008996 | 0.004236% | 262.9888 | 212.3643 | 262.9978 | 212.3733
1307.024 | 50.769 | 1.2891 | 31.0436 | 0.0018083 | 0 | 180.6558 | 0.0090189 | 0.004234% | 263.7593 | 212.9903 | 263.7683 | 212.9993
1307.12 | 50.1345 | 1.2746 | 30.7379 | 0.0022619 | 0 | 179.0801 | 0.0090419 | 0.004283% | 261.2293 | 211.0948 | 261.2384 | 211.1039
1307.216 | 50.0189 | 1.2728 | 30.6753 | 0.002295 | 1.8428e-12 | 178.9197 | 0.0090649 | 0.004299% | 260.889 | 210.8701 | 260.8981 | 210.8792
1307.312 | 51.1084 | 1.3003 | 31.1801 | 0.0014078 | 0 | 182.0447 | 0.009088 | 0.004236% | 265.6348 | 214.5265 | 265.6439 | 214.5355
1307.408 | 52.1727 | 1.327 | 31.6763 | 0.00057291 | 1.8428e-12 | 185.0796 | 0.0091111 | 0.004178% | 270.2561 | 218.0834 | 270.2652 | 218.0925
1307.504 | 52.6236 | 1.3384 | 31.887 | 0.0002222 | 0 | 186.399 | 0.0091343 | 0.004159% | 272.2483 | 219.6247 | 272.2574 | 219.6338
1307.6 | 52.755 | 1.3416 | 31.9491 | 0.00011833 | 3.6857e-12 | 186.8016 | 0.0091575 | 0.004161% | 272.8475 | 220.0924 | 272.8566 | 220.1016
1307.696 | 52.7837 | 1.342 | 31.9633 | 0.00010262 | 0 | 186.8876 | 0.0091808 | 0.004169% | 272.9768 | 220.1931 | 272.986 | 220.2022
1307.792 | 52.6808 | 1.339 | 31.9149 | 0.00020913 | 0 | 186.5818 | 0.0092042 | 0.004187% | 272.5167 | 219.8359 | 272.5259 | 219.8451
1307.888 | 51.7213 | 1.3148 | 31.4559 | 0.0010969 | 0 | 183.8527 | 0.0092276 | 0.00426% | 268.3458 | 216.6245 | 268.3551 | 216.6338
1307.984 | 48.2389 | 1.2291 | 29.7885 | 0.0042798 | 0.28063 | 174.0445 | 0.009251 | 0.004505% | 253.586 | 205.347 | 253.5952 | 205.3563
1308.08 | 44.3594 | 1.1339 | 27.9402 | 0.0077709 | 22.4366 | 163.1733 | 0.0092745 | 0.00432% | 259.0512 | 214.6917 | 259.0604 | 214.701
1308.176 | 45.6517 | 1.1646 | 28.575 | 0.0065344 | 684.8741 | 166.8129 | 0.0092981 | 0.001055% | 927.0847 | 881.433 | 927.094 | 881.4423
1308.272 | 49.8889 | 1.267 | 30.6028 | 0.0027447 | 8177.5764 | 178.6082 | 0.0093217 | 0.0001111% | 8437.9461 | 8388.0572 | 8437.9554 | 8388.0665
1308.368 | 52.2726 | 1.3245 | 31.7366 | 0.00066959 | 39855.4204 | 185.2071 | 0.0093454 | 2.332e-05% | 40125.9618 | 40073.6892 | 40125.9712 | 40073.6986
1308.464 | 52.7629 | 1.3361 | 31.9692 | 0.00024666 | 85251.849 | 186.5642 | 0.0093692 | 1.096e-05% | 85524.4815 | 85471.7186 | 85524.4909 | 85471.728
1308.56 | 52.7047 | 1.3343 | 31.9411 | 0.00028776 | 85768.531 | 186.4144 | 0.009393 | 1.092e-05% | 86040.9257 | 85988.221 | 86040.9351 | 85988.2304
1308.656 | 52.5323 | 1.3299 | 31.8588 | 0.0004205 | 40489.5829 | 185.9619 | 0.0094168 | 2.313e-05% | 40761.2663 | 40708.734 | 40761.2757 | 40708.7434
1308.752 | 52.3551 | 1.3254 | 31.7736 | 0.00055479 | 8353.3372 | 185.5013 | 0.0094407 | 0.0001101% | 8624.2931 | 8571.938 | 8624.3026 | 8571.9474
1308.848 | 52.3729 | 1.3257 | 31.7803 | 0.0005322 | 701.3288 | 185.5808 | 0.0094647 | 0.001029% | 972.389 | 920.0161 | 972.3985 | 920.0256
1308.944 | 52.261 | 1.3228 | 31.7262 | 0.00061074 | 22.9989 | 185.301 | 0.0094887 | 0.003932% | 293.6104 | 241.3494 | 293.6199 | 241.3589
1309.04 | 52.0717 | 1.318 | 31.6361 | 0.00076155 | 0.29188 | 184.7989 | 0.0095128 | 0.004363% | 270.1173 | 218.0456 | 270.1268 | 218.0551
1309.136 | 52.2236 | 1.3214 | 31.708 | 0.00065614 | 0.12322 | 185.2258 | 0.009537 | 0.004367% | 270.6027 | 218.3791 | 270.6122 | 218.3886
1309.232 | 52.4991 | 1.3278 | 31.8395 | 0.00045052 | 1.4694 | 185.9887 | 0.0095612 | 0.004334% | 273.1249 | 220.6258 | 273.1345 | 220.6353
1309.328 | 52.6859 | 1.3321 | 31.9295 | 0.00031434 | 7.1411 | 186.5087 | 0.0095854 | 0.004224% | 279.5976 | 226.9117 | 279.6072 | 226.9212
1309.424 | 52.4081 | 1.325 | 31.7981 | 0.00056496 | 15.198 | 185.7459 | 0.0096097 | 0.004106% | 286.4757 | 234.0676 | 286.4853 | 234.0772
1309.52 | 50.5479 | 1.2797 | 30.909 | 0.0021947 | 15.1952 | 180.5821 | 0.0096341 | 0.004226% | 278.516 | 227.9682 | 278.5257 | 227.9778
1309.616 | 46.3659 | 1.1783 | 28.8932 | 0.005976 | 7.1376 | 168.8751 | 0.0096586 | 0.004687% | 252.4561 | 206.0901 | 252.4657 | 206.0998
1309.712 | 43.8482 | 1.1176 | 27.6658 | 0.0083046 | 1.4684 | 161.8295 | 0.009683 | 0.005041% | 235.9379 | 192.0897 | 235.9476 | 192.0994
1309.808 | 46.0516 | 1.1719 | 28.7322 | 0.0061358 | 0.12395 | 168.2343 | 0.0097076 | 0.004896% | 244.3201 | 198.2685 | 244.3298 | 198.2782
1309.904 | 47.4588 | 1.2073 | 29.4303 | 0.0045193 | 0.054524 | 172.5151 | 0.0097322 | 0.004789% | 250.6704 | 203.2116 | 250.6802 | 203.2214
1310 | 47.8239 | 1.2176 | 29.6028 | 0.0040496 | 1.348 | 173.7765 | 0.0097569 | 0.004738% | 253.7729 | 205.949 | 253.7826 | 205.9587
1310.096 | 49.9762 | 1.2715 | 30.6076 | 0.0022646 | 14.5726 | 179.954 | 0.0097816 | 0.00432% | 276.3842 | 226.408 | 276.394 | 226.4178
1310.192 | 51.6554 | 1.3137 | 31.39 | 0.00087505 | 61.384 | 184.8139 | 0.0098064 | 0.003516% | 330.5578 | 278.9025 | 330.5677 | 278.9123
1310.288 | 51.4805 | 1.3106 | 31.2986 | 0.0010026 | 99.0447 | 184.497 | 0.0098312 | 0.00311% | 367.6324 | 316.152 | 367.6422 | 316.1618
1310.384 | 49.2426 | 1.2568 | 30.2342 | 0.002902 | 60.7964 | 178.3811 | 0.0098561 | 0.003641% | 319.914 | 270.6714 | 319.9239 | 270.6813
1310.48 | 45.5034 | 1.166 | 28.4595 | 0.0061193 | 14.1591 | 168.0024 | 0.0098811 | 0.004665% | 257.2965 | 211.7931 | 257.3064 | 211.803
1310.576 | 44.0836 | 1.1313 | 27.7855 | 0.0073141 | 1.2499 | 164.0526 | 0.0099061 | 0.0051% | 238.3102 | 194.2266 | 238.3201 | 194.2365
1310.672 | 46.7056 | 1.1946 | 29.0328 | 0.0050051 | 0.041801 | 171.3824 | 0.0099312 | 0.004925% | 248.3621 | 201.6566 | 248.3721 | 201.6665
1310.768 | 50.0139 | 1.2741 | 30.6036 | 0.0021881 | 0.00052958 | 180.5575 | 0.0099563 | 0.004687% | 262.4518 | 212.438 | 262.4618 | 212.4479
1310.864 | 51.2358 | 1.3024 | 31.1867 | 0.0011871 | 0 | 183.8402 | 0.0099815 | 0.004614% | 267.5662 | 216.3304 | 267.5761 | 216.3404
1310.96 | 51.0264 | 1.2955 | 31.0965 | 0.0013914 | 0 | 183.1178 | 0.010007 | 0.004643% | 266.5376 | 215.5112 | 266.5476 | 215.5212
1311.056 | 51.0333 | 1.2941 | 31.1087 | 0.0014425 | 0 | 183.0014 | 0.010032 | 0.004657% | 266.439 | 215.4057 | 266.449 | 215.4157
1311.152 | 51.7958 | 1.3114 | 31.4746 | 0.00087027 | 0 | 184.9968 | 0.010057 | 0.004618% | 269.5795 | 217.7837 | 269.5895 | 217.7938
1311.248 | 52.4542 | 1.3265 | 31.7897 | 0.0003587 | 0 | 186.7393 | 0.010083 | 0.004586% | 272.31 | 219.8559 | 272.3201 | 219.8659
1311.344 | 52.6833 | 1.3314 | 31.901 | 0.00018782 | 5.5285e-12 | 187.3387 | 0.010108 | 0.004583% | 273.2547 | 220.5713 | 273.2648 | 220.5814
1311.44 | 52.75 | 1.3328 | 31.9332 | 0.00013659 | 7.3713e-12 | 187.5408 | 0.010134 | 0.00459% | 273.5568 | 220.8069 | 273.567 | 220.817
1311.536 | 52.7672 | 1.3335 | 31.939 | 0.00010351 | 0 | 187.6666 | 0.01016 | 0.004598% | 273.7064 | 220.9392 | 273.7165 | 220.9494
1311.632 | 52.7539 | 1.3341 | 31.9272 | 7.6062e-05 | 0 | 187.7706 | 0.010185 | 0.004608% | 273.7859 | 221.032 | 273.7961 | 221.0422
1311.728 | 52.695 | 1.3341 | 31.8901 | 6.8445e-05 | 0 | 187.8213 | 0.010211 | 0.004619% | 273.7406 | 221.0455 | 273.7508 | 221.0557
1311.824 | 52.5528 | 1.3332 | 31.8071 | 9.7104e-05 | 0 | 187.7551 | 0.010237 | 0.004634% | 273.4482 | 220.8954 | 273.4584 | 220.9056
1311.92 | 52.2744 | 1.3304 | 31.6503 | 0.00018724 | 0 | 187.4849 | 0.010263 | 0.004655% | 272.7402 | 220.4658 | 272.7504 | 220.4761
1312.016 | 51.6601 | 1.3212 | 31.3248 | 0.00050587 | 0 | 186.4804 | 0.010289 | 0.004695% | 270.787 | 219.1269 | 270.7973 | 219.1372
1312.112 | 49.9731 | 1.2868 | 30.485 | 0.0017189 | 0 | 182.5953 | 0.010315 | 0.004812% | 264.342 | 214.3688 | 264.3523 | 214.3791
1312.208 | 46.9301 | 1.2191 | 28.9992 | 0.0041394 | 6.9106e-13 | 174.8472 | 0.010341 | 0.005042% | 251.9998 | 205.0697 | 252.0101 | 205.08
1312.304 | 45.2722 | 1.1856 | 28.167 | 0.0053612 | 0.16959 | 171.0002 | 0.010367 | 0.00517% | 245.7999 | 200.5277 | 245.8102 | 200.5381
1312.4 | 46.6999 | 1.2284 | 28.8027 | 0.0038321 | 13.3846 | 175.992 | 0.010393 | 0.004737% | 266.1114 | 219.4115 | 266.1218 | 219.4219
1312.496 | 48.245 | 1.2731 | 29.5026 | 0.0022168 | 400.1441 | 181.2113 | 0.010419 | 0.001702% | 660.3782 | 612.1333 | 660.3886 | 612.1437
1312.592 | 49.2225 | 1.3016 | 29.9422 | 0.0011666 | 4531.3182 | 184.5211 | 0.010445 | 0.00022% | 4796.3067 | 4747.0842 | 4796.3172 | 4747.0947
1312.688 | 49.7379 | 1.3155 | 30.1782 | 0.00063641 | 19437.0097 | 186.1376 | 0.010472 | 5.328e-05% | 19704.3795 | 19654.6416 | 19704.39 | 19654.6521
1312.784 | 49.0811 | 1.2964 | 29.8749 | 0.0013484 | 31581.3832 | 183.9674 | 0.010498 | 3.302e-05% | 31845.6044 | 31796.5233 | 31845.6149 | 31796.5338
1312.88 | 46.5797 | 1.2283 | 28.7055 | 0.0039943 | 19437.0697 | 176.0847 | 0.010525 | 5.358e-05% | 19689.6719 | 19643.0922 | 19689.6824 | 19643.1027
1312.976 | 44.7634 | 1.1755 | 27.8732 | 0.0060586 | 4531.5966 | 169.9759 | 0.010551 | 0.000223% | 4775.3907 | 4730.6273 | 4775.4012 | 4730.6378
1313.072 | 46.8591 | 1.2201 | 28.917 | 0.0043014 | 400.699 | 175.2394 | 0.010578 | 0.001745% | 652.9389 | 606.0798 | 652.9495 | 606.0904
1313.168 | 48.7765 | 1.2609 | 29.8802 | 0.0026467 | 13.9591 | 180.0809 | 0.010605 | 0.004709% | 273.9602 | 225.1837 | 273.9708 | 225.1943
1313.264 | 49.1322 | 1.263 | 30.0921 | 0.002519 | 0.55485 | 180.3938 | 0.010631 | 0.005008% | 261.4383 | 212.3062 | 261.4489 | 212.3168
1313.36 | 50.2066 | 1.2834 | 30.628 | 0.0017787 | 0.15905 | 182.7705 | 0.010658 | 0.004961% | 265.0494 | 214.8428 | 265.06 | 214.8535
1313.456 | 50.1797 | 1.2787 | 30.6202 | 0.0020899 | 0.03185 | 182.1776 | 0.010685 | 0.00499% | 264.2902 | 214.1104 | 264.3008 | 214.1211
1313.552 | 45.7833 | 1.1692 | 28.4895 | 0.0067598 | 0.0026608 | 169.2421 | 0.010712 | 0.005385% | 244.6935 | 198.9102 | 244.7042 | 198.921
1313.648 | 38.8406 | 0.99891 | 25.1019 | 0.014271 | 0.00025176 | 149.0585 | 0.010739 | 0.00613% | 214.0145 | 175.1739 | 214.0252 | 175.1846
1313.744 | 38.1997 | 0.98291 | 24.7725 | 0.015314 | 0.0049246 | 147.1235 | 0.010766 | 0.006227% | 211.0989 | 172.8992 | 211.1097 | 172.91
1313.84 | 44.87 | 1.1453 | 28.029 | 0.0081734 | 0.055757 | 166.4674 | 0.010793 | 0.005515% | 240.5757 | 195.7057 | 240.5865 | 195.7165
1313.936 | 49.7588 | 1.264 | 30.4295 | 0.002741 | 0.23933 | 180.6727 | 0.01082 | 0.005089% | 262.3671 | 212.6083 | 262.378 | 212.6192
1314.032 | 50.6404 | 1.2845 | 30.8746 | 0.001684 | 0.39373 | 183.2025 | 0.010847 | 0.005028% | 266.3975 | 215.7571 | 266.4084 | 215.768
1314.128 | 50.09 | 1.2699 | 30.6259 | 0.0021352 | 0.29736 | 181.5711 | 0.010875 | 0.005087% | 263.8564 | 213.7664 | 263.8672 | 213.7773
1314.224 | 49.1811 | 1.2465 | 30.2062 | 0.0029239 | 0.30541 | 178.937 | 0.010902 | 0.005174% | 259.8791 | 210.698 | 259.89 | 210.7089
1314.32 | 49.4061 | 1.2511 | 30.3153 | 0.0027446 | 0.41057 | 179.5061 | 0.01093 | 0.005168% | 260.892 | 211.4858 | 260.9029 | 211.4968
1314.416 | 49.9236 | 1.2634 | 30.557 | 0.0022583 | 0.24982 | 180.9657 | 0.010957 | 0.005143% | 262.9619 | 213.0383 | 262.9728 | 213.0492
1314.512 | 49.6501 | 1.2575 | 30.4219 | 0.0024133 | 0.058205 | 180.3359 | 0.010985 | 0.00518% | 261.726 | 212.0759 | 261.737 | 212.0869
1314.608 | 49.5921 | 1.2582 | 30.379 | 0.0024276 | 0.0051397 | 180.4557 | 0.011012 | 0.005192% | 261.6926 | 212.1005 | 261.7037 | 212.1116
1314.704 | 48.6826 | 1.2401 | 29.9231 | 0.0032906 | 0.00017192 | 178.384 | 0.01104 | 0.005268% | 258.2332 | 209.5507 | 258.2443 | 209.5617
1314.8 | 46.2288 | 1.1865 | 28.7262 | 0.0054774 | 2.1783e-06 | 172.2046 | 0.011068 | 0.005476% | 248.3515 | 202.1227 | 248.3626 | 202.1338
1314.896 | 45.438 | 1.1752 | 28.3028 | 0.0059439 | 1.7296e-05 | 170.9231 | 0.011096 | 0.005536% | 245.845 | 200.407 | 245.8561 | 200.4181
1314.992 | 47.4556 | 1.2334 | 29.2033 | 0.0036381 | 0.0013651 | 177.7123 | 0.011123 | 0.005344% | 255.6096 | 208.1541 | 255.6208 | 208.1652
1315.088 | 49.2 | 1.285 | 29.9774 | 0.0015805 | 0.04081 | 183.7278 | 0.011151 | 0.005186% | 264.2327 | 215.0327 | 264.2438 | 215.0438
1315.184 | 49.0687 | 1.2895 | 29.8699 | 0.0013952 | 0.77957 | 184.2867 | 0.011179 | 0.00517% | 265.2957 | 216.227 | 265.3069 | 216.2382
1315.28 | 47.2701 | 1.2506 | 28.9835 | 0.0029351 | 27.036 | 179.8146 | 0.011207 | 0.004727% | 284.3578 | 237.0877 | 284.369 | 237.0989
1315.376 | 45.7753 | 1.2169 | 28.2537 | 0.0042864 | 752.2417 | 175.9476 | 0.011236 | 0.001173% | 1003.4395 | 957.6641 | 1003.4507 | 957.6754
1315.472 | 46.2505 | 1.23 | 28.4691 | 0.0037383 | 8484.6158 | 177.51 | 0.011264 | 0.0001296% | 8738.0791 | 8691.8287 | 8738.0904 | 8691.8399
1315.568 | 45.6675 | 1.2131 | 28.1986 | 0.0043592 | 36392.9072 | 175.5446 | 0.011292 | 3.085e-05% | 36643.5354 | 36597.8679 | 36643.5467 | 36597.8792
1315.664 | 44.6639 | 1.1823 | 27.7479 | 0.0055434 | 59157.9085 | 171.9753 | 0.011321 | 1.907e-05% | 59403.4835 | 59358.8196 | 59403.4948 | 59358.8309
1315.76 | 46.5157 | 1.2214 | 28.6694 | 0.0040072 | 36453.3608 | 176.5922 | 0.011349 | 3.096e-05% | 36706.3636 | 36659.8479 | 36706.3749 | 36659.8592
1315.856 | 48.818 | 1.2707 | 29.8102 | 0.0020866 | 8525.6176 | 182.4143 | 0.011377 | 0.0001302% | 8787.9329 | 8739.1149 | 8787.9443 | 8739.1263
1315.952 | 50.292 | 1.2988 | 30.5545 | 0.00099918 | 760.5867 | 185.7066 | 0.011406 | 0.001166% | 1028.4396 | 978.1476 | 1028.451 | 978.159
1316.048 | 51.1083 | 1.3104 | 30.9857 | 0.00054946 | 32.6337 | 187.0839 | 0.011435 | 0.004537% | 303.1226 | 252.0143 | 303.1341 | 252.0258
1316.144 | 51.107 | 1.3026 | 31.0265 | 0.00082605 | 14.2304 | 186.2322 | 0.011463 | 0.004924% | 283.8995 | 232.7925 | 283.9109 | 232.804
1316.24 | 51.0212 | 1.2945 | 31.018 | 0.0011087 | 13.4681 | 185.3428 | 0.011492 | 0.004972% | 282.1456 | 231.1244 | 282.1571 | 231.1359
1316.336 | 51.5573 | 1.3036 | 31.2912 | 0.00073682 | 6.1699 | 186.4298 | 0.011521 | 0.005116% | 276.7525 | 225.1952 | 276.764 | 225.2067
1316.432 | 52.0756 | 1.314 | 31.5464 | 0.00031976 | 1.2513 | 187.6632 | 0.01155 | 0.005208% | 273.8508 | 221.7751 | 273.8623 | 221.7867
1316.528 | 52.2461 | 1.317 | 31.6317 | 0.00022183 | 0.10423 | 188.0513 | 0.011579 | 0.005237% | 273.3505 | 221.1044 | 273.3621 | 221.116
1316.624 | 52.2014 | 1.3153 | 31.612 | 0.00031822 | 0.0034073 | 187.9025 | 0.011608 | 0.005256% | 273.0349 | 220.8335 | 273.0465 | 220.8451
1316.72 | 51.6247 | 1.301 | 31.3381 | 0.00094402 | 4.2558e-05 | 186.2836 | 0.011637 | 0.005316% | 270.5484 | 218.9237 | 270.56 | 218.9353
1316.816 | 49.0919 | 1.2395 | 30.1251 | 0.0036788 | 1.4973e-12 | 179.0921 | 0.011666 | 0.005543% | 259.5524 | 210.4604 | 259.564 | 210.4721
1316.912 | 43.7035 | 1.1089 | 27.5157 | 0.0096401 | 0 | 163.589 | 0.011695 | 0.006084% | 235.9267 | 192.2232 | 235.9384 | 192.2349
1317.008 | 40.3977 | 1.0285 | 25.9012 | 0.013338 | 0 | 153.984 | 0.011725 | 0.00648% | 221.3247 | 180.927 | 221.3364 | 180.9387
1317.104 | 44.0659 | 1.1169 | 27.6897 | 0.0091688 | 2.5051e-12 | 164.6059 | 0.011754 | 0.006077% | 237.4876 | 193.4217 | 237.4994 | 193.4335
1317.2 | 49.224 | 1.2414 | 30.1894 | 0.0034909 | 1.2641e-11 | 179.4963 | 0.011783 | 0.005586% | 260.1546 | 210.9307 | 260.1664 | 210.9424
1317.296 | 51.4036 | 1.2946 | 31.2304 | 0.0011705 | 1.2209e-11 | 185.8105 | 0.011813 | 0.00541% | 269.7402 | 218.3366 | 269.752 | 218.3484
1317.392 | 51.9883 | 1.3101 | 31.4997 | 0.00051158 | 6.4499e-12 | 187.6602 | 0.011843 | 0.005371% | 272.4588 | 220.4705 | 272.4707 | 220.4824
1317.488 | 52.1654 | 1.3166 | 31.5719 | 0.00024702 | 0 | 188.4401 | 0.011872 | 0.005364% | 273.4942 | 221.3288 | 273.5061 | 221.3407
1317.584 | 52.1154 | 1.3177 | 31.5341 | 0.00018405 | 0 | 188.6179 | 0.011902 | 0.005374% | 273.5853 | 221.4698 | 273.5972 | 221.4817
1317.68 | 51.9722 | 1.3168 | 31.4504 | 0.00019536 | 0 | 188.556 | 0.011932 | 0.005391% | 273.2956 | 221.3234 | 273.3075 | 221.3353
1317.776 | 51.7943 | 1.3152 | 31.3497 | 0.00026058 | 0 | 188.4164 | 0.011962 | 0.00541% | 272.8759 | 221.0816 | 272.8879 | 221.0936
1317.872 | 51.4636 | 1.3095 | 31.1785 | 0.00048248 | 0 | 187.8016 | 0.011991 | 0.005444% | 271.7536 | 220.29 | 271.7656 | 220.302
1317.968 | 51.127 | 1.3026 | 31.009 | 0.00072434 | 0 | 187.0584 | 0.012021 | 0.00548% | 270.4979 | 219.3708 | 270.5099 | 219.3828
1318.064 | 50.846 | 1.2961 | 30.8723 | 0.0010057 | 0 | 186.334 | 0.012052 | 0.005516% | 269.3494 | 218.5033 | 269.3614 | 218.5154
1318.16 | 49.2205 | 1.2555 | 30.1005 | 0.0028731 | 0 | 181.5947 | 0.012082 | 0.005673% | 262.1741 | 212.9536 | 262.1862 | 212.9657
1318.256 | 45.2587 | 1.1568 | 28.2046 | 0.0074947 | 0 | 169.9219 | 0.012112 | 0.006078% | 244.5496 | 199.2909 | 244.5617 | 199.303
1318.352 | 43.0266 | 1.0995 | 27.1333 | 0.010241 | 3.5705e-12 | 163.0954 | 0.012142 | 0.006346% | 234.3652 | 191.3386 | 234.3773 | 191.3507
1318.448 | 45.8082 | 1.1641 | 28.4938 | 0.0071091 | 1.1518e-12 | 170.8525 | 0.012173 | 0.006071% | 246.3256 | 200.5174 | 246.3378 | 200.5296
1318.544 | 48.5875 | 1.2285 | 29.8609 | 0.0039052 | 6.6803e-12 | 178.6434 | 0.012203 | 0.005818% | 258.3242 | 209.7367 | 258.3364 | 209.7489
1318.64 | 48.852 | 1.2319 | 29.9974 | 0.0038296 | 1.6182e-11 | 179.0541 | 0.012233 | 0.005818% | 259.1392 | 210.2872 | 259.1514 | 210.2994
1318.736 | 45.9705 | 1.1597 | 28.5988 | 0.0075587 | 6.3851e-12 | 170.3719 | 0.012264 | 0.006128% | 246.1084 | 200.138 | 246.1207 | 200.1502
1318.832 | 43.4803 | 1.0979 | 27.3899 | 0.010686 | 0 | 162.9403 | 0.012295 | 0.006422% | 234.919 | 191.4387 | 234.9313 | 191.451
1318.928 | 46.7317 | 1.175 | 28.9717 | 0.0068931 | 7.1925e-12 | 172.255 | 0.012325 | 0.006089% | 249.1403 | 202.4086 | 249.1527 | 202.4209
1319.024 | 50.6881 | 1.2697 | 30.8926 | 0.0022794 | 7.68e-12 | 183.7503 | 0.012356 | 0.005723% | 266.6031 | 215.915 | 266.6154 | 215.9273
1319.12 | 51.5246 | 1.2898 | 31.3017 | 0.0012596 | 0 | 186.3931 | 0.012387 | 0.005657% | 270.5105 | 218.9858 | 270.5229 | 218.9982
1319.216 | 49.5983 | 1.2437 | 30.3914 | 0.0032401 | 8.0624e-13 | 181.2418 | 0.012418 | 0.005833% | 262.4785 | 212.8801 | 262.4909 | 212.8926
1319.312 | 45.7073 | 1.1506 | 28.5446 | 0.0073674 | 0 | 170.51 | 0.012449 | 0.006218% | 245.9198 | 200.2124 | 245.9322 | 200.2249
1319.408 | 43.4858 | 1.0975 | 27.4855 | 0.0097017 | 9.2142e-13 | 164.4846 | 0.01248 | 0.006464% | 236.563 | 193.0772 | 236.5755 | 193.0897
1319.504 | 45.6816 | 1.1502 | 28.5278 | 0.0072802 | 7.3713e-12 | 171.0376 | 0.012511 | 0.006233% | 246.4046 | 200.723 | 246.4171 | 200.7355
1319.6 | 49.5813 | 1.2438 | 30.3745 | 0.0031464 | 5.5285e-12 | 182.4248 | 0.012542 | 0.00586% | 263.6275 | 214.0462 | 263.64 | 214.0587
1319.696 | 51.6898 | 1.2947 | 31.3678 | 0.00098212 | 1.8428e-12 | 188.7197 | 0.012574 | 0.00568% | 273.073 | 221.3832 | 273.0855 | 221.3957
1319.792 | 51.896 | 1.2999 | 31.4589 | 0.00078816 | 0 | 189.6162 | 0.012605 | 0.005668% | 274.2718 | 222.3758 | 274.2844 | 222.3884
1319.888 | 50.2467 | 1.2604 | 30.6503 | 0.002776 | 0 | 185.0859 | 0.012637 | 0.005823% | 267.2461 | 216.9994 | 267.2587 | 217.012
1319.984 | 44.6337 | 1.1254 | 27.8958 | 0.0098716 | 4.1464e-12 | 168.7606 | 0.012668 | 0.006405% | 242.4254 | 197.7917 | 242.4381 | 197.8043
1320.08 | 37.6347 | 0.95719 | 24.4738 | 0.018778 | 0 | 148.3741 | 0.0127 | 0.007306% | 211.4586 | 173.8239 | 211.4713 | 173.8366
1320.176 | 37.5204 | 0.95526 | 24.4499 | 0.01868 | 0 | 148.5885 | 0.012731 | 0.007316% | 211.5328 | 174.0124 | 211.5455 | 174.0251
1320.272 | 41.4131 | 1.0499 | 26.3857 | 0.013051 | 0 | 160.6837 | 0.012763 | 0.006784% | 229.5455 | 188.1324 | 229.5582 | 188.1451
1320.368 | 43.0635 | 1.0905 | 27.2107 | 0.010389 | 1.3821e-12 | 166.0464 | 0.012795 | 0.006583% | 237.4215 | 194.358 | 237.4343 | 194.3708
1320.464 | 45.8657 | 1.1586 | 28.5603 | 0.0070695 | 5.7589e-13 | 174.6604 | 0.012827 | 0.006276% | 250.252 | 204.3864 | 250.2648 | 204.3992
1320.56 | 49.5413 | 1.2477 | 30.3095 | 0.002999 | 0.052314 | 185.7388 | 0.012859 | 0.005916% | 266.8926 | 217.3513 | 266.9055 | 217.3642
1320.656 | 51.4079 | 1.2934 | 31.1891 | 0.00098614 | 4.1823 | 191.5085 | 0.012891 | 0.00565% | 279.5821 | 228.1742 | 279.595 | 228.1871
1320.752 | 51.8092 | 1.3035 | 31.3742 | 0.00054438 | 127.6524 | 193.019 | 0.012923 | 0.003657% | 405.1589 | 353.3497 | 405.1718 | 353.3626
1320.848 | 51.481 | 1.296 | 31.2152 | 0.00082948 | 1523.8406 | 192.4162 | 0.012955 | 0.0007408% | 1800.2499 | 1748.7689 | 1800.2628 | 1748.7819
1320.944 | 50.4761 | 1.2723 | 30.7387 | 0.0018065 | 7422.9127 | 189.8577 | 0.012987 | 0.0001699% | 7695.2594 | 7644.7833 | 7695.2723 | 7644.7963
1321.04 | 49.7157 | 1.2543 | 30.3781 | 0.0025771 | 15863.1022 | 187.9979 | 0.01302 | 8.095e-05% | 16132.4508 | 16082.7351 | 16132.4638 | 16082.7481
1321.136 | 50.205 | 1.2664 | 30.6015 | 0.0021183 | 15941.0831 | 189.722 | 0.013052 | 8.075e-05% | 16212.8801 | 16162.6751 | 16212.8932 | 16162.6882
1321.232 | 49.3964 | 1.2468 | 30.1873 | 0.0032092 | 7518.6245 | 187.4591 | 0.013085 | 0.0001691% | 7786.9172 | 7737.5208 | 7786.9303 | 7737.5339
1321.328 | 44.581 | 1.1299 | 27.8102 | 0.0090479 | 1550.3675 | 172.9663 | 0.013117 | 0.0007486% | 1796.864 | 1752.283 | 1796.8771 | 1752.2961
1321.424 | 40.7408 | 1.0365 | 25.9132 | 0.013729 | 130.1359 | 161.4342 | 0.01315 | 0.004128% | 359.2744 | 318.5336 | 359.2875 | 318.5467
1321.52 | 44.4857 | 1.1272 | 27.7643 | 0.0091769 | 4.2672 | 173.2214 | 0.013182 | 0.006387% | 250.8749 | 206.3892 | 250.8881 | 206.4024
1321.616 | 49.492 | 1.2483 | 30.2299 | 0.0031226 | 0.053405 | 188.8139 | 0.013215 | 0.005997% | 269.8405 | 220.3486 | 269.8537 | 220.3618
1321.712 | 51.3625 | 1.2931 | 31.1431 | 0.00093492 | 0.00016974 | 194.7014 | 0.013248 | 0.005833% | 278.5011 | 227.1386 | 278.5143 | 227.1519
1321.808 | 51.8115 | 1.3031 | 31.3619 | 0.00046057 | 0.0051404 | 196.2274 | 0.013281 | 0.005802% | 280.7095 | 228.898 | 280.7228 | 228.9113
1321.904 | 51.7094 | 1.2997 | 31.3186 | 0.00055502 | 0.060184 | 196.1095 | 0.013314 | 0.005819% | 280.498 | 228.7886 | 280.5113 | 228.8019
1322 | 50.7574 | 1.2759 | 30.875 | 0.0014548 | 0.28049 | 193.4956 | 0.013347 | 0.005908% | 276.6858 | 225.9284 | 276.6991 | 225.9417
1322.096 | 49.2648 | 1.239 | 30.1777 | 0.002962 | 0.55154 | 189.2925 | 0.01338 | 0.006047% | 270.5285 | 221.2638 | 270.5419 | 221.2771
1322.192 | 48.9222 | 1.2299 | 30.02 | 0.0034619 | 0.49511 | 188.4732 | 0.013414 | 0.006091% | 269.1439 | 220.2217 | 269.1573 | 220.2351
1322.288 | 49.5827 | 1.2451 | 30.3325 | 0.0029388 | 0.21123 | 190.6149 | 0.013447 | 0.006046% | 271.9893 | 222.4066 | 272.0028 | 222.42
1322.384 | 49.1749 | 1.2347 | 30.1433 | 0.0035077 | 0.04143 | 189.6256 | 0.01348 | 0.006098% | 270.2235 | 221.0485 | 270.237 | 221.062
1322.48 | 48.1 | 1.2086 | 29.6398 | 0.0047976 | 0.016621 | 186.6875 | 0.013514 | 0.006212% | 265.6574 | 217.5573 | 265.6709 | 217.5708
1322.576 | 48.2174 | 1.2112 | 29.6942 | 0.0047156 | 0.15059 | 187.2862 | 0.013547 | 0.006205% | 266.5643 | 218.3469 | 266.5779 | 218.3605
1322.672 | 49.3289 | 1.2376 | 30.2131 | 0.0034587 | 0.6492 | 190.8249 | 0.013581 | 0.006092% | 272.2571 | 222.9282 | 272.2707 | 222.9418
1322.768 | 48.5892 | 1.2196 | 29.8519 | 0.0043442 | 1.0966 | 188.8048 | 0.013615 | 0.006161% | 269.5665 | 220.9773 | 269.5801 | 220.9909
1322.864 | 45.0807 | 1.1353 | 28.1577 | 0.0086324 | 0.85409 | 178.3517 | 0.013648 | 0.006546% | 253.5881 | 208.5074 | 253.6017 | 208.5211
1322.96 | 42.6232 | 1.0763 | 26.9605 | 0.011777 | 0.49025 | 171.0632 | 0.013682 | 0.006855% | 242.2253 | 199.6021 | 242.239 | 199.6158
1323.056 | 43.2374 | 1.0913 | 27.256 | 0.011309 | 0.22247 | 173.2341 | 0.013716 | 0.006796% | 245.0526 | 201.8152 | 245.0663 | 201.8289
1323.152 | 41.3216 | 1.0453 | 26.3165 | 0.014383 | 0.17092 | 167.525 | 0.01375 | 0.007049% | 236.3937 | 195.0721 | 236.4074 | 195.0858
1323.248 | 39.784 | 1.0081 | 25.5449 | 0.016802 | 9.7311 | 162.8953 | 0.013784 | 0.00692% | 238.9803 | 199.1963 | 238.9941 | 199.2101
1323.344 | 44.0126 | 1.1098 | 27.6007 | 0.010938 | 296.746 | 176.2864 | 0.013819 | 0.002754% | 545.7663 | 501.7537 | 545.7801 | 501.7675
1323.44 | 48.7632 | 1.224 | 29.9117 | 0.0044009 | 3538.4337 | 191.2947 | 0.013853 | 0.0003683% | 3809.6317 | 3760.8684 | 3809.6455 | 3760.8823
1323.536 | 50.8778 | 1.2745 | 30.9267 | 0.0017105 | 17193.9844 | 198.0169 | 0.013887 | 7.97e-05% | 17475.082 | 17424.2042 | 17475.0959 | 17424.2181
1323.632 | 51.3115 | 1.2844 | 31.1331 | 0.0012201 | 36584.2168 | 199.5501 | 0.013922 | 3.781e-05% | 36867.4972 | 36816.1857 | 36867.5111 | 36816.1996
1323.728 | 51.1593 | 1.28 | 31.0635 | 0.0014334 | 36566.2682 | 199.2901 | 0.013956 | 3.793e-05% | 36849.0625 | 36797.9032 | 36849.0765 | 36797.9172
1323.824 | 50.6656 | 1.2673 | 30.831 | 0.0021185 | 17171.9547 | 197.9542 | 0.013991 | 8.04e-05% | 17452.675 | 17402.0093 | 17452.6889 | 17402.0233
1323.92 | 47.7389 | 1.1964 | 29.4327 | 0.0060241 | 3532.328 | 189.1 | 0.014025 | 0.0003738% | 3799.802 | 3752.0631 | 3799.8161 | 3752.0772
1324.016 | 42.1741 | 1.0621 | 26.7458 | 0.013892 | 296.1742 | 171.9523 | 0.01406 | 0.002835% | 538.1224 | 495.9484 | 538.1365 | 495.9624
1324.112 | 39.8354 | 1.005 | 25.5966 | 0.017633 | 9.7073 | 164.7022 | 0.014095 | 0.007011% | 240.8641 | 201.0288 | 240.8782 | 201.0429
1324.208 | 42.3565 | 1.0648 | 26.8358 | 0.013652 | 0.12145 | 172.8298 | 0.01413 | 0.007035% | 243.222 | 200.8655 | 243.2361 | 200.8796
1324.304 | 44.4123 | 1.1137 | 27.866 | 0.0099842 | 6.4499e-12 | 179.6446 | 0.014165 | 0.006789% | 253.0466 | 208.6343 | 253.0608 | 208.6485
1324.4 | 47.1461 | 1.1787 | 29.1832 | 0.0063863 | 1.3821e-12 | 188.3667 | 0.0142 | 0.006492% | 265.881 | 218.7349 | 265.8952 | 218.7491
1324.496 | 50.3201 | 1.2543 | 30.6887 | 0.0026151 | 2.7643e-12 | 198.3604 | 0.014235 | 0.006181% | 280.6262 | 230.306 | 280.6404 | 230.3203
1324.592 | 51.6881 | 1.2872 | 31.3316 | 0.00099478 | 9.2142e-13 | 202.8501 | 0.01427 | 0.00606% | 287.1581 | 235.4699 | 287.1723 | 235.4842
1324.688 | 51.914 | 1.2931 | 31.4338 | 0.00068758 | 0 | 203.9008 | 0.014306 | 0.006046% | 288.5425 | 236.6284 | 288.5568 | 236.6427
1324.784 | 52.0395 | 1.2969 | 31.4885 | 0.00049057 | 0 | 204.6806 | 0.014341 | 0.006039% | 289.506 | 237.4665 | 289.5204 | 237.4808
1324.88 | 52.0685 | 1.2985 | 31.4962 | 0.00041036 | 1.1978e-11 | 205.1723 | 0.014377 | 0.006041% | 290.0358 | 237.9673 | 290.0502 | 237.9817
1324.976 | 51.8944 | 1.295 | 31.4068 | 0.00057281 | 2.7643e-12 | 205.0367 | 0.014412 | 0.006062% | 289.6335 | 237.7392 | 289.6479 | 237.7536
1325.072 | 51.5679 | 1.2879 | 31.2457 | 0.00091458 | 0 | 204.4279 | 0.014448 | 0.006097% | 288.5303 | 236.9624 | 288.5447 | 236.9768
1325.168 | 50.6839 | 1.2674 | 30.8218 | 0.0019045 | 4.6071e-13 | 202.0694 | 0.014484 | 0.006185% | 284.8444 | 234.1605 | 284.8589 | 234.175
1325.264 | 48.4058 | 1.2133 | 29.7394 | 0.0045335 | 6.2196e-12 | 195.3303 | 0.014519 | 0.006416% | 274.6933 | 226.2876 | 274.7078 | 226.3021
1325.36 | 46.3118 | 1.1634 | 28.7461 | 0.007001 | 2.3035e-13 | 189.1185 | 0.014555 | 0.006645% | 265.3468 | 219.035 | 265.3613 | 219.0496
1325.456 | 46.2297 | 1.1613 | 28.7098 | 0.0072057 | 1.958e-12 | 189.1458 | 0.014591 | 0.006662% | 265.2537 | 219.024 | 265.2683 | 219.0386
1325.552 | 46.6187 | 1.1703 | 28.8986 | 0.0068528 | 6.1044e-12 | 190.6216 | 0.014627 | 0.006628% | 267.316 | 220.6973 | 267.3306 | 220.7119
1325.648 | 48.339 | 1.211 | 29.7139 | 0.0047892 | 4.3767e-12 | 196.2273 | 0.014664 | 0.006455% | 275.4959 | 227.1569 | 275.5106 | 227.1716
1325.744 | 50.0499 | 1.2516 | 30.5217 | 0.0026531 | 0 | 201.8045 | 0.0147 | 0.006293% | 283.6304 | 233.5805 | 283.6451 | 233.5952
1325.84 | 49.646 | 1.2419 | 30.3318 | 0.0030092 | 0 | 200.8291 | 0.014736 | 0.006341% | 282.0517 | 232.4057 | 282.0664 | 232.4205
1325.936 | 48.9946 | 1.2266 | 30.0242 | 0.003721 | 5.5285e-12 | 199.1192 | 0.014773 | 0.006412% | 279.3684 | 230.3737 | 279.3831 | 230.3885
1326.032 | 50.1395 | 1.2544 | 30.5583 | 0.0024045 | 4.1464e-12 | 203.0377 | 0.014809 | 0.006306% | 284.9923 | 234.8529 | 285.0072 | 234.8677
1326.128 | 50.9428 | 1.2746 | 30.9285 | 0.0014952 | 1.0136e-11 | 205.941 | 0.014846 | 0.006234% | 289.0883 | 238.1455 | 289.1032 | 238.1604
1326.224 | 49.5956 | 1.2436 | 30.2846 | 0.0031428 | 2.3035e-12 | 202.1653 | 0.014882 | 0.006368% | 283.2921 | 233.6965 | 283.307 | 233.7114
1326.32 | 47.7678 | 1.2011 | 29.4145 | 0.0053119 | 7.832e-12 | 196.9121 | 0.014919 | 0.006557% | 275.3008 | 227.533 | 275.3157 | 227.5479
1326.416 | 48.082 | 1.21 | 29.5531 | 0.0047675 | 0 | 198.3984 | 0.014956 | 0.006526% | 277.2483 | 229.1663 | 277.2633 | 229.1812
1326.512 | 49.4763 | 1.2448 | 30.1997 | 0.0029394 | 1.1518e-12 | 203.2608 | 0.014993 | 0.006388% | 284.1845 | 234.7082 | 284.1995 | 234.7232
1326.608 | 50.5417 | 1.2715 | 30.6926 | 0.0016078 | 3.3401e-12 | 207.0515 | 0.01503 | 0.006288% | 289.559 | 239.0173 | 289.574 | 239.0323
1326.704 | 50.7586 | 1.2774 | 30.7894 | 0.0013738 | 0 | 208.1028 | 0.015067 | 0.006273% | 290.9295 | 240.171 | 290.9446 | 240.186
1326.8 | 49.2312 | 1.2407 | 30.0658 | 0.0034688 | 3.6857e-12 | 203.5166 | 0.015104 | 0.006432% | 284.0578 | 234.8267 | 284.0729 | 234.8418
1326.896 | 45.4647 | 1.1496 | 28.2791 | 0.0086233 | 5.2981e-12 | 191.6243 | 0.015141 | 0.006849% | 266.5263 | 221.0616 | 266.5415 | 221.0768
1326.992 | 41.7906 | 1.0602 | 26.5337 | 0.013477 | 8.0624e-13 | 179.9071 | 0.015179 | 0.007314% | 249.3051 | 207.5145 | 249.3202 | 207.5296
1327.088 | 40.8612 | 1.0365 | 26.0972 | 0.01434 | 0 | 176.9807 | 0.015216 | 0.007454% | 244.99 | 204.1288 | 245.0052 | 204.144
1327.184 | 42.8778 | 1.0832 | 27.0596 | 0.011544 | 0 | 183.4934 | 0.015253 | 0.007207% | 254.5256 | 211.6478 | 254.5408 | 211.663
1327.28 | 47.0907 | 1.1824 | 29.0715 | 0.0062541 | 0 | 197.1124 | 0.015291 | 0.006725% | 274.4632 | 227.3725 | 274.4785 | 227.3878
1327.376 | 49.5236 | 1.239 | 30.2441 | 0.0032341 | 0 | 205.0519 | 0.015329 | 0.00648% | 286.0619 | 236.5383 | 286.0772 | 236.5536
1327.472 | 49.7989 | 1.244 | 30.3876 | 0.0029285 | 3.916e-12 | 206.043 | 0.015367 | 0.006465% | 287.4765 | 237.6775 | 287.4918 | 237.6929
1327.568 | 50.4578 | 1.2584 | 30.7024 | 0.0022128 | 6.9106e-13 | 208.2449 | 0.015404 | 0.006413% | 290.6657 | 240.2078 | 290.6811 | 240.2233
1327.664 | 50.2538 | 1.2526 | 30.5995 | 0.0026824 | 3.225e-12 | 207.6861 | 0.015442 | 0.006447% | 289.7946 | 239.5409 | 289.8101 | 239.5563
1327.76 | 47.1826 | 1.1789 | 29.1214 | 0.0071213 | 7.7169e-12 | 197.8861 | 0.01548 | 0.006784% | 275.3762 | 228.1935 | 275.3916 | 228.209
1327.856 | 44.6308 | 1.1184 | 27.8902 | 0.010832 | 3.7433e-12 | 189.8842 | 0.015518 | 0.007089% | 263.5344 | 218.9036 | 263.5499 | 218.9191
1327.952 | 47.032 | 1.1767 | 29.0389 | 0.0073402 | 2.6491e-12 | 198.1824 | 0.015557 | 0.006811% | 275.4373 | 228.4053 | 275.4529 | 228.4209
1328.048 | 49.7897 | 1.2439 | 30.356 | 0.0032612 | 0 | 207.685 | 0.015595 | 0.006517% | 289.0778 | 239.2881 | 289.0934 | 239.3037
1328.144 | 48.9155 | 1.2242 | 29.9052 | 0.0045724 | 4.6071e-12 | 205.1457 | 0.015633 | 0.006616% | 285.1952 | 236.2797 | 285.2109 | 236.2953
1328.24 | 43.136 | 1.0867 | 27.0324 | 0.013476 | 0 | 186.0032 | 0.015672 | 0.007319% | 257.2718 | 214.1358 | 257.2874 | 214.1515
1328.336 | 36.3299 | 0.92541 | 23.6745 | 0.023601 | 8.2928e-12 | 163.6225 | 0.01571 | 0.008346% | 224.5759 | 188.246 | 224.5916 | 188.2617
1328.432 | 37.5645 | 0.95959 | 24.3153 | 0.020818 | 1.29e-11 | 169.0187 | 0.015749 | 0.008105% | 231.8789 | 194.3144 | 231.8947 | 194.3302
1328.528 | 43.7799 | 1.1143 | 27.3642 | 0.010928 | 3.4553e-12 | 191.1657 | 0.015788 | 0.007188% | 263.435 | 219.6551 | 263.4508 | 219.6709
1328.624 | 45.4982 | 1.159 | 28.161 | 0.0085386 | 4.6071e-13 | 197.5608 | 0.015827 | 0.006975% | 272.3875 | 226.8893 | 272.4033 | 226.9051
1328.72 | 40.2176 | 1.032 | 25.4757 | 0.017648 | 5.0678e-12 | 179.4473 | 0.015866 | 0.007703% | 246.1902 | 205.9726 | 246.2061 | 205.9885
1328.816 | 35.874 | 0.92776 | 23.2573 | 0.02521 | 0 | 164.6023 | 0.015905 | 0.008423% | 224.6865 | 188.8125 | 224.7024 | 188.8284
1328.912 | 40.1837 | 1.0367 | 25.4199 | 0.017523 | 0 | 180.6569 | 0.015944 | 0.007697% | 247.3148 | 207.131 | 247.3307 | 207.147
1329.008 | 44.5785 | 1.1467 | 27.6251 | 0.0099344 | 0 | 196.8095 | 0.015983 | 0.007085% | 270.1697 | 225.5912 | 270.1857 | 225.6072
1329.104 | 41.212 | 1.0638 | 25.9379 | 0.016397 | 0 | 185.0759 | 0.016022 | 0.007554% | 253.306 | 212.0939 | 253.322 | 212.11
1329.2 | 35.7927 | 0.92938 | 23.2672 | 0.02607 | 0 | 166.1383 | 0.016062 | 0.008437% | 226.1537 | 190.361 | 226.1697 | 190.377
1329.296 | 37.9193 | 0.98051 | 24.3951 | 0.021546 | 0 | 174.1234 | 0.016101 | 0.00807% | 237.4398 | 199.5205 | 237.4559 | 199.5366
1329.392 | 43.826 | 1.1234 | 27.3459 | 0.010907 | 0 | 194.9855 | 0.016141 | 0.007223% | 267.2917 | 223.4657 | 267.3079 | 223.4819
1329.488 | 47.2571 | 1.2046 | 29.0242 | 0.0053085 | 0 | 206.738 | 0.01618 | 0.006828% | 284.2293 | 236.9722 | 284.2455 | 236.9883
1329.584 | 48.0544 | 1.2212 | 29.421 | 0.0041424 | 0 | 209.3423 | 0.01622 | 0.006759% | 288.0431 | 239.9887 | 288.0593 | 240.0049
1329.68 | 48.3225 | 1.2244 | 29.5653 | 0.0039384 | 0.0085383 | 210.0745 | 0.01626 | 0.00675% | 289.1993 | 240.8768 | 289.2155 | 240.893
1329.776 | 49.1685 | 1.2414 | 29.9796 | 0.003044 | 0.69025 | 212.6989 | 0.0163 | 0.006663% | 293.7818 | 244.6133 | 293.7981 | 244.6296
1329.872 | 49.1619 | 1.2383 | 29.9868 | 0.0033138 | 21.438 | 212.5095 | 0.01634 | 0.006162% | 314.3379 | 265.1759 | 314.3542 | 265.1923
1329.968 | 46.3146 | 1.1672 | 28.6195 | 0.0077931 | 266.7576 | 202.6747 | 0.01638 | 0.003281% | 545.5414 | 499.2268 | 545.5577 | 499.2432
1330.064 | 40.2158 | 1.0181 | 25.6219 | 0.017796 | 1415.9046 | 181.3671 | 0.01642 | 0.001011% | 1664.1453 | 1623.9296 | 1664.1618 | 1623.946
1330.16 | 37.135 | 0.94157 | 24.0741 | 0.023411 | 3465.8196 | 170.3639 | 0.01646 | 0.0004496% | 3698.3576 | 3661.2226 | 3698.3741 | 3661.2391
1330.256 | 42.1947 | 1.0617 | 26.58 | 0.015403 | 4026.3697 | 188.0708 | 0.016501 | 0.000389% | 4284.2922 | 4242.0975 | 4284.3087 | 4242.114
1330.352 | 47.9478 | 1.1985 | 29.4326 | 0.0060602 | 2103.9096 | 208.2357 | 0.016541 | 0.000706% | 2390.7303 | 2342.7825 | 2390.7468 | 2342.7991
1330.448 | 49.7087 | 1.2393 | 30.3059 | 0.0032557 | 457.4411 | 214.4176 | 0.016582 | 0.002357% | 753.1159 | 703.4071 | 753.1324 | 703.4237
1330.544 | 48.6749 | 1.2136 | 29.8293 | 0.0047083 | 39.2898 | 211.1219 | 0.016622 | 0.005906% | 330.1341 | 281.4593 | 330.1508 | 281.4759
1330.64 | 46.2038 | 1.1543 | 28.6699 | 0.0081922 | 1.3002 | 203.0866 | 0.016663 | 0.007114% | 280.423 | 234.2192 | 280.4397 | 234.2359
1330.736 | 43.9609 | 1.1008 | 27.6087 | 0.011433 | 0.016366 | 195.8074 | 0.016704 | 0.007439% | 268.5056 | 224.5447 | 268.5223 | 224.5614
1330.832 | 42.4236 | 1.0643 | 26.8739 | 0.013696 | 0 | 190.8683 | 0.016745 | 0.007652% | 261.2438 | 218.8202 | 261.2605 | 218.8369
1330.928 | 42.3381 | 1.0623 | 26.8303 | 0.013728 | 0 | 190.8469 | 0.016786 | 0.007673% | 261.0914 | 218.7532 | 261.1081 | 218.77
1331.024 | 43.5152 | 1.0902 | 27.3778 | 0.012062 | 0 | 195.0241 | 0.016827 | 0.007529% | 267.0193 | 223.5041 | 267.0361 | 223.5209
1331.12 | 42.5942 | 1.0674 | 26.8517 | 0.014611 | 2.5339e-12 | 191.5226 | 0.016868 | 0.007686% | 262.0505 | 219.4563 | 262.0674 | 219.4732
1331.216 | 35.839 | 0.90419 | 23.3514 | 0.028614 | 1.0625e-11 | 166.7817 | 0.01691 | 0.00885% | 226.9048 | 191.0659 | 226.9218 | 191.0828
1331.312 | 29.939 | 0.76207 | 20.3071 | 0.040751 | 9.6461e-13 | 145.3554 | 0.016951 | 0.01018% | 196.4043 | 166.4653 | 196.4213 | 166.4823
1331.408 | 32.6307 | 0.82917 | 21.789 | 0.033372 | 2.3395e-14 | 156.4156 | 0.016993 | 0.009489% | 211.6979 | 179.0672 | 211.7149 | 179.0842
1331.504 | 38.3339 | 0.9694 | 24.763 | 0.02 | 1.1068e-13 | 178.3386 | 0.017034 | 0.008346% | 242.4248 | 204.0909 | 242.4419 | 204.108
1331.6 | 41.9521 | 1.0591 | 26.5618 | 0.012902 | 0 | 192.0172 | 0.017076 | 0.007774% | 261.6032 | 219.6511 | 261.6203 | 219.6682
1331.696 | 41.7525 | 1.0572 | 26.4496 | 0.013526 | 2.9082e-12 | 192.0144 | 0.017118 | 0.007797% | 261.2873 | 219.5348 | 261.3044 | 219.5519
1331.792 | 38.04 | 0.97019 | 24.5766 | 0.020243 | 8.6383e-12 | 179.2088 | 0.01716 | 0.00838% | 242.8159 | 204.7758 | 242.833 | 204.793
1331.888 | 33.2397 | 0.85615 | 22.1406 | 0.028893 | 0.045768 | 162.2235 | 0.017202 | 0.009283% | 218.5347 | 185.2949 | 218.5519 | 185.3121
1331.984 | 34.0316 | 0.87821 | 22.4935 | 0.027921 | 3.6129 | 165.6501 | 0.017244 | 0.00895% | 226.6943 | 192.6627 | 226.7116 | 192.6799
1332.08 | 40.9754 | 1.0498 | 25.9045 | 0.016173 | 108.0782 | 191.4611 | 0.017286 | 0.005294% | 367.4852 | 326.5098 | 367.5025 | 326.5271
1332.176 | 46.4211 | 1.1835 | 28.5599 | 0.0070605 | 1227.0082 | 211.5021 | 0.017328 | 0.00118% | 1514.682 | 1468.2608 | 1514.6993 | 1468.2782
1332.272 | 45.9336 | 1.1704 | 28.2478 | 0.0088018 | 5336.2048 | 209.3536 | 0.01737 | 0.0003116% | 5620.919 | 5574.9854 | 5620.9364 | 5575.0028
1332.368 | 38.3028 | 0.97999 | 24.2673 | 0.024808 | 9411.231 | 179.7839 | 0.017413 | 0.0001811% | 9654.5897 | 9616.2869 | 9654.6072 | 9616.3044
1332.464 | 30.8209 | 0.79267 | 20.4211 | 0.040251 | 8831.5844 | 150.984 | 0.017455 | 0.0001939% | 9034.6434 | 9003.8225 | 9034.6609 | 9003.8399
1332.56 | 34.6999 | 0.88518 | 22.5811 | 0.031619 | 6911.8249 | 166.4545 | 0.017498 | 0.0002464% | 7136.4772 | 7101.7773 | 7136.4947 | 7101.7948
1332.656 | 42.4798 | 1.0723 | 26.6834 | 0.015422 | 3577.2122 | 196.208 | 0.017541 | 0.0004615% | 3843.671 | 3801.1913 | 3843.6886 | 3801.2088
1332.752 | 46.044 | 1.1547 | 28.5149 | 0.0085503 | 809.5544 | 209.1605 | 0.017584 | 0.001677% | 1094.437 | 1048.393 | 1094.4546 | 1048.4106
1332.848 | 47.5586 | 1.1869 | 29.2635 | 0.0063641 | 71.1208 | 214.1574 | 0.017627 | 0.005583% | 363.2935 | 315.7349 | 363.3111 | 315.7526
1332.944 | 46.605 | 1.1609 | 28.8251 | 0.0080947 | 2.3762 | 210.5948 | 0.01767 | 0.007273% | 289.5702 | 242.9651 | 289.5878 | 242.9828
1333.04 | 44.4125 | 1.1065 | 27.8003 | 0.011513 | 0.030098 | 202.9247 | 0.017713 | 0.007639% | 276.2856 | 231.8731 | 276.3033 | 231.8908
1333.136 | 45.5329 | 1.1314 | 28.346 | 0.0098449 | 4.1464e-12 | 206.8908 | 0.017756 | 0.007512% | 281.911 | 236.3781 | 281.9287 | 236.3959
1333.232 | 48.5114 | 1.2008 | 29.7619 | 0.0054483 | 2.3035e-13 | 217.3353 | 0.0178 | 0.007168% | 296.8148 | 248.3034 | 296.8326 | 248.3212
1333.328 | 49.5914 | 1.2257 | 30.2741 | 0.003945 | 0 | 221.2629 | 0.017843 | 0.007059% | 302.358 | 252.7666 | 302.3759 | 252.7845
1333.424 | 48.168 | 1.1917 | 29.5921 | 0.0061868 | 0 | 216.504 | 0.017887 | 0.007233% | 295.4619 | 247.294 | 295.4798 | 247.3119
1333.52 | 43.6103 | 1.0835 | 27.3724 | 0.013307 | 6.9106e-13 | 200.4801 | 0.01793 | 0.007832% | 272.5596 | 228.9493 | 272.5775 | 228.9672
1333.616 | 36.2081 | 0.9076 | 23.7305 | 0.025293 | 6.853e-12 | 174.0006 | 0.017974 | 0.009047% | 234.8721 | 198.664 | 234.8901 | 198.6819
1333.712 | 31.3942 | 0.79303 | 21.3426 | 0.033725 | 7.4577e-12 | 156.6973 | 0.018018 | 0.01007% | 210.2609 | 178.8667 | 210.2789 | 178.8847
1333.808 | 32.6064 | 0.82191 | 21.9634 | 0.032144 | 0 | 161.4777 | 0.018062 | 0.0098% | 216.9015 | 184.2951 | 216.9196 | 184.3132
1333.904 | 36.1635 | 0.90675 | 23.7711 | 0.026046 | 0 | 174.9795 | 0.018106 | 0.009067% | 235.847 | 199.6835 | 235.8651 | 199.7016
1334 | 37.0105 | 0.9269 | 24.2056 | 0.02468 | 0 | 178.3841 | 0.01815 | 0.008917% | 240.5517 | 203.5413 | 240.5699 | 203.5594
1334.096 | 38.5103 | 0.962 | 24.9105 | 0.022618 | 0 | 183.818 | 0.018194 | 0.008676% | 248.2234 | 209.7131 | 248.2416 | 209.7313
1334.192 | 44.1591 | 1.0953 | 27.6383 | 0.013323 | 9.2142e-13 | 204.1946 | 0.018239 | 0.00783% | 277.1006 | 232.9415 | 277.1188 | 232.9597
1334.288 | 49.2257 | 1.2149 | 30.0827 | 0.0048731 | 0 | 222.4856 | 0.018283 | 0.007204% | 303.0139 | 253.7882 | 303.0322 | 253.8064
1334.384 | 50.9628 | 1.2557 | 30.9151 | 0.0020222 | 0 | 228.8768 | 0.018328 | 0.007021% | 312.0125 | 261.0497 | 312.0308 | 261.068
1334.48 | 50.5555 | 1.2458 | 30.7266 | 0.0026384 | 4.6071e-13 | 227.7251 | 0.018372 | 0.007074% | 310.2557 | 259.7001 | 310.2741 | 259.7185
1334.576 | 48.9952 | 1.2087 | 29.9958 | 0.0050193 | 2.3035e-12 | 222.555 | 0.018417 | 0.007258% | 302.7598 | 253.7645 | 302.7782 | 253.7829
1334.672 | 47.0664 | 1.163 | 29.0833 | 0.0079839 | 0 | 216.0309 | 0.018462 | 0.007496% | 293.3516 | 246.2851 | 293.37 | 246.3036
1334.768 | 43.8692 | 1.0874 | 27.5261 | 0.013417 | 9.2142e-13 | 204.7197 | 0.018507 | 0.007931% | 277.2158 | 233.3466 | 277.2343 | 233.3651
1334.864 | 38.5313 | 0.96106 | 24.8721 | 0.023241 | 3.7433e-12 | 185.2874 | 0.018552 | 0.008786% | 249.675 | 211.1437 | 249.6936 | 211.1623
1334.96 | 37.2614 | 0.93128 | 24.1797 | 0.026216 | 0 | 180.5816 | 0.018597 | 0.00904% | 242.9801 | 205.7187 | 242.9987 | 205.7373
1335.056 | 43.5244 | 1.081 | 27.2316 | 0.015133 | 0 | 203.9238 | 0.018642 | 0.008027% | 275.7759 | 232.2515 | 275.7945 | 232.2702
1335.152 | 49.0354 | 1.2134 | 29.9395 | 0.0049939 | 0 | 224.7528 | 0.018688 | 0.007302% | 304.9461 | 255.9107 | 304.9648 | 255.9294
1335.248 | 50.2345 | 1.2436 | 30.5271 | 0.0025859 | 8.0624e-13 | 229.7519 | 0.018733 | 0.007163% | 311.7596 | 261.5251 | 311.7783 | 261.5438
1335.344 | 49.3342 | 1.2239 | 30.0978 | 0.0038798 | 0 | 227.1247 | 0.018779 | 0.007266% | 307.7844 | 258.4502 | 307.8031 | 258.469
1335.44 | 48.4636 | 1.2047 | 29.6801 | 0.0051843 | 0 | 224.5587 | 0.018825 | 0.007369% | 303.9123 | 255.4487 | 303.9311 | 255.4675
1335.536 | 49.1615 | 1.2222 | 29.9995 | 0.0040678 | 0 | 227.4745 | 0.01887 | 0.007294% | 307.8618 | 258.7003 | 307.8806 | 258.7192
1335.632 | 49.6706 | 1.2345 | 30.23 | 0.003358 | 0 | 229.5775 | 0.018916 | 0.007246% | 310.716 | 261.0453 | 310.7349 | 261.0642
1335.728 | 47.6008 | 1.1844 | 29.1896 | 0.0069872 | 4.6071e-12 | 221.8811 | 0.018962 | 0.007517% | 299.863 | 252.2621 | 299.8819 | 252.2811
1335.824 | 39.6085 | 0.98998 | 24.9215 | 0.017459 | 0 | 189.5125 | 0.019008 | 0.008823% | 255.05 | 215.4415 | 255.069 | 215.4605
1335.92 | 24.2173 | 0.61035 | 15.9172 | 0.023873 | 0 | 121.0463 | 0.019055 | 0.01385% | 161.8151 | 137.5978 | 161.8342 | 137.6168
1390 | 0 | 0 | 0 | 0 | 0 | 0 | 0 | 0% | 0 | 0 | 0 | 0
1420 | 4.6606 | 0.1297 | 4.4221 | 0.6722 | 0.10125 | 35.2605 | 0.13987 | 0.3446% | 45.2463 | 40.5858 | 45.3862 | 40.7257
1420.115 | 13.3088 | 0.35794 | 10.9226 | 0.6486 | 0.062315 | 87.0868 | 0.14023 | 0.1415% | 112.3871 | 99.0783 | 112.5273 | 99.2185
1420.23 | 22.7254 | 0.60063 | 17.3331 | 0.41417 | 0.014527 | 138.1616 | 0.14059 | 0.08982% | 179.2494 | 156.524 | 179.39 | 156.6646
1420.345 | 22.9884 | 0.60719 | 17.5481 | 0.39688 | 0.0012904 | 139.8068 | 0.14094 | 0.089% | 181.3487 | 158.3603 | 181.4896 | 158.5012
1420.46 | 14.3115 | 0.38478 | 11.8479 | 0.63552 | 0.00063336 | 94.327 | 0.14131 | 0.1318% | 121.5073 | 107.1958 | 121.6486 | 107.3371
1420.575 | 7.5719 | 0.21117 | 7.326 | 0.84178 | 0.017652 | 58.2701 | 0.14167 | 0.2125% | 74.2386 | 66.6667 | 74.3802 | 66.8084
1420.69 | 7.9286 | 0.22127 | 7.7271 | 0.84239 | 0.19989 | 61.4449 | 0.14203 | 0.2016% | 78.3642 | 70.4356 | 78.5062 | 70.5776
1420.805 | 14.2255 | 0.38224 | 11.9346 | 0.68259 | 0.85744 | 95.0284 | 0.14239 | 0.1308% | 123.1108 | 108.8853 | 123.2532 | 109.0277
1420.92 | 22.2324 | 0.58526 | 17.0278 | 0.46195 | 1.3932 | 135.8438 | 0.14276 | 0.09192% | 177.5443 | 155.312 | 177.6871 | 155.4547
1421.035 | 22.4817 | 0.59196 | 17.1043 | 0.45096 | 0.85744 | 136.8113 | 0.14312 | 0.09185% | 178.2977 | 155.816 | 178.4408 | 155.9591
1421.15 | 19.1466 | 0.50899 | 14.9212 | 0.54395 | 0.19989 | 119.9678 | 0.14349 | 0.1054% | 155.2884 | 136.1419 | 155.4319 | 136.2854
1421.265 | 22.574 | 0.59963 | 17.1765 | 0.43583 | 0.017652 | 138.863 | 0.14385 | 0.09157% | 179.6666 | 157.0926 | 179.8104 | 157.2364
1421.38 | 24.2383 | 0.6448 | 18.3485 | 0.37683 | 0.00059045 | 148.812 | 0.14422 | 0.08575% | 192.4209 | 168.1827 | 192.5652 | 168.3269
1421.495 | 18.2075 | 0.49232 | 14.6072 | 0.54096 | 7.4811e-06 | 118.8264 | 0.14459 | 0.1075% | 152.6744 | 134.467 | 152.819 | 134.6115
1421.61 | 15.4413 | 0.42206 | 12.8137 | 0.62294 | 8.4291e-11 | 104.6235 | 0.14496 | 0.1223% | 133.9235 | 118.4822 | 134.0684 | 118.6272
1421.725 | 21.894 | 0.58786 | 16.833 | 0.44168 | 0 | 137.728 | 0.14533 | 0.0934% | 177.4846 | 155.5906 | 177.6299 | 155.7359
1421.84 | 28.6411 | 0.76041 | 21.0272 | 0.25937 | 0 | 172.1225 | 0.1457 | 0.07504% | 222.8106 | 194.1695 | 222.9563 | 194.3152
1421.955 | 29.6692 | 0.78642 | 21.7089 | 0.22972 | 2.8402e-11 | 177.672 | 0.14607 | 0.07289% | 230.0662 | 200.397 | 230.2122 | 200.543
1422.07 | 27.3354 | 0.72671 | 20.3208 | 0.28028 | 4.0313e-11 | 166.3105 | 0.14644 | 0.07804% | 214.9738 | 187.6384 | 215.1202 | 187.7848
1422.185 | 25.7563 | 0.6863 | 19.3409 | 0.31712 | 0.023216 | 158.4534 | 0.14682 | 0.0821% | 204.5772 | 178.8209 | 204.724 | 178.9678
1422.3 | 29.7789 | 0.78695 | 21.6253 | 0.23845 | 1.8324 | 177.4003 | 0.14719 | 0.07291% | 231.6624 | 201.8834 | 231.8095 | 202.0306
1422.415 | 32.9406 | 0.86555 | 23.3877 | 0.18403 | 54.7798 | 192.011 | 0.14756 | 0.05441% | 304.1688 | 271.2282 | 304.3163 | 271.3757
1422.53 | 27.4182 | 0.7255 | 20.0484 | 0.33418 | 620.3388 | 164.7451 | 0.14794 | 0.01835% | 833.6101 | 806.192 | 833.7581 | 806.3399
1422.645 | 17.0213 | 0.46214 | 13.7937 | 0.60476 | 2660.9321 | 113.5138 | 0.14832 | 0.005317% | 2806.3279 | 2789.3066 | 2806.4762 | 2789.4549
1422.76 | 12.2338 | 0.34117 | 10.9493 | 0.72623 | 4323.4997 | 90.2485 | 0.1487 | 0.00336% | 4437.9987 | 4425.7648 | 4438.1474 | 4425.9135
1422.875 | 15.7398 | 0.43116 | 13.1853 | 0.62823 | 2660.9321 | 108.7017 | 0.14907 | 0.005355% | 2799.6184 | 2783.8786 | 2799.7675 | 2784.0277
1422.99 | 19.8968 | 0.53634 | 15.6929 | 0.51848 | 620.3388 | 129.3133 | 0.14945 | 0.0195% | 786.2966 | 766.3998 | 786.4461 | 766.5493
1423.105 | 15.7007 | 0.42474 | 12.6393 | 0.67554 | 54.7798 | 104.0832 | 0.14984 | 0.08681% | 188.3033 | 172.6026 | 188.4531 | 172.7524
1423.22 | 8.1174 | 0.22476 | 7.2871 | 0.9427 | 1.8324 | 59.9348 | 0.15022 | 0.2139% | 78.3392 | 70.2218 | 78.4894 | 70.372
1423.335 | 5.6217 | 0.15861 | 5.5203 | 1.031 | 0.023216 | 45.3534 | 0.1506 | 0.2891% | 57.7082 | 52.0865 | 57.8588 | 52.2371
1423.45 | 9.4852 | 0.25842 | 8.0893 | 0.91953 | 2.9924e-11 | 66.5438 | 0.15098 | 0.1992% | 85.2962 | 75.811 | 85.4471 | 75.962
1423.565 | 17.2117 | 0.46039 | 13.4865 | 0.65373 | 0 | 111.0653 | 0.15137 | 0.1205% | 142.8776 | 125.6659 | 143.029 | 125.8173
1423.68 | 18.1954 | 0.48653 | 14.233 | 0.6371 | 4.1131e-11 | 117.3024 | 0.15175 | 0.1144% | 150.8544 | 132.659 | 151.0062 | 132.8108
1423.795 | 10.0639 | 0.27323 | 8.4594 | 0.97227 | 0 | 69.7984 | 0.15214 | 0.1914% | 89.5672 | 79.5033 | 89.7194 | 79.6554
1423.91 | 3.6631 | 0.10448 | 3.804 | 1.2171 | 6.9548e-11 | 31.4921 | 0.15253 | 0.4165% | 40.2808 | 36.6178 | 40.4334 | 36.7703
1424.025 | 4.1702 | 0.119 | 4.2817 | 1.1616 | 6.8988e-12 | 35.6148 | 0.15291 | 0.3714% | 45.3472 | 41.177 | 45.5001 | 41.3299
1424.14 | 12.0105 | 0.32507 | 9.8144 | 0.86084 | 7.7197e-11 | 81.6813 | 0.1533 | 0.1654% | 104.6921 | 92.6816 | 104.8454 | 92.8349
1424.255 | 24.4609 | 0.64661 | 18.0265 | 0.45068 | 2.2767e-12 | 149.9273 | 0.15369 | 0.09091% | 193.512 | 169.0511 | 193.6657 | 169.2048
1424.37 | 32.5094 | 0.8514 | 23.1613 | 0.20252 | 1.6107e-11 | 192.3738 | 0.15408 | 0.07114% | 249.0984 | 216.5889 | 249.2524 | 216.743
1424.485 | 33.4117 | 0.87323 | 23.8374 | 0.16256 | 2.6719e-11 | 197.6083 | 0.15447 | 0.06943% | 255.8932 | 222.4815 | 256.0477 | 222.636
1424.6 | 32.09 | 0.8387 | 23.1551 | 0.18693 | 0 | 191.5625 | 0.15487 | 0.07178% | 247.8332 | 215.7432 | 247.9881 | 215.898
1424.715 | 31.1811 | 0.81419 | 22.6226 | 0.21853 | 9.0508e-12 | 186.9051 | 0.15526 | 0.07374% | 241.7415 | 210.5604 | 241.8968 | 210.7157
1424.83 | 27.2234 | 0.71462 | 20.2646 | 0.3342 | 1.1723e-11 | 167.4007 | 0.15565 | 0.08248% | 215.9375 | 188.7142 | 216.0932 | 188.8698
1424.945 | 22.6787 | 0.60197 | 17.5946 | 0.45691 | 0 | 145.5829 | 0.15605 | 0.09502% | 186.9151 | 164.2363 | 187.0711 | 164.3924
1425.06 | 23.9229 | 0.63428 | 18.3287 | 0.42571 | 3.7845e-11 | 152.122 | 0.15645 | 0.09122% | 195.4336 | 171.5106 | 195.59 | 171.6671
1425.175 | 24.0857 | 0.63815 | 18.2855 | 0.4454 | 0 | 152.2106 | 0.15684 | 0.09141% | 195.6654 | 171.5797 | 195.8222 | 171.7365
1425.29 | 19.1989 | 0.51669 | 15.3265 | 0.59061 | 5.4733e-11 | 128.0942 | 0.15724 | 0.1088% | 163.727 | 144.528 | 163.8842 | 144.6853
1425.405 | 17.1698 | 0.46831 | 14.1758 | 0.62276 | 3.1326e-11 | 119.0482 | 0.15764 | 0.1174% | 151.4849 | 134.315 | 151.6425 | 134.4727
1425.52 | 15.1974 | 0.41583 | 12.6229 | 0.69109 | 0 | 106.3363 | 0.15804 | 0.1316% | 135.2636 | 120.0662 | 135.4217 | 120.2242
1425.635 | 10.0239 | 0.27968 | 8.9733 | 0.88719 | 0 | 75.8559 | 0.15844 | 0.1842% | 96.0199 | 85.9961 | 96.1784 | 86.1545
1425.75 | 8.0824 | 0.23192 | 7.912 | 0.93693 | 0 | 67.1951 | 0.15884 | 0.2082% | 84.3584 | 76.276 | 84.5172 | 76.4348
1425.865 | 9.4955 | 0.27098 | 9.0304 | 0.8608 | 0 | 76.8737 | 0.15925 | 0.183% | 96.5314 | 87.0359 | 96.6907 | 87.1951
1425.98 | 14.0533 | 0.38836 | 11.8438 | 0.71725 | 0 | 100.9621 | 0.15965 | 0.1402% | 127.9648 | 113.9115 | 128.1245 | 114.0712
1426.095 | 23.6418 | 0.63478 | 17.7587 | 0.43825 | 0.044253 | 151.4441 | 0.16005 | 0.09397% | 193.9619 | 170.3201 | 194.122 | 170.4801
1426.21 | 31.0228 | 0.8232 | 22.2698 | 0.23546 | 3.4927 | 189.8321 | 0.16046 | 0.07406% | 247.6761 | 216.6533 | 247.8365 | 216.8137
1426.325 | 30.3295 | 0.80479 | 21.9171 | 0.25741 | 104.4175 | 186.644 | 0.16087 | 0.05122% | 344.3703 | 314.0407 | 344.5311 | 314.2016
1426.44 | 28.2718 | 0.7507 | 20.714 | 0.31688 | 1182.4458 | 176.1279 | 0.16127 | 0.01168% | 1408.6271 | 1380.3553 | 1408.7883 | 1380.5165
1426.555 | 31.9993 | 0.84205 | 22.8267 | 0.22785 | 5072.0804 | 193.8517 | 0.16168 | 0.003057% | 5321.8281 | 5289.8288 | 5321.9897 | 5289.9904
1426.67 | 33.7809 | 0.88634 | 23.9075 | 0.17541 | 8241.1489 | 202.9416 | 0.16209 | 0.001914% | 8502.8407 | 8469.0598 | 8503.0028 | 8469.2218
1426.785 | 29.4639 | 0.77908 | 21.548 | 0.26901 | 5072.0804 | 182.9199 | 0.1625 | 0.003079% | 5307.0603 | 5277.5964 | 5307.2228 | 5277.7589
1426.9 | 25.8872 | 0.68968 | 19.525 | 0.35545 | 1182.4458 | 165.8436 | 0.16292 | 0.0119% | 1394.7467 | 1368.8595 | 1394.9096 | 1369.0225
1427.015 | 24.6124 | 0.65713 | 18.7292 | 0.39423 | 104.4175 | 159.2384 | 0.16333 | 0.05762% | 308.0489 | 283.4365 | 308.2122 | 283.5998
1427.13 | 19.5252 | 0.52813 | 15.6239 | 0.5452 | 3.4927 | 132.9931 | 0.16374 | 0.1069% | 172.7083 | 153.183 | 172.872 | 153.3468
1427.245 | 13.7524 | 0.37961 | 11.8983 | 0.75187 | 0.044253 | 101.4406 | 0.16416 | 0.1433% | 128.2671 | 114.5147 | 128.4312 | 114.6788
1427.36 | 14.0453 | 0.38505 | 11.8547 | 0.77874 | 4.7065e-11 | 101.2572 | 0.16457 | 0.144% | 128.321 | 114.2757 | 128.4856 | 114.4403
1427.475 | 19.0288 | 0.5136 | 15.0562 | 0.59461 | 3.751e-11 | 128.7168 | 0.16499 | 0.1139% | 163.91 | 144.8812 | 164.075 | 145.0462
1427.59 | 18.2487 | 0.49394 | 14.6278 | 0.59124 | 3.3948e-11 | 125.0412 | 0.1654 | 0.1175% | 159.003 | 140.7542 | 159.1684 | 140.9196
1427.705 | 12.9175 | 0.3555 | 11.193 | 0.76451 | 0 | 95.5334 | 0.16582 | 0.1538% | 120.7639 | 107.8464 | 120.9297 | 108.0122
1427.82 | 13.6716 | 0.37421 | 11.7853 | 0.72955 | 0 | 100.2883 | 0.16624 | 0.1469% | 126.8489 | 113.1773 | 127.0151 | 113.3436
1427.935 | 18.8248 | 0.50523 | 15.1289 | 0.57145 | 1.6107e-11 | 128.5004 | 0.16666 | 0.1152% | 163.5308 | 144.7059 | 163.6974 | 144.8726
1428.05 | 17.9324 | 0.47916 | 14.2767 | 0.66479 | 1.2049e-11 | 121.1334 | 0.16708 | 0.1224% | 154.4864 | 136.554 | 154.6534 | 136.7211
1428.165 | 11.7489 | 0.31914 | 10.0931 | 0.91545 | 1.4116e-10 | 85.5978 | 0.16751 | 0.1728% | 108.6744 | 96.9255 | 108.8419 | 97.093
1428.28 | 9.3873 | 0.2616 | 8.8649 | 0.95363 | 0 | 75.2575 | 0.16793 | 0.1968% | 94.7249 | 85.3377 | 94.8929 | 85.5056
1428.395 | 10.6023 | 0.29584 | 9.955 | 0.86985 | 0 | 84.7114 | 0.16835 | 0.1757% | 106.4344 | 95.8321 | 106.6027 | 96.0004
1428.51 | 12.0827 | 0.33495 | 10.9695 | 0.79607 | 0 | 93.6322 | 0.16878 | 0.1596% | 117.8155 | 105.7327 | 117.9842 | 105.9015
1428.625 | 13.6421 | 0.37563 | 11.919 | 0.72982 | 0.045605 | 102.1816 | 0.16921 | 0.1468% | 128.8938 | 115.2517 | 129.063 | 115.4209
1428.74 | 15.8846 | 0.43444 | 13.3321 | 0.66816 | 3.6446 | 114.7776 | 0.16963 | 0.1277% | 148.7414 | 132.8568 | 148.9111 | 133.0265
1428.855 | 13.9597 | 0.38361 | 11.8402 | 0.79349 | 111.1707 | 102.2857 | 0.17006 | 0.07509% | 240.4333 | 226.4736 | 240.6034 | 226.6437
1428.97 | 11.119 | 0.30832 | 9.6499 | 0.95294 | 1325.0956 | 83.8854 | 0.17049 | 0.01201% | 1431.0112 | 1419.8922 | 1431.1817 | 1420.0627
1429.085 | 17.1931 | 0.46685 | 13.4555 | 0.75118 | 6433.3557 | 117.7402 | 0.17092 | 0.002603% | 6582.9626 | 6565.7695 | 6583.1335 | 6565.9404
1429.2 | 28.5631 | 0.76178 | 20.5547 | 0.36238 | 13667.4166 | 180.3218 | 0.17135 | 0.001235% | 13897.9804 | 13869.4172 | 13898.1517 | 13869.5886
1429.315 | 33.4629 | 0.88977 | 23.6433 | 0.18316 | 13634.5934 | 207.7483 | 0.17179 | 0.001239% | 13900.5208 | 13867.0579 | 13900.6926 | 13867.2297
1429.43 | 30.9801 | 0.8292 | 22.3864 | 0.22765 | 6393.0729 | 196.9723 | 0.17222 | 0.002604% | 6644.4686 | 6613.4885 | 6644.6408 | 6613.6607
1429.545 | 26.8424 | 0.72498 | 20.0951 | 0.34099 | 1313.9707 | 176.9282 | 0.17265 | 0.01142% | 1538.9023 | 1512.0599 | 1539.0749 | 1512.2326
1429.66 | 24.2628 | 0.65781 | 18.5521 | 0.42673 | 110.2996 | 163.2497 | 0.17309 | 0.05904% | 317.4487 | 293.1859 | 317.6218 | 293.359
1429.775 | 21.3872 | 0.58049 | 16.617 | 0.54076 | 3.8919 | 146.0111 | 0.17352 | 0.1035% | 189.0285 | 167.6413 | 189.202 | 167.8148
1429.89 | 16.0455 | 0.43964 | 13.1842 | 0.74009 | 0.2194 | 115.527 | 0.17396 | 0.1337% | 146.1558 | 130.1104 | 146.3298 | 130.2843
1430.005 | 17.3665 | 0.4699 | 13.9591 | 0.70991 | 0.04066 | 121.7244 | 0.1744 | 0.1274% | 154.2704 | 136.9039 | 154.4448 | 137.0783
1430.12 | 27.2286 | 0.71722 | 19.9371 | 0.39968 | 0.0036129 | 173.2722 | 0.17484 | 0.08997% | 221.5584 | 194.3298 | 221.7333 | 194.5047
1430.235 | 35.5612 | 0.9237 | 24.8633 | 0.1558 | 0.00012607 | 215.5764 | 0.17528 | 0.07257% | 277.0805 | 241.5193 | 277.2558 | 241.6946
1430.35 | 38.901 | 1.0037 | 26.7546 | 0.073624 | 2.0579e-06 | 231.5329 | 0.17572 | 0.06775% | 298.2658 | 259.3648 | 298.4416 | 259.5405
1430.465 | 39.6668 | 1.0208 | 27.1751 | 0.058334 | 1.8011e-08 | 234.9982 | 0.17617 | 0.06692% | 302.9193 | 263.2525 | 303.0955 | 263.4287
1430.58 | 39.2408 | 1.0104 | 26.9511 | 0.064632 | 2.541e-10 | 233.2569 | 0.17661 | 0.06759% | 300.5239 | 261.2831 | 300.7005 | 261.4597
1430.695 | 37.1916 | 0.96148 | 25.8226 | 0.092882 | 0 | 223.9584 | 0.17705 | 0.07059% | 288.027 | 250.8354 | 288.2041 | 251.0124
1430.81 | 31.3212 | 0.81815 | 22.5033 | 0.17457 | 3.0292e-11 | 195.697 | 0.1775 | 0.08098% | 250.5143 | 219.193 | 250.6918 | 219.3705
1430.925 | 22.3514 | 0.5961 | 17.2732 | 0.34089 | 1.3372e-11 | 150.6882 | 0.17795 | 0.1054% | 191.2498 | 168.8984 | 191.4278 | 169.0763
1431.04 | 14.368 | 0.39259 | 12.1238 | 0.63061 | 2.7409e-11 | 106.083 | 0.17839 | 0.1496% | 133.598 | 119.2301 | 133.7764 | 119.4085
1431.155 | 8.621 | 0.24141 | 8.0393 | 0.93643 | 7.1482e-11 | 70.4919 | 0.17884 | 0.2244% | 88.3301 | 79.7091 | 88.509 | 79.8879
1431.27 | 8.792 | 0.2465 | 8.2362 | 0.91912 | 8.2239e-11 | 72.2938 | 0.17929 | 0.2195% | 90.4876 | 81.6956 | 90.6669 | 81.8748
1431.385 | 12.7926 | 0.3527 | 11.1719 | 0.7147 | 2.4286e-11 | 98.0299 | 0.17974 | 0.163% | 123.0619 | 110.2692 | 123.2416 | 110.4489
1431.5 | 12.1074 | 0.33303 | 10.5338 | 0.80345 | 4.4381e-11 | 92.3478 | 0.1802 | 0.1732% | 116.1256 | 104.0181 | 116.3058 | 104.1983
1431.615 | 7.4609 | 0.20863 | 7.0724 | 1.0822 | 3.0059e-12 | 61.8549 | 0.18065 | 0.2573% | 77.6791 | 70.2181 | 77.8597 | 70.3988
1431.73 | 6.0675 | 0.17321 | 6.3503 | 1.1007 | 0 | 55.293 | 0.1811 | 0.2878% | 68.9847 | 62.9172 | 69.1658 | 63.0983
1431.845 | 7.8145 | 0.22053 | 7.9065 | 0.9549 | 0 | 68.6267 | 0.18156 | 0.2336% | 85.5231 | 77.7086 | 85.7046 | 77.8901
1431.96 | 11.2132 | 0.30768 | 10.3223 | 0.79525 | 0 | 89.356 | 0.18202 | 0.1806% | 111.9944 | 100.7812 | 112.1765 | 100.9632
1432.075 | 15.835 | 0.42473 | 13.4262 | 0.59925 | 0 | 116.0349 | 0.18247 | 0.1398% | 146.3201 | 130.4851 | 146.5026 | 130.6675
1432.19 | 15.7485 | 0.42047 | 13.1734 | 0.65119 | 0 | 113.7819 | 0.18293 | 0.1429% | 143.7754 | 128.027 | 143.9583 | 128.2099
1432.305 | 9.2166 | 0.2489 | 8.1331 | 1.0736 | 0 | 70.2338 | 0.18339 | 0.2301% | 88.9059 | 79.6893 | 89.0893 | 79.8727
1432.42 | 3.4246 | 0.094932 | 3.4058 | 1.4794 | 0 | 29.4188 | 0.18385 | 0.5345% | 37.8235 | 34.3989 | 38.0074 | 34.5828
1432.535 | 3.4051 | 0.09445 | 3.4163 | 1.4476 | 0 | 29.5628 | 0.18431 | 0.5339% | 37.9262 | 34.5212 | 38.1105 | 34.7055
1432.65 | 9.2735 | 0.25006 | 8.1851 | 1.0397 | 6.3573e-11 | 70.9058 | 0.18478 | 0.2299% | 89.6542 | 80.3807 | 89.839 | 80.5654
1432.765 | 16.537 | 0.44011 | 13.7054 | 0.65643 | 0 | 118.8512 | 0.18524 | 0.1386% | 150.1903 | 133.6532 | 150.3755 | 133.8385
1432.88 | 19.5845 | 0.52041 | 15.9995 | 0.52281 | 1.6991e-11 | 138.9972 | 0.1857 | 0.119% | 175.6244 | 156.0399 | 175.8101 | 156.2256
1432.995 | 20.6947 | 0.5497 | 16.7351 | 0.49999 | 0 | 145.821 | 0.18617 | 0.1138% | 184.3005 | 163.6058 | 184.4866 | 163.7919
1433.11 | 23.7291 | 0.62588 | 18.4984 | 0.403 | 6.3095e-11 | 161.761 | 0.18664 | 0.103% | 205.0174 | 181.2883 | 205.2041 | 181.4749
1433.225 | 28.3531 | 0.74079 | 21.1075 | 0.26235 | 0 | 185.2314 | 0.18711 | 0.09024% | 235.6952 | 207.342 | 235.8823 | 207.5291
1433.34 | 31.3299 | 0.81526 | 22.7526 | 0.17505 | 4.8499e-12 | 200.3193 | 0.18758 | 0.08372% | 255.3921 | 224.0622 | 255.5797 | 224.2498
1433.455 | 29.9987 | 0.78434 | 22.0012 | 0.19758 | 0 | 194.2903 | 0.18805 | 0.08655% | 247.2721 | 217.2734 | 247.4601 | 217.4614
1433.57 | 25.6889 | 0.6788 | 19.5047 | 0.33702 | 0.17427 | 172.6838 | 0.18852 | 0.09749% | 219.0675 | 193.3786 | 219.256 | 193.5671
1433.685 | 20.6236 | 0.5531 | 16.5177 | 0.51982 | 13.7942 | 146.5232 | 0.18899 | 0.1062% | 198.5315 | 177.908 | 198.7205 | 178.097
1433.8 | 19.5326 | 0.52631 | 15.8983 | 0.58547 | 414.3542 | 141.2161 | 0.18946 | 0.03309% | 592.1129 | 572.5803 | 592.3024 | 572.7698
1433.915 | 21.3775 | 0.57254 | 17.0201 | 0.54011 | 4750.9777 | 151.2436 | 0.18994 | 0.00386% | 4941.7315 | 4920.3541 | 4941.9215 | 4920.544
1434.03 | 19.7787 | 0.53133 | 15.9962 | 0.60241 | 21044.4371 | 142.1182 | 0.19041 | 0.000898% | 21223.464 | 21203.6852 | 21223.6544 | 21203.8756
1434.145 | 15.4596 | 0.42022 | 13.17 | 0.79342 | 37046.5084 | 116.9436 | 0.19089 | 0.0005135% | 37193.2953 | 37177.8356 | 37193.4861 | 37178.0265
1434.26 | 11.2049 | 0.30711 | 9.9585 | 1.0437 | 27436.7441 | 88.374 | 0.19137 | 0.000695% | 27547.6323 | 27536.4275 | 27547.8237 | 27536.6189
1434.375 | 6.9143 | 0.19094 | 6.4696 | 1.3227 | 9249.655 | 57.3773 | 0.19185 | 0.00206% | 9321.9298 | 9315.0155 | 9322.1216 | 9315.2073
1434.49 | 8.3527 | 0.2269 | 7.4024 | 1.2509 | 1482.005 | 65.6022 | 0.19233 | 0.01236% | 1564.8401 | 1556.4874 | 1565.0324 | 1556.6798
1434.605 | 16.4663 | 0.43819 | 13.2875 | 0.80618 | 108.3163 | 117.7589 | 0.19281 | 0.08013% | 257.0733 | 240.6071 | 257.2661 | 240.7999
1434.72 | 23.1101 | 0.60975 | 17.9529 | 0.463 | 3.5365 | 159.1642 | 0.19329 | 0.1064% | 204.8365 | 181.7264 | 205.0298 | 181.9197
1434.835 | 25.9711 | 0.68182 | 19.7851 | 0.34367 | 5.9972 | 175.5236 | 0.19378 | 0.09577% | 228.3025 | 202.3314 | 228.4963 | 202.5252
1434.95 | 28.4627 | 0.74227 | 21.1595 | 0.30199 | 67.4599 | 187.8553 | 0.19426 | 0.07% | 305.9818 | 277.5191 | 306.176 | 277.7133
1435.065 | 27.3296 | 0.71269 | 20.3627 | 0.37484 | 290.1901 | 180.8843 | 0.19475 | 0.03954% | 519.8542 | 492.5246 | 520.0489 | 492.7194
1435.18 | 21.0029 | 0.55521 | 16.5492 | 0.595 | 535.0314 | 147.091 | 0.19523 | 0.0279% | 720.8247 | 699.8219 | 721.02 | 700.0171
1435.295 | 19.3185 | 0.51304 | 15.5274 | 0.66351 | 2228.5357 | 138.105 | 0.19572 | 0.008212% | 2402.6631 | 2383.3446 | 2402.8588 | 2383.5404
1435.41 | 24.6492 | 0.64586 | 18.7917 | 0.45935 | 22027.0116 | 167.2246 | 0.19621 | 0.0008833% | 22238.7823 | 22214.133 | 22238.9785 | 22214.3293
1435.525 | 28.3145 | 0.73771 | 21.0839 | 0.29201 | 94201.0664 | 187.7329 | 0.1967 | 0.0002083% | 94439.2274 | 94410.9129 | 94439.4241 | 94411.1096
1435.64 | 30.323 | 0.78689 | 22.22 | 0.2339 | 153049.0182 | 198.0606 | 0.19719 | 0.0001287% | 153300.6426 | 153270.3196 | 153300.8398 | 153270.5168
1435.755 | 32.5151 | 0.83942 | 23.3368 | 0.20141 | 94195.1118 | 208.2713 | 0.19769 | 0.0002094% | 94460.2757 | 94427.7606 | 94460.4734 | 94427.9583
1435.87 | 28.3281 | 0.73446 | 20.6963 | 0.32887 | 21959.5516 | 184.9002 | 0.19818 | 0.0008941% | 22194.5395 | 22166.2114 | 22194.7377 | 22166.4096
1435.985 | 17.6249 | 0.46666 | 14.038 | 0.69623 | 1939.1675 | 125.5517 | 0.19868 | 0.009552% | 2097.545 | 2079.9201 | 2097.7437 | 2080.1188
1436.1 | 11.152 | 0.30443 | 9.9791 | 0.97697 | 64.864 | 89.4044 | 0.19917 | 0.1203% | 176.6809 | 165.5289 | 176.8801 | 165.7281
1436.215 | 13.1399 | 0.35795 | 11.5647 | 0.84451 | 0.82184 | 103.7625 | 0.19967 | 0.1701% | 130.4914 | 117.3515 | 130.6911 | 117.5512
1436.33 | 18.0435 | 0.48422 | 14.9436 | 0.57477 | 0.028385 | 134.1643 | 0.20017 | 0.1333% | 168.2387 | 150.1952 | 168.4389 | 150.3954
1436.445 | 22.2142 | 0.58888 | 17.5684 | 0.44167 | 2.2402 | 157.7743 | 0.20067 | 0.1123% | 200.8276 | 178.6135 | 201.0283 | 178.8141
1436.56 | 25.5422 | 0.67032 | 19.4996 | 0.37796 | 66.9742 | 175.1255 | 0.20117 | 0.07659% | 288.1898 | 262.6476 | 288.391 | 262.8488
1436.675 | 28.0421 | 0.73064 | 20.8996 | 0.29225 | 758.43 | 187.6857 | 0.20167 | 0.02083% | 996.0804 | 968.0383 | 996.2821 | 968.2399
1436.79 | 28.1289 | 0.73188 | 20.9302 | 0.26796 | 3253.2723 | 187.9406 | 0.20218 | 0.005838% | 3491.2719 | 3463.1429 | 3491.474 | 3463.3451
1436.905 | 26.3487 | 0.68692 | 19.842 | 0.3716 | 5286.1177 | 178.152 | 0.20268 | 0.003695% | 5511.519 | 5485.1702 | 5511.7216 | 5485.3729
1437.02 | 21.69 | 0.57098 | 17.0278 | 0.57343 | 3267.4776 | 152.8781 | 0.20319 | 0.005909% | 3460.2179 | 3438.5279 | 3460.4211 | 3438.7311
1437.135 | 16.5488 | 0.4409 | 13.6751 | 0.78317 | 1183.109 | 122.7867 | 0.20369 | 0.01542% | 1337.3437 | 1320.7948 | 1337.5474 | 1320.9985
1437.25 | 12.859 | 0.34648 | 11.1593 | 0.93926 | 4876.1307 | 100.2451 | 0.2042 | 0.004093% | 5001.6799 | 4988.8209 | 5001.8841 | 4989.0251
1437.365 | 12.3603 | 0.33561 | 11.0201 | 0.94055 | 20631.0337 | 99.0795 | 0.20471 | 0.0009869% | 20754.7698 | 20742.4095 | 20754.9745 | 20742.6142
1437.48 | 10.5326 | 0.28937 | 9.816 | 1.0249 | 33517.9161 | 88.3411 | 0.20522 | 0.0006105% | 33627.92 | 33617.3875 | 33628.1252 | 33617.5927
1437.595 | 6.2769 | 0.177 | 6.5083 | 1.2586 | 20631.5857 | 58.6509 | 0.20573 | 0.000994% | 20704.4573 | 20698.1804 | 20704.663 | 20698.3861
1437.71 | 2.9966 | 0.087817 | 3.6537 | 1.5046 | 4840.7901 | 32.9836 | 0.20624 | 0.004227% | 4882.0165 | 4879.0198 | 4882.2227 | 4879.2261
1437.825 | 2.475 | 0.071939 | 2.9765 | 1.6257 | 560.3705 | 26.9479 | 0.20676 | 0.03493% | 594.4675 | 591.9925 | 594.6742 | 592.1993
1437.94 | 6.3262 | 0.1738 | 5.9407 | 1.3968 | 234.6777 | 53.8922 | 0.20727 | 0.07001% | 302.4073 | 296.0812 | 302.6146 | 296.2884
1438.055 | 13.7958 | 0.37052 | 11.6299 | 0.89684 | 135.8715 | 105.5558 | 0.20779 | 0.0817% | 268.1204 | 254.3246 | 268.3282 | 254.5324
1438.17 | 21.6878 | 0.572 | 16.9996 | 0.49993 | 31.6335 | 154.3345 | 0.20831 | 0.1021% | 225.7273 | 204.0396 | 225.9356 | 204.2479
1438.285 | 28.2419 | 0.73424 | 20.9597 | 0.31604 | 2.7934 | 190.3234 | 0.20882 | 0.09707% | 243.3687 | 215.1268 | 243.5775 | 215.3356
1438.4 | 28.7064 | 0.74552 | 21.2598 | 0.3326 | 0.093439 | 193.054 | 0.20934 | 0.09715% | 244.1918 | 215.4854 | 244.4011 | 215.6947
1438.515 | 24.507 | 0.64208 | 18.8578 | 0.43253 | 0.0011839 | 171.1984 | 0.20987 | 0.1098% | 215.6389 | 191.1319 | 215.8488 | 191.3418
1438.63 | 25.1099 | 0.65538 | 19.1664 | 0.38723 | 0.0083658 | 173.9287 | 0.21039 | 0.1084% | 219.256 | 194.1461 | 219.4664 | 194.3565
1438.745 | 31.1578 | 0.80175 | 22.5936 | 0.23946 | 0.66027 | 204.9942 | 0.21091 | 0.09198% | 260.4471 | 229.2893 | 260.658 | 229.5002
1438.86 | 33.7774 | 0.86547 | 24.1329 | 0.18693 | 19.7393 | 218.9599 | 0.21144 | 0.08012% | 297.6619 | 263.8845 | 297.8734 | 264.0959
1438.975 | 30.7341 | 0.79199 | 22.4907 | 0.24861 | 223.5326 | 204.091 | 0.21196 | 0.04698% | 481.889 | 451.155 | 482.101 | 451.3669
1439.09 | 26.5046 | 0.68959 | 20.1322 | 0.34791 | 958.8393 | 182.8084 | 0.21249 | 0.01827% | 1189.3221 | 1162.8175 | 1189.5346 | 1163.03
1439.205 | 24.0682 | 0.62912 | 18.5856 | 0.4777 | 1557.9597 | 169.0007 | 0.21302 | 0.0122% | 1770.7211 | 1746.6529 | 1770.9341 | 1746.8659
1439.32 | 19.2859 | 0.50567 | 15.1069 | 0.78855 | 961.3217 | 137.5963 | 0.21355 | 0.01915% | 1134.605 | 1115.3191 | 1134.8185 | 1115.5327
1439.435 | 10.3714 | 0.2775 | 8.8827 | 1.245 | 297.747 | 81.1343 | 0.21408 | 0.05499% | 399.658 | 389.2866 | 399.872 | 389.5006
1439.55 | 5.6846 | 0.15952 | 5.7177 | 1.423 | 860.1583 | 52.7333 | 0.21461 | 0.02332% | 925.8763 | 920.1918 | 926.0909 | 920.4064
1439.665 | 9.6243 | 0.26496 | 8.4532 | 1.2036 | 3605.64 | 79.0003 | 0.21514 | 0.005823% | 3704.1864 | 3694.5621 | 3704.4015 | 3694.7772
1439.78 | 19.3825 | 0.52243 | 15.0567 | 0.74383 | 5858.7554 | 141.7958 | 0.21568 | 0.003585% | 6036.2566 | 6016.8741 | 6036.4723 | 6017.0898
1439.895 | 26.2596 | 0.70602 | 19.6271 | 0.41651 | 3646.257 | 186.1283 | 0.21621 | 0.005611% | 3879.3945 | 3853.1349 | 3879.6107 | 3853.3511
1440.01 | 26.9376 | 0.73044 | 20.1474 | 0.32981 | 1308.2669 | 192.7718 | 0.21675 | 0.01424% | 1549.1839 | 1522.2463 | 1549.4006 | 1522.463
1440.125 | 27.534 | 0.75189 | 20.4237 | 0.2785 | 2087.4322 | 197.3824 | 0.21729 | 0.009422% | 2333.8027 | 2306.2687 | 2334.02 | 2306.486
1440.24 | 28.7634 | 0.78689 | 20.9722 | 0.27572 | 3345.48 | 204.1765 | 0.21783 | 0.006099% | 3600.4548 | 3571.6914 | 3600.6727 | 3571.9092
1440.355 | 24.5986 | 0.67865 | 18.3496 | 0.47173 | 2365.1723 | 179.3665 | 0.21837 | 0.008517% | 2588.6375 | 2564.0389 | 2588.8559 | 2564.2572
1440.47 | 19.4839 | 0.54436 | 15.2739 | 0.66037 | 1050.7981 | 149.4963 | 0.21891 | 0.01799% | 1236.2569 | 1216.773 | 1236.4758 | 1216.9919
1440.585 | 21.3062 | 0.59273 | 16.5661 | 0.54697 | 400.0497 | 161.8251 | 0.21945 | 0.03786% | 600.8868 | 579.5807 | 601.1063 | 579.8001
1440.7 | 24.2792 | 0.66961 | 18.5562 | 0.39956 | 85.002 | 180.4734 | 0.22 | 0.07717% | 309.3799 | 285.1007 | 309.5999 | 285.3207
1440.815 | 24.0746 | 0.66031 | 18.5496 | 0.42693 | 7.4012 | 179.1229 | 0.22054 | 0.107% | 230.2356 | 206.161 | 230.4562 | 206.3816
1440.93 | 24.0442 | 0.65325 | 18.5802 | 0.46334 | 0.24697 | 177.7698 | 0.22109 | 0.1118% | 221.7577 | 197.7135 | 221.9788 | 197.9346
1441.045 | 25.925 | 0.69424 | 19.6775 | 0.41274 | 0.0031292 | 186.6306 | 0.22164 | 0.1069% | 233.3432 | 207.4182 | 233.5648 | 207.6399
1441.16 | 25.9908 | 0.6901 | 19.6393 | 0.40917 | 0 | 185.0444 | 0.22219 | 0.108% | 231.7738 | 205.783 | 231.996 | 206.0052
1441.275 | 19.911 | 0.53132 | 15.685 | 0.68014 | 3.493e-11 | 147.109 | 0.22274 | 0.1358% | 183.9164 | 164.0054 | 184.1391 | 164.2282
1441.39 | 11.0842 | 0.30119 | 9.5426 | 1.2088 | 6.1129e-11 | 89.2465 | 0.22329 | 0.2226% | 111.3833 | 100.2991 | 111.6066 | 100.5224
1441.505 | 7.9617 | 0.21865 | 7.1618 | 1.4649 | 5.47e-05 | 67.0511 | 0.22385 | 0.2949% | 83.8583 | 75.8966 | 84.0822 | 76.1205
1441.62 | 13.6885 | 0.36943 | 11.3272 | 1.0924 | 0.0064581 | 106.4729 | 0.2244 | 0.1881% | 132.9569 | 119.2684 | 133.1813 | 119.4928
1441.735 | 22.2646 | 0.59322 | 17.2468 | 0.5899 | 0.29804 | 162.7771 | 0.22496 | 0.1239% | 203.7696 | 181.505 | 203.9946 | 181.73
1441.85 | 28.2241 | 0.74718 | 20.9396 | 0.33081 | 6.5132 | 198.6635 | 0.22551 | 0.09926% | 255.4185 | 227.1944 | 255.644 | 227.4199
1441.965 | 30.5581 | 0.80853 | 22.2201 | 0.27915 | 63.4754 | 211.983 | 0.22607 | 0.07567% | 329.3243 | 298.7662 | 329.5504 | 298.9923
1442.08 | 27.4722 | 0.73336 | 20.3604 | 0.42624 | 255.5797 | 195.2358 | 0.22663 | 0.04798% | 499.8077 | 472.3355 | 500.0343 | 472.5621
1442.195 | 22.7674 | 0.61738 | 17.6324 | 0.59892 | 405.686 | 169.9694 | 0.22719 | 0.03822% | 617.2715 | 594.5041 | 617.4987 | 594.7313
1442.31 | 22.8347 | 0.62208 | 17.7546 | 0.54669 | 268.2199 | 171.8451 | 0.22775 | 0.04962% | 481.8231 | 458.9884 | 482.0509 | 459.2162
1442.425 | 25.6618 | 0.69499 | 19.4279 | 0.40706 | 299.3819 | 188.3682 | 0.22832 | 0.04492% | 533.9418 | 508.28 | 534.1701 | 508.5083
1442.54 | 27.5368 | 0.74179 | 20.4666 | 0.36103 | 1043.3115 | 198.4807 | 0.22888 | 0.01812% | 1290.8985 | 1263.3617 | 1291.1273 | 1263.5905
1442.655 | 24.0452 | 0.64989 | 18.2103 | 0.55018 | 1687.1333 | 176.4571 | 0.22945 | 0.01219% | 1907.046 | 1883.0008 | 1907.2755 | 1883.2302
1442.77 | 15.2184 | 0.41616 | 12.1738 | 1.0465 | 1038.2577 | 117.8025 | 0.23002 | 0.01966% | 1184.915 | 1169.6966 | 1185.145 | 1169.9266
1442.885 | 7.4866 | 0.20891 | 6.6359 | 1.511 | 242.0468 | 64.0088 | 0.23059 | 0.07334% | 321.8981 | 314.4115 | 322.1287 | 314.6421
1443 | 7.8256 | 0.2178 | 7.1353 | 1.4249 | 21.3743 | 68.3795 | 0.23116 | 0.2346% | 106.3573 | 98.5317 | 106.5885 | 98.7629
1443.115 | 16.6535 | 0.44697 | 13.3115 | 0.93308 | 0.71496 | 127.1805 | 0.23173 | 0.1625% | 159.2406 | 142.587 | 159.4723 | 142.8188
1443.23 | 28.0045 | 0.7345 | 20.491 | 0.44654 | 0.0090587 | 195.4776 | 0.2323 | 0.107% | 245.1632 | 217.1587 | 245.3955 | 217.391
1443.345 | 34.6037 | 0.89868 | 24.445 | 0.1963 | 0 | 232.9814 | 0.23287 | 0.09008% | 293.125 | 258.5213 | 293.3579 | 258.7542
1443.46 | 35.9364 | 0.93104 | 25.2416 | 0.14038 | 0 | 240.487 | 0.23345 | 0.0875% | 302.7364 | 266.8001 | 302.9699 | 267.0335
1443.575 | 34.7546 | 0.90204 | 24.6223 | 0.16351 | 0 | 234.665 | 0.23403 | 0.08989% | 295.1074 | 260.3528 | 295.3415 | 260.5868
1443.69 | 33.2708 | 0.86624 | 23.83 | 0.20773 | 0 | 227.3658 | 0.2346 | 0.093% | 285.5406 | 252.2698 | 285.7752 | 252.5044
1443.805 | 32.784 | 0.85509 | 23.5434 | 0.23817 | 1.0211e-11 | 225.0881 | 0.23518 | 0.09418% | 282.5088 | 249.7248 | 282.744 | 249.96
1443.92 | 30.5582 | 0.80143 | 22.2543 | 0.32974 | 3.0428e-12 | 213.4428 | 0.23576 | 0.09955% | 267.3865 | 236.8283 | 267.6223 | 237.0641
1444.035 | 26.1503 | 0.69457 | 19.773 | 0.48137 | 0 | 190.6137 | 0.23635 | 0.1117% | 237.7129 | 211.5626 | 237.9492 | 211.7989
1444.15 | 23.79 | 0.63763 | 18.4048 | 0.55776 | 0 | 178.5561 | 0.23693 | 0.1196% | 221.9463 | 198.1564 | 222.1833 | 198.3933
1444.265 | 21.0313 | 0.56725 | 16.5783 | 0.69537 | 2.9462e-11 | 161.7331 | 0.23751 | 0.1323% | 200.6053 | 179.574 | 200.8428 | 179.8115
1444.38 | 17.5072 | 0.47717 | 14.3106 | 0.86879 | 4.9409e-11 | 140.5 | 0.2381 | 0.1525% | 173.6638 | 156.1566 | 173.9019 | 156.3947
1444.495 | 20.7901 | 0.5612 | 16.3227 | 0.71582 | 0 | 161.2093 | 0.23869 | 0.1335% | 199.5991 | 178.809 | 199.8378 | 179.0477
1444.61 | 28.558 | 0.75733 | 20.9778 | 0.39742 | 0 | 207.7162 | 0.23928 | 0.1041% | 258.4067 | 229.8487 | 258.646 | 230.088
1444.725 | 32.8035 | 0.86258 | 23.4839 | 0.24131 | 0 | 232.8058 | 0.23987 | 0.09319% | 290.197 | 257.3936 | 290.4369 | 257.6334
1444.84 | 32.9184 | 0.86323 | 23.6036 | 0.23425 | 0 | 234.0953 | 0.24046 | 0.09291% | 291.7148 | 258.7964 | 291.9553 | 259.0368
1444.955 | 31.2766 | 0.81943 | 22.7116 | 0.28821 | 0 | 225.162 | 0.24105 | 0.09682% | 280.2578 | 248.9813 | 280.4989 | 249.2223
1445.07 | 27.2033 | 0.71521 | 20.3618 | 0.43946 | 5.2078e-07 | 201.7384 | 0.24165 | 0.1082% | 250.4582 | 223.2549 | 250.6998 | 223.4965
1445.185 | 20.5497 | 0.5475 | 16.4389 | 0.68976 | 4.1104e-05 | 162.8577 | 0.24224 | 0.1342% | 201.0837 | 180.5339 | 201.3259 | 180.7762
1445.3 | 15.3767 | 0.41573 | 13.1761 | 0.91959 | 0.0012288 | 130.6247 | 0.24284 | 0.1673% | 160.5141 | 145.1373 | 160.7569 | 145.3802
1445.415 | 10.9553 | 0.29756 | 9.6626 | 1.2675 | 0.013916 | 95.8768 | 0.24344 | 0.2273% | 118.0736 | 107.1183 | 118.317 | 107.3617
1445.53 | 5.0092 | 0.13665 | 4.5699 | 1.856 | 0.059691 | 45.3761 | 0.24404 | 0.4693% | 57.0076 | 51.9983 | 57.2516 | 52.2424
1445.645 | 1.2499 | 0.034834 | 1.2865 | 2.3009 | 0.097788 | 12.8171 | 0.24464 | 1.479% | 17.7871 | 16.5371 | 18.0317 | 16.7818
1445.76 | 1.305 | 0.037069 | 1.4203 | 2.3117 | 0.12303 | 14.3953 | 0.24524 | 1.341% | 19.5924 | 18.2874 | 19.8376 | 18.5326
1445.875 | 5.3409 | 0.14687 | 4.9562 | 1.8755 | 1.9074 | 50.459 | 0.24584 | 0.4143% | 64.6858 | 59.345 | 64.9317 | 59.5908
1445.99 | 12.9888 | 0.34987 | 10.9369 | 1.2247 | 21.443 | 111.6638 | 0.24645 | 0.1692% | 158.6072 | 145.6184 | 158.8537 | 145.8649
1446.105 | 18.5341 | 0.49479 | 14.9362 | 0.8486 | 91.9744 | 153.068 | 0.24706 | 0.09454% | 279.856 | 261.3219 | 280.1031 | 261.569
1446.22 | 21.0968 | 0.56039 | 16.5133 | 0.7412 | 149.4404 | 170.3189 | 0.24766 | 0.07337% | 358.671 | 337.5742 | 358.9187 | 337.8219
1446.335 | 26.9484 | 0.70819 | 20.003 | 0.50379 | 92.0654 | 207.6729 | 0.24827 | 0.07735% | 347.9017 | 320.9533 | 348.1499 | 321.2015
1446.45 | 32.0457 | 0.83718 | 23.0685 | 0.28781 | 28.6298 | 240.6436 | 0.24888 | 0.08481% | 325.5126 | 293.4669 | 325.7615 | 293.7157
1446.565 | 33.2964 | 0.86939 | 23.8087 | 0.23478 | 216.7841 | 249.5068 | 0.2495 | 0.05079% | 524.5002 | 491.2038 | 524.7497 | 491.4533
1446.68 | 31.6039 | 0.82725 | 22.7726 | 0.30584 | 2433.531 | 239.6307 | 0.25011 | 0.009273% | 2728.6712 | 2697.0673 | 2728.9213 | 2697.3175
1446.795 | 25.2979 | 0.66826 | 18.9325 | 0.57048 | 10438.3174 | 199.8909 | 0.25072 | 0.002352% | 10683.6774 | 10658.3795 | 10683.9281 | 10658.6302
1446.91 | 19.1797 | 0.51325 | 15.1822 | 0.83611 | 16960.2439 | 160.8578 | 0.25134 | 0.001467% | 17156.8129 | 17137.6332 | 17157.0642 | 17137.8845
1447.025 | 18.0771 | 0.48519 | 14.5473 | 0.89719 | 10438.3166 | 154.594 | 0.25196 | 0.002375% | 10626.9173 | 10608.8402 | 10627.1693 | 10609.0922
1447.14 | 18.5235 | 0.49616 | 14.8736 | 0.88794 | 2433.4677 | 158.4292 | 0.25258 | 0.009684% | 2626.678 | 2608.1545 | 2626.9306 | 2608.4071
1447.255 | 20.7444 | 0.55279 | 16.3949 | 0.75507 | 214.8906 | 174.9885 | 0.2532 | 0.06212% | 428.3263 | 407.5819 | 428.5795 | 407.8351
1447.37 | 22.7893 | 0.60469 | 17.7973 | 0.62517 | 7.188 | 190.3123 | 0.25382 | 0.1172% | 239.3167 | 216.5274 | 239.5705 | 216.7812
1447.485 | 27.0293 | 0.70861 | 20.2884 | 0.45959 | 0.091073 | 217.4312 | 0.25444 | 0.1065% | 266.0082 | 238.9789 | 266.2626 | 239.2333
1447.6 | 33.2535 | 0.85975 | 23.7814 | 0.25429 | 8.3126e-12 | 255.4053 | 0.25507 | 0.091% | 313.5543 | 280.3008 | 313.8094 | 280.5559
1447.715 | 37.4824 | 0.96119 | 26.0897 | 0.12737 | 3.593e-11 | 280.7897 | 0.2557 | 0.08303% | 345.4503 | 307.9679 | 345.706 | 308.2236
1447.83 | 38.9559 | 0.99565 | 26.8758 | 0.089309 | 0 | 289.9458 | 0.25632 | 0.08063% | 356.8625 | 317.9066 | 357.1189 | 318.163
1447.945 | 37.849 | 0.96785 | 26.2458 | 0.13716 | 8.3353e-11 | 283.908 | 0.25695 | 0.08255% | 349.1079 | 311.2589 | 349.3649 | 311.5158
1448.06 | 32.564 | 0.83858 | 23.2698 | 0.34222 | 0 | 252.4324 | 0.25758 | 0.09303% | 309.447 | 276.883 | 309.7045 | 277.1406
1448.175 | 26.4063 | 0.68868 | 19.8382 | 0.56835 | 1.0582e-12 | 216.0125 | 0.25821 | 0.1089% | 263.514 | 237.1077 | 263.7722 | 237.3659
1448.29 | 27.6357 | 0.71945 | 20.6092 | 0.49802 | 0 | 225.381 | 0.25885 | 0.1047% | 274.8434 | 247.2077 | 275.1023 | 247.4666
1448.405 | 32.9461 | 0.84917 | 23.6237 | 0.28732 | 0 | 259.2274 | 0.25948 | 0.09137% | 316.9337 | 283.9875 | 317.1931 | 284.247
1448.52 | 33.7416 | 0.86897 | 24.097 | 0.24666 | 0 | 265.2564 | 0.26012 | 0.08955% | 324.2106 | 290.469 | 324.4707 | 290.7291
1448.635 | 29.8463 | 0.77479 | 21.9572 | 0.37169 | 3.4055e-12 | 242.5682 | 0.26076 | 0.09815% | 295.5182 | 265.6719 | 295.7789 | 265.9327
1448.75 | 27.5428 | 0.71899 | 20.6788 | 0.4505 | 4.3316e-11 | 229.4037 | 0.2614 | 0.104% | 278.7947 | 251.252 | 279.0561 | 251.5134
1448.865 | 29.993 | 0.77877 | 22.0539 | 0.37068 | 3.5063e-11 | 245.6228 | 0.26204 | 0.09747% | 298.8192 | 268.8262 | 299.0812 | 269.0882
1448.98 | 33.5836 | 0.86584 | 24.0414 | 0.25322 | 6.306e-11 | 268.6504 | 0.26268 | 0.0894% | 327.3944 | 293.8109 | 327.6571 | 294.0735
1449.095 | 35.9778 | 0.92332 | 25.334 | 0.17621 | 0 | 283.9793 | 0.26332 | 0.08483% | 346.3906 | 310.4128 | 346.6539 | 310.6762
1449.21 | 36.748 | 0.9416 | 25.747 | 0.15031 | 1.8641e-05 | 289.5091 | 0.26397 | 0.08344% | 353.0961 | 316.3481 | 353.36 | 316.612
1449.325 | 35.949 | 0.9224 | 25.3224 | 0.17229 | 0.0014712 | 285.6966 | 0.26462 | 0.08478% | 348.0642 | 312.1152 | 348.3288 | 312.3798
1449.44 | 33.8507 | 0.87214 | 24.1942 | 0.23529 | 0.043984 | 273.9925 | 0.26526 | 0.08862% | 333.1889 | 299.3381 | 333.4541 | 299.6034
1449.555 | 31.742 | 0.82131 | 23.0212 | 0.31321 | 0.49808 | 261.7569 | 0.26591 | 0.09284% | 318.1528 | 286.4108 | 318.4187 | 286.6767
1449.67 | 28.6876 | 0.74657 | 21.2304 | 0.46198 | 2.1378 | 242.3646 | 0.26656 | 0.09986% | 295.629 | 266.9414 | 295.8955 | 267.208
1449.785 | 23.6868 | 0.62467 | 18.3363 | 0.68615 | 3.5755 | 210.4152 | 0.26722 | 0.1144% | 257.3246 | 233.6378 | 257.5918 | 233.905
1449.9 | 22.135 | 0.58789 | 17.4162 | 0.74749 | 5.2752 | 201.188 | 0.26787 | 0.1189% | 247.3497 | 225.2148 | 247.6176 | 225.4826
1450.015 | 21.3278 | 0.56686 | 16.7337 | 0.80114 | 36.8917 | 194.2896 | 0.26853 | 0.1077% | 270.6108 | 249.283 | 270.8794 | 249.5515
1450.13 | 15.2341 | 0.41224 | 12.7865 | 1.1131 | 165.7866 | 149.159 | 0.26918 | 0.08175% | 344.4915 | 329.2574 | 344.7607 | 329.5266
1450.245 | 10.5842 | 0.29531 | 9.8635 | 1.3311 | 310.6203 | 115.8764 | 0.26984 | 0.06161% | 448.5708 | 437.9865 | 448.8406 | 438.2564
1450.36 | 10.7305 | 0.30028 | 9.9909 | 1.3138 | 258.3084 | 118.0528 | 0.2705 | 0.06972% | 398.6966 | 387.9661 | 398.9671 | 388.2366
1450.475 | 9.4766 | 0.26409 | 8.6905 | 1.5227 | 101.5381 | 102.972 | 0.27116 | 0.1261% | 224.4641 | 214.9875 | 224.7353 | 215.2586
1450.59 | 5.313 | 0.14957 | 5.1476 | 1.9808 | 18.5991 | 61.188 | 0.27183 | 0.3122% | 92.3782 | 87.0652 | 92.65 | 87.337
1450.705 | 4.3755 | 0.1255 | 4.5383 | 2.0003 | 1.4728 | 54.3857 | 0.27249 | 0.4358% | 66.898 | 62.5225 | 67.1705 | 62.795
1450.82 | 7.4651 | 0.21255 | 7.3528 | 1.5784 | 0.047113 | 88.5215 | 0.27316 | 0.2796% | 105.1775 | 97.7124 | 105.4506 | 97.9855
1450.935 | 9.3781 | 0.26629 | 9.0582 | 1.3511 | 0.00058033 | 109.382 | 0.27382 | 0.2281% | 129.4363 | 120.0582 | 129.7101 | 120.332
1451.05 | 8.1422 | 0.23238 | 8.0152 | 1.5021 | 3.4727e-11 | 97.1655 | 0.27449 | 0.2567% | 115.0574 | 106.9152 | 115.3319 | 107.1897
1451.165 | 8.0556 | 0.22762 | 7.6266 | 1.6126 | 1.4704e-11 | 93.1531 | 0.27516 | 0.2681% | 110.6755 | 102.6199 | 110.9507 | 102.8951
1451.28 | 15.0707 | 0.41044 | 12.2142 | 1.2154 | 1.3999 | 150.2122 | 0.27584 | 0.1667% | 180.5228 | 165.452 | 180.7986 | 165.7279
1451.395 | 26.2759 | 0.70005 | 19.3616 | 0.60387 | 110.7908 | 238.848 | 0.27651 | 0.07467% | 396.5803 | 370.3044 | 396.8568 | 370.5809
1451.51 | 33.3046 | 0.8792 | 23.6445 | 0.26397 | 3327.2684 | 292.3139 | 0.27718 | 0.007606% | 3677.6745 | 3644.3699 | 3677.9517 | 3644.6471
1451.625 | 34.4518 | 0.90776 | 24.3593 | 0.20597 | 38129.5078 | 301.7193 | 0.27786 | 0.0007225% | 38491.152 | 38456.7001 | 38491.4298 | 38456.978
1451.74 | 31.8826 | 0.84289 | 22.9833 | 0.29325 | 168660.8361 | 285.0598 | 0.27854 | 0.0001648% | 169001.898 | 168970.0154 | 169002.1765 | 168970.2939
1451.855 | 28.3011 | 0.75212 | 21.0324 | 0.42278 | 295939.2798 | 260.9923 | 0.27922 | 9.426e-05% | 296250.7805 | 296222.4794 | 296251.0597 | 296222.7586
1451.97 | 25.7856 | 0.68633 | 19.5411 | 0.54981 | 217728.0211 | 242.4509 | 0.2799 | 0.0001284% | 218017.0349 | 217991.2492 | 218017.3148 | 217991.5291
1452.085 | 21.4613 | 0.57277 | 16.6757 | 0.84729 | 72773.0887 | 206.8864 | 0.28058 | 0.0003844% | 73019.5321 | 72998.0708 | 73019.8127 | 72998.3514
1452.2 | 16.0129 | 0.43163 | 13.1582 | 1.1948 | 12043.5333 | 163.3237 | 0.28127 | 0.002301% | 12237.6545 | 12221.6416 | 12237.9358 | 12221.9229
1452.315 | 18.8969 | 0.5031 | 15.0075 | 1.0309 | 1813.6107 | 186.4749 | 0.28195 | 0.01398% | 2035.524 | 2016.6271 | 2035.806 | 2016.9091
1452.43 | 28.6133 | 0.74557 | 20.9282 | 0.5313 | 1176.5897 | 260.4369 | 0.28264 | 0.01937% | 1487.845 | 1459.2317 | 1488.1276 | 1459.5143
1452.545 | 35.3316 | 0.91202 | 24.8682 | 0.22237 | 1161.1896 | 310.2339 | 0.28333 | 0.01892% | 1532.7577 | 1497.4261 | 1533.041 | 1497.7094
1452.66 | 36.2586 | 0.93534 | 25.3992 | 0.18178 | 651.853 | 317.8993 | 0.28402 | 0.02851% | 1032.5272 | 996.2686 | 1032.8112 | 996.5526
1452.775 | 31.6324 | 0.82189 | 22.7459 | 0.38019 | 149.8708 | 285.6636 | 0.28471 | 0.06196% | 491.1148 | 459.4824 | 491.3995 | 459.7671
1452.89 | 23.1102 | 0.61023 | 17.6854 | 0.78966 | 13.208 | 222.9216 | 0.28541 | 0.1118% | 278.3252 | 255.2149 | 278.6106 | 255.5003
1453.005 | 19.5531 | 0.52085 | 15.4605 | 0.98489 | 0.44165 | 195.8714 | 0.2861 | 0.1341% | 232.8324 | 213.2792 | 233.1185 | 213.5653
1453.12 | 25.6428 | 0.67384 | 19.1474 | 0.6686 | 0.0055958 | 243.6327 | 0.2868 | 0.1086% | 289.771 | 264.1282 | 290.0578 | 264.415
1453.235 | 32.5913 | 0.84804 | 23.3319 | 0.31886 | 0 | 297.7624 | 0.2875 | 0.08921% | 354.8525 | 322.2612 | 355.14 | 322.5487
1453.35 | 34.8388 | 0.90429 | 24.6566 | 0.21316 | 1.9826e-11 | 315.6462 | 0.2882 | 0.08441% | 376.2591 | 341.4203 | 376.5473 | 341.7085
1453.465 | 34.7193 | 0.90189 | 24.603 | 0.21231 | 7.3568e-12 | 316.0702 | 0.2889 | 0.08453% | 376.5067 | 341.7875 | 376.7956 | 342.0764
1453.58 | 35.9323 | 0.93176 | 25.2402 | 0.17317 | 6.9266e-11 | 325.484 | 0.2896 | 0.08231% | 387.7614 | 351.8291 | 388.051 | 352.1187
1453.695 | 37.9849 | 0.98229 | 26.31 | 0.1093 | 2.618e-11 | 340.6525 | 0.29031 | 0.07888% | 406.039 | 368.054 | 406.3293 | 368.3443
1453.81 | 38.7636 | 1.0026 | 26.7019 | 0.084286 | 5.0645e-11 | 347.3266 | 0.29102 | 0.07758% | 413.8789 | 375.1153 | 414.1699 | 375.4063
1453.925 | 37.4911 | 0.97359 | 26.018 | 0.12223 | 5.1831e-06 | 340.1617 | 0.29172 | 0.07943% | 404.7665 | 367.2755 | 405.0583 | 367.5672
1454.04 | 35.7285 | 0.9328 | 25.0789 | 0.17638 | 0.00041432 | 329.6953 | 0.29243 | 0.08217% | 391.6123 | 355.8838 | 391.9047 | 356.1763
1454.155 | 35.0953 | 0.91884 | 24.7046 | 0.20483 | 0.012644 | 326.4623 | 0.29314 | 0.08321% | 387.3986 | 352.3032 | 387.6917 | 352.5964
1454.27 | 32.2106 | 0.84804 | 23.0534 | 0.33358 | 0.15088 | 305.9609 | 0.29386 | 0.08895% | 362.5574 | 330.3468 | 362.8512 | 330.6406
1454.385 | 28.3688 | 0.75355 | 20.9183 | 0.48947 | 0.73435 | 278.8642 | 0.29457 | 0.09762% | 330.1287 | 301.7599 | 330.4233 | 302.0544
1454.5 | 30.424 | 0.80544 | 22.0914 | 0.39674 | 1.5681 | 295.6969 | 0.29529 | 0.09212% | 350.9825 | 320.5585 | 351.2778 | 320.8538
1454.615 | 35.1426 | 0.92225 | 24.7025 | 0.20617 | 1.6064 | 331.4591 | 0.29601 | 0.08248% | 394.0389 | 358.8963 | 394.3349 | 359.1923
1454.73 | 36.2901 | 0.9498 | 25.3534 | 0.15703 | 1.1563 | 340.7171 | 0.29672 | 0.08056% | 404.6237 | 368.3336 | 404.9204 | 368.6303
1454.845 | 34.1468 | 0.8959 | 24.2358 | 0.22745 | 2.2052 | 326.0863 | 0.29745 | 0.08411% | 387.7974 | 353.6506 | 388.0948 | 353.9481
1454.96 | 31.7729 | 0.83609 | 22.9491 | 0.31729 | 4.4982 | 309.2121 | 0.29817 | 0.08826% | 369.5856 | 337.8128 | 369.8838 | 338.1109
1455.075 | 28.1814 | 0.74431 | 20.7297 | 0.52235 | 4.6296 | 279.8227 | 0.29889 | 0.09753% | 334.6301 | 306.4487 | 334.929 | 306.7476
1455.19 | 19.8118 | 0.5286 | 15.2329 | 1.0843 | 2.2293 | 206.0531 | 0.29962 | 0.1331% | 244.9398 | 225.1281 | 245.2395 | 225.4277
1455.305 | 12.2583 | 0.33341 | 10.2084 | 1.6042 | 0.46497 | 138.6746 | 0.30035 | 0.1985% | 163.5439 | 151.2856 | 163.8442 | 151.5859
1455.42 | 15.0407 | 0.40755 | 12.2393 | 1.3533 | 0.039229 | 167.2951 | 0.30108 | 0.166% | 196.3751 | 181.3344 | 196.6762 | 181.6355
1455.535 | 24.249 | 0.64619 | 18.3047 | 0.7332 | 0.001289 | 251.1118 | 0.30181 | 0.1115% | 295.0462 | 270.7972 | 295.348 | 271.099
1455.65 | 30.9199 | 0.8166 | 22.4027 | 0.36761 | 1.6153e-05 | 308.3768 | 0.30254 | 0.09114% | 362.8836 | 331.9637 | 363.1862 | 332.2662
1455.765 | 34.1802 | 0.89839 | 24.2403 | 0.23176 | 0.32785 | 334.8181 | 0.30327 | 0.08412% | 394.6967 | 360.5164 | 394.9999 | 360.8197
1455.88 | 34.7856 | 0.91326 | 24.568 | 0.21442 | 26.2362 | 340.2717 | 0.30401 | 0.07751% | 426.9892 | 392.2036 | 427.2932 | 392.5076
1455.995 | 33.6464 | 0.88429 | 23.955 | 0.26472 | 802.0528 | 332.4001 | 0.30475 | 0.02628% | 1193.2033 | 1159.5569 | 1193.508 | 1159.8616
1456.11 | 31.9692 | 0.84116 | 23.028 | 0.34528 | 9611.7479 | 319.8686 | 0.30549 | 0.003068% | 9987.8002 | 9955.831 | 9988.1056 | 9956.1365
1456.225 | 30.597 | 0.80536 | 22.2744 | 0.40898 | 47221.3892 | 309.6306 | 0.30623 | 0.0006439% | 47585.1055 | 47554.5085 | 47585.4118 | 47554.8148
1456.34 | 31.9099 | 0.83621 | 23.022 | 0.34642 | 102428.0492 | 320.3358 | 0.30697 | 0.0002987% | 102804.4995 | 102772.5896 | 102804.8065 | 102772.8966
1456.455 | 34.2394 | 0.892 | 24.309 | 0.24844 | 104801.6325 | 338.6492 | 0.30771 | 0.0002926% | 105199.9705 | 105165.7311 | 105200.2782 | 105166.0388
1456.57 | 36.7983 | 0.9529 | 25.6779 | 0.15856 | 50134.6655 | 358.2129 | 0.30846 | 0.0006106% | 50556.466 | 50519.6677 | 50556.7744 | 50519.9761
1456.685 | 37.2951 | 0.96399 | 25.9307 | 0.14539 | 10419.1745 | 362.3863 | 0.30921 | 0.002861% | 10845.896 | 10808.6008 | 10846.2052 | 10808.9101
1456.8 | 33.702 | 0.87604 | 23.9665 | 0.2811 | 877.6439 | 335.7908 | 0.30996 | 0.02503% | 1272.2603 | 1238.5584 | 1272.5703 | 1238.8683
1456.915 | 30.07 | 0.78766 | 21.9885 | 0.41527 | 28.819 | 309.1605 | 0.31071 | 0.08603% | 391.241 | 361.171 | 391.5517 | 361.4817
1457.03 | 31.5086 | 0.82351 | 22.8061 | 0.35897 | 0.36099 | 321.7869 | 0.31146 | 0.08998% | 377.645 | 346.1365 | 377.9565 | 346.4479
1457.145 | 33.3905 | 0.8698 | 23.8628 | 0.3078 | 7.9004e-13 | 337.5626 | 0.31221 | 0.0861% | 395.9936 | 362.6031 | 396.3058 | 362.9153
1457.26 | 32.1493 | 0.83919 | 23.2116 | 0.38686 | 1.5636e-11 | 329.0409 | 0.31297 | 0.08854% | 385.6278 | 353.4785 | 385.9407 | 353.7915
1457.375 | 32.1025 | 0.8369 | 23.1793 | 0.39594 | 1.0788e-11 | 329.1692 | 0.31373 | 0.08873% | 385.6838 | 353.5813 | 385.9976 | 353.8951
1457.49 | 32.7606 | 0.8503 | 23.4073 | 0.37893 | 2.6512e-11 | 332.8042 | 0.31449 | 0.08798% | 390.2014 | 357.4408 | 390.5159 | 357.7553
1457.605 | 27.688 | 0.72098 | 20.2124 | 0.67091 | 0 | 287.6128 | 0.31525 | 0.102% | 336.905 | 309.217 | 337.2203 | 309.5323
1457.72 | 21.8469 | 0.57371 | 16.6823 | 0.98784 | 0 | 237.6344 | 0.31601 | 0.1235% | 277.7252 | 255.8783 | 278.0412 | 256.1943
1457.835 | 25.9137 | 0.67462 | 19.2628 | 0.74202 | 0 | 274.7365 | 0.31677 | 0.1072% | 321.3296 | 295.4159 | 321.6464 | 295.7327
1457.95 | 34.0138 | 0.87412 | 24.1045 | 0.31927 | 0 | 344.1751 | 0.31754 | 0.08594% | 403.4868 | 369.473 | 403.8044 | 369.7906
1458.065 | 38.2718 | 0.97713 | 26.5261 | 0.12797 | 0 | 379.2865 | 0.31831 | 0.07822% | 445.1894 | 406.9177 | 445.5077 | 407.236
1458.18 | 39.3729 | 1.0028 | 27.1298 | 0.085908 | 4.3257e-12 | 388.592 | 0.31908 | 0.07655% | 456.1833 | 416.8105 | 456.5024 | 417.1295
1458.295 | 39.0533 | 0.9944 | 26.9701 | 0.096959 | 1.6971e-11 | 387.0166 | 0.31985 | 0.07706% | 454.1314 | 415.078 | 454.4512 | 415.3979
1458.41 | 37.4488 | 0.95532 | 26.139 | 0.15084 | 9.1219e-12 | 375.765 | 0.32062 | 0.07956% | 440.459 | 403.0102 | 440.7797 | 403.3308
1458.525 | 35.5725 | 0.90975 | 25.1611 | 0.21322 | 5.5616e-11 | 362.377 | 0.3214 | 0.08269% | 424.2336 | 388.6611 | 424.555 | 388.9825
1458.64 | 35.4036 | 0.90505 | 25.0743 | 0.21878 | 5.113e-12 | 361.9065 | 0.32217 | 0.08301% | 423.5082 | 388.1046 | 423.8304 | 388.4268
1458.755 | 37.1837 | 0.94715 | 26.0098 | 0.16088 | 0 | 376.3435 | 0.32295 | 0.08005% | 440.645 | 403.4613 | 440.9679 | 403.7842
1458.87 | 38.1004 | 0.96913 | 26.4894 | 0.13295 | 6.7018e-11 | 384.2912 | 0.32373 | 0.0786% | 449.983 | 411.8826 | 450.3068 | 412.2064
1458.985 | 36.7056 | 0.93644 | 25.7506 | 0.18527 | 4.5882e-12 | 374.4734 | 0.32451 | 0.08086% | 438.0513 | 401.3457 | 438.3758 | 401.6702
1459.1 | 35.6719 | 0.91268 | 25.1953 | 0.22384 | 5.6478e-11 | 367.0333 | 0.3253 | 0.0827% | 429.0371 | 393.3651 | 429.3624 | 393.6904
1459.215 | 36.4129 | 0.93156 | 25.5775 | 0.19169 | 0 | 373.0243 | 0.32608 | 0.08158% | 436.1379 | 399.725 | 436.464 | 400.0511
1459.33 | 37.0955 | 0.94927 | 25.9327 | 0.15945 | 1.7154e-11 | 378.5776 | 0.32687 | 0.08059% | 442.7144 | 405.619 | 443.0413 | 405.9458
1459.445 | 38.1618 | 0.97609 | 26.4835 | 0.12031 | 0 | 386.9478 | 0.32766 | 0.07904% | 452.6895 | 414.5277 | 453.0172 | 414.8554
1459.56 | 38.588 | 0.98723 | 26.6955 | 0.1054 | 2.0498e-11 | 390.2504 | 0.32845 | 0.07857% | 456.6266 | 418.0386 | 456.9551 | 418.367
1459.675 | 36.4826 | 0.93731 | 25.575 | 0.1783 | 1.4198e-11 | 373.9695 | 0.32924 | 0.08218% | 437.1427 | 400.6602 | 437.472 | 400.9894
1459.79 | 33.3792 | 0.86322 | 23.9278 | 0.28953 | 7.4434e-07 | 349.9172 | 0.33004 | 0.08801% | 408.3769 | 374.9978 | 408.707 | 375.3278
1459.905 | 32.7428 | 0.84837 | 23.588 | 0.31757 | 1.4787 | 344.9375 | 0.33083 | 0.08913% | 403.9128 | 371.1701 | 404.2436 | 371.5009
1460.02 | 32.9432 | 0.85278 | 23.6264 | 0.33348 | 116.7003 | 345.4576 | 0.33163 | 0.0681% | 519.9138 | 486.9705 | 520.2454 | 487.3022
1460.135 | 27.9364 | 0.72767 | 20.5514 | 0.63732 | 3488.8248 | 300.4362 | 0.33243 | 0.008723% | 3839.1138 | 3811.1774 | 3839.4463 | 3811.5099
1460.25 | 18.2079 | 0.48271 | 14.4097 | 1.2783 | 39508.066 | 210.5827 | 0.33323 | 0.0008386% | 39753.0273 | 39734.8194 | 39753.3605 | 39735.1526
1460.365 | 14.3155 | 0.38336 | 11.8071 | 1.5796 | 169468.9247 | 172.4215 | 0.33404 | 0.0001969% | 169669.4317 | 169655.1162 | 169669.7657 | 169655.4502
1460.48 | 20.9701 | 0.55266 | 16.1575 | 1.0978 | 275354.0584 | 235.7887 | 0.33484 | 0.0001215% | 275628.6251 | 275607.655 | 275628.9599 | 275607.9899
1460.595 | 29.6105 | 0.77051 | 21.6352 | 0.52392 | 169468.806 | 315.5657 | 0.33565 | 0.0001977% | 169836.9118 | 169807.3013 | 169837.2475 | 169807.637
1460.71 | 34.6272 | 0.89429 | 24.5693 | 0.26198 | 39507.9825 | 358.1327 | 0.33646 | 0.0008434% | 39926.468 | 39891.8408 | 39926.8045 | 39892.1772
1460.825 | 36.639 | 0.94288 | 25.67 | 0.17721 | 3488.805 | 373.8614 | 0.33727 | 0.008671% | 3926.0955 | 3889.4564 | 3926.4327 | 3889.7937
1460.94 | 36.7204 | 0.94424 | 25.698 | 0.17928 | 116.6993 | 373.8978 | 0.33808 | 0.06534% | 554.139 | 517.4186 | 554.4771 | 517.7567
1461.055 | 33.4038 | 0.86221 | 23.7847 | 0.35033 | 1.5033 | 345.7256 | 0.33889 | 0.09104% | 405.6299 | 372.2262 | 405.9688 | 372.5651
1461.17 | 25.8549 | 0.67439 | 19.248 | 0.78529 | 0.28345 | 279.5792 | 0.33971 | 0.113% | 326.4252 | 300.5703 | 326.7649 | 300.91
1461.285 | 21.0432 | 0.55409 | 16.271 | 1.083 | 1.2585 | 236.2593 | 0.34053 | 0.1333% | 276.4691 | 255.4259 | 276.8096 | 255.7664
1461.4 | 24.4146 | 0.64029 | 18.469 | 0.83991 | 2.2647 | 268.1905 | 0.34135 | 0.1175% | 314.819 | 290.4043 | 315.1603 | 290.7457
1461.515 | 28.2008 | 0.73754 | 20.9671 | 0.56144 | 1.9742 | 304.5658 | 0.34217 | 0.1041% | 357.007 | 328.8061 | 357.3491 | 329.1483
1461.63 | 29.2123 | 0.76417 | 21.6233 | 0.49258 | 1.4542 | 314.3063 | 0.34299 | 0.1013% | 367.8528 | 338.6405 | 368.1958 | 338.9835
1461.745 | 30.0798 | 0.78636 | 22.0822 | 0.45674 | 1.1975 | 321.2852 | 0.34382 | 0.09942% | 375.8878 | 345.808 | 376.2316 | 346.1519
1461.86 | 33.0786 | 0.86062 | 23.7035 | 0.3273 | 0.6039 | 345.2048 | 0.34464 | 0.09297% | 403.7788 | 370.7002 | 404.1234 | 371.0448
1461.975 | 35.3948 | 0.9183 | 24.9616 | 0.2239 | 0.13189 | 363.8114 | 0.34547 | 0.08857% | 425.4419 | 390.0471 | 425.7874 | 390.3926
1462.09 | 36.064 | 0.93569 | 25.3151 | 0.19252 | 0.01153 | 369.2098 | 0.3463 | 0.08752% | 431.7286 | 395.6647 | 432.0749 | 396.011
1462.205 | 37.3575 | 0.96781 | 25.9867 | 0.1422 | 0.012416 | 379.1156 | 0.34713 | 0.08545% | 443.5823 | 406.2247 | 443.9294 | 406.5719
1462.32 | 37.9671 | 0.98287 | 26.3032 | 0.11881 | 0.3599 | 383.6467 | 0.34797 | 0.08458% | 449.3785 | 411.4114 | 449.7265 | 411.7594
1462.435 | 36.2794 | 0.94211 | 25.4144 | 0.18216 | 4.0756 | 370.5616 | 0.3488 | 0.08695% | 437.4552 | 401.1759 | 437.804 | 401.5247
1462.55 | 33.9665 | 0.88631 | 24.1922 | 0.26819 | 17.4849 | 352.6876 | 0.34964 | 0.0884% | 429.4857 | 395.5192 | 429.8354 | 395.8689
1462.665 | 33.1398 | 0.86631 | 23.7341 | 0.30296 | 28.4904 | 345.9443 | 0.35048 | 0.08777% | 432.4778 | 399.3381 | 432.8283 | 399.6886
1462.78 | 31.1126 | 0.81597 | 22.5637 | 0.40617 | 18.5031 | 328.7689 | 0.35132 | 0.09468% | 402.1704 | 371.0578 | 402.5218 | 371.4091
1462.895 | 25.5051 | 0.67711 | 19.379 | 0.67906 | 9.0749 | 282.259 | 0.35217 | 0.1128% | 337.5743 | 312.0691 | 337.9264 | 312.4213
1463.01 | 19.5063 | 0.52619 | 15.738 | 1.0432 | 11.1412 | 229.1576 | 0.35301 | 0.137% | 277.1124 | 257.6062 | 277.4654 | 257.9592
1463.125 | 13.8748 | 0.37876 | 11.7429 | 1.573 | 10.9676 | 170.9485 | 0.35386 | 0.1809% | 209.4856 | 195.6108 | 209.8395 | 195.9647
1463.24 | 11.4718 | 0.31374 | 9.8004 | 1.8855 | 5.2823 | 142.6411 | 0.35471 | 0.2218% | 171.3948 | 159.923 | 171.7496 | 160.2778
1463.355 | 16.3217 | 0.44094 | 13.2126 | 1.4494 | 3.2158 | 192.2712 | 0.35556 | 0.1688% | 226.9116 | 210.5899 | 227.2672 | 210.9455
1463.47 | 24.3931 | 0.64868 | 18.535 | 0.82281 | 25.5759 | 269.6113 | 0.35641 | 0.1131% | 339.5868 | 315.1937 | 339.9432 | 315.5501
1463.585 | 31.9989 | 0.83849 | 22.9928 | 0.39661 | 124.0234 | 334.1595 | 0.35727 | 0.07406% | 514.4097 | 482.4108 | 514.767 | 482.7681
1463.7 | 35.9387 | 0.9353 | 25.1941 | 0.20485 | 264.5774 | 365.7494 | 0.35813 | 0.05454% | 692.5997 | 656.661 | 692.9578 | 657.0191
1463.815 | 34.8844 | 0.90899 | 24.6338 | 0.246 | 265.3098 | 357.1973 | 0.35899 | 0.05537% | 683.1803 | 648.2959 | 683.5393 | 648.6549
1463.93 | 32.4989 | 0.84985 | 23.3604 | 0.34688 | 124.9201 | 338.1697 | 0.35985 | 0.07379% | 520.1459 | 487.647 | 520.5058 | 488.0069
1464.045 | 33.9699 | 0.88443 | 24.1702 | 0.28737 | 25.7935 | 349.0698 | 0.36071 | 0.09013% | 434.1753 | 400.2054 | 434.536 | 400.5661
1464.16 | 37.4078 | 0.96628 | 26.0194 | 0.14831 | 3.9708 | 374.8041 | 0.36157 | 0.08908% | 443.3168 | 405.9089 | 443.6784 | 406.2705
1464.275 | 39.2525 | 1.0089 | 27.0091 | 0.076591 | 21.6734 | 387.9838 | 0.36244 | 0.0828% | 477.0043 | 437.7518 | 477.3667 | 438.1142
1464.39 | 39.7451 | 1.0186 | 27.2828 | 0.060455 | 104.9762 | 390.7841 | 0.36331 | 0.06932% | 563.8672 | 524.1222 | 564.2306 | 524.4855
1464.505 | 39.8146 | 1.0183 | 27.3331 | 0.060977 | 223.3744 | 390.4743 | 0.36418 | 0.0567% | 682.0756 | 642.261 | 682.4397 | 642.6251
1464.62 | 39.6268 | 1.0125 | 27.2451 | 0.07066 | 223.32 | 388.4791 | 0.36505 | 0.05703% | 679.7542 | 640.1274 | 680.1193 | 640.4925
1464.735 | 39.0442 | 0.99834 | 26.9427 | 0.09517 | 105.9987 | 383.8428 | 0.36593 | 0.07066% | 556.922 | 517.8778 | 557.2879 | 518.2437
1464.85 | 37.1834 | 0.954 | 25.9203 | 0.1805 | 34.4396 | 369.3712 | 0.3668 | 0.08513% | 468.049 | 430.8656 | 468.4158 | 431.2324
1464.965 | 31.5533 | 0.81611 | 22.5896 | 0.50452 | 57.0393 | 322.2273 | 0.36768 | 0.0912% | 434.7301 | 403.1768 | 435.0978 | 403.5445
1465.08 | 20.524 | 0.53831 | 15.49 | 1.3072 | 90.0448 | 221.2415 | 0.36856 | 0.1122% | 349.1458 | 328.6218 | 349.5144 | 328.9904
1465.195 | 10.0348 | 0.26935 | 8.3093 | 2.1816 | 59.0167 | 119.0081 | 0.36944 | 0.1957% | 198.8198 | 188.7851 | 199.1893 | 189.1545
1465.31 | 10.3847 | 0.2807 | 8.5665 | 2.119 | 52.7067 | 123.4587 | 0.37033 | 0.1979% | 197.5163 | 187.1316 | 197.8866 | 187.5019
1465.425 | 21.0506 | 0.55925 | 15.8376 | 1.219 | 174.2173 | 228.7147 | 0.37121 | 0.08827% | 441.5984 | 420.5478 | 441.9696 | 420.919
1465.54 | 31.3768 | 0.8246 | 22.4549 | 0.47691 | 315.609 | 324.4148 | 0.3721 | 0.05606% | 695.157 | 663.7802 | 695.5291 | 664.1523
1465.655 | 35.7856 | 0.93584 | 25.0793 | 0.21499 | 341.8782 | 362.2455 | 0.37299 | 0.05107% | 766.1395 | 730.3539 | 766.5125 | 730.7269
1465.77 | 34.7121 | 0.90847 | 24.4659 | 0.28194 | 319.6196 | 352.9845 | 0.37388 | 0.05354% | 732.9726 | 698.2605 | 733.3465 | 698.6343
1465.885 | 28.3567 | 0.74831 | 20.7992 | 0.66084 | 176.2552 | 299.4441 | 0.37478 | 0.07527% | 526.2643 | 497.9076 | 526.639 | 498.2824
1466 | 21.595 | 0.57744 | 16.9059 | 1.0699 | 69.6087 | 242.398 | 0.37567 | 0.1136% | 352.1549 | 330.5599 | 352.5305 | 330.9356
1466.115 | 22.4885 | 0.59819 | 17.5475 | 1 | 880.025 | 250.2604 | 0.37657 | 0.03276% | 1171.9196 | 1149.4311 | 1172.2962 | 1149.8077
1466.23 | 26.1703 | 0.68818 | 19.7581 | 0.76921 | 9939.5742 | 280.731 | 0.37747 | 0.003686% | 10267.6911 | 10241.5208 | 10268.0685 | 10241.8982
1466.345 | 23.7143 | 0.62478 | 18.2478 | 0.9551 | 42794.4471 | 258.4101 | 0.37837 | 0.0008785% | 43096.3992 | 43072.6849 | 43096.7776 | 43073.0633
1466.46 | 19.734 | 0.52324 | 15.8045 | 1.2396 | 70216.1197 | 222.8854 | 0.37928 | 0.0005383% | 70476.3065 | 70456.5725 | 70476.6858 | 70456.9518
1466.575 | 19.6384 | 0.51929 | 15.733 | 1.221 | 44325.511 | 221.1524 | 0.38018 | 0.0008531% | 44583.7751 | 44564.1367 | 44584.1553 | 44564.5169
1466.69 | 21.1738 | 0.55631 | 16.6288 | 1.1038 | 11017.1003 | 233.3134 | 0.38109 | 0.003382% | 11289.8764 | 11268.7027 | 11290.2575 | 11269.0838
1466.805 | 24.3546 | 0.63426 | 18.4956 | 0.92957 | 1135.3078 | 259.2473 | 0.382 | 0.027% | 1438.9692 | 1414.6146 | 1439.3512 | 1414.9966
1466.92 | 21.9122 | 0.57145 | 16.758 | 1.1948 | 82.8852 | 234.8272 | 0.38291 | 0.1139% | 358.1488 | 336.2366 | 358.5317 | 336.6195
1467.035 | 16.2322 | 0.42906 | 13.0807 | 1.6427 | 126.8557 | 183.3865 | 0.38383 | 0.118% | 341.6269 | 325.3947 | 342.0107 | 325.7785
1467.15 | 19.705 | 0.51868 | 15.4236 | 1.3213 | 199.9783 | 216.5448 | 0.38474 | 0.08869% | 453.4917 | 433.7867 | 453.8764 | 434.1715
1467.265 | 28.5836 | 0.7425 | 21.0006 | 0.66549 | 122.0682 | 295.2649 | 0.38566 | 0.0877% | 468.3253 | 439.7417 | 468.7109 | 440.1274
1467.38 | 32.5307 | 0.84269 | 23.4282 | 0.38909 | 28.4807 | 329.8838 | 0.38658 | 0.1009% | 415.5551 | 383.0244 | 415.9417 | 383.411
1467.495 | 31.9642 | 0.83095 | 23.1373 | 0.40327 | 5.8577 | 326.3102 | 0.3875 | 0.1087% | 388.5036 | 356.5394 | 388.8911 | 356.9269
1467.61 | 29.4971 | 0.77059 | 21.6194 | 0.57639 | 38.0825 | 305.3348 | 0.38843 | 0.106% | 395.8808 | 366.3837 | 396.2692 | 366.7721
1467.725 | 23.1333 | 0.61044 | 17.587 | 1.0693 | 162.9965 | 248.6491 | 0.38935 | 0.09036% | 454.0457 | 430.9124 | 454.435 | 431.3017
1467.84 | 19.6444 | 0.52146 | 15.2486 | 1.3808 | 264.836 | 215.7423 | 0.39028 | 0.07841% | 517.3736 | 497.7292 | 517.7639 | 498.1195
1467.955 | 26.1443 | 0.68559 | 19.2376 | 0.91721 | 162.9954 | 272.155 | 0.39121 | 0.08579% | 482.1351 | 455.9908 | 482.5263 | 456.382
1468.07 | 33.6702 | 0.87505 | 23.8681 | 0.37772 | 37.9989 | 337.4047 | 0.39214 | 0.09791% | 434.1946 | 400.5244 | 434.5868 | 400.9166
1468.185 | 35.8297 | 0.92869 | 25.1977 | 0.22732 | 3.3555 | 355.7135 | 0.39308 | 0.102% | 421.2524 | 385.4227 | 421.6455 | 385.8158
1468.3 | 34.9877 | 0.90725 | 24.7764 | 0.26509 | 0.11224 | 349.0664 | 0.39401 | 0.105% | 410.1152 | 375.1275 | 410.5092 | 375.5215
1468.415 | 33.3082 | 0.86489 | 23.8789 | 0.35191 | 0.0014221 | 335.6062 | 0.39495 | 0.1095% | 394.0115 | 360.7033 | 394.4065 | 361.0982
1468.53 | 32.5907 | 0.84562 | 23.4913 | 0.39515 | 0 | 329.2531 | 0.39589 | 0.1118% | 386.5758 | 353.9851 | 386.9717 | 354.381
1468.645 | 34.8786 | 0.89914 | 24.7276 | 0.28987 | 0 | 345.6322 | 0.39684 | 0.1068% | 406.4274 | 371.5488 | 406.8243 | 371.9456
1468.76 | 37.3966 | 0.95828 | 26.0871 | 0.17037 | 2.3334e-11 | 363.7617 | 0.39778 | 0.1017% | 428.374 | 390.9775 | 428.7718 | 391.3752
1468.875 | 37.154 | 0.95108 | 25.9685 | 0.17652 | 1.2534e-11 | 361.3383 | 0.39873 | 0.1027% | 425.5884 | 388.4344 | 425.9872 | 388.8331
1468.99 | 33.7922 | 0.86905 | 24.1622 | 0.32392 | 0 | 335.5885 | 0.39968 | 0.1107% | 394.7358 | 360.9437 | 395.1355 | 361.3433
1469.105 | 29.1114 | 0.75514 | 21.5981 | 0.54229 | 0 | 299.4823 | 0.40063 | 0.1243% | 351.4893 | 322.3779 | 351.8899 | 322.7785
1469.22 | 27.1813 | 0.70763 | 20.5153 | 0.64827 | 0.37914 | 284.0296 | 0.40158 | 0.1311% | 333.4613 | 306.28 | 333.8629 | 306.6816
1469.335 | 27.359 | 0.71034 | 20.503 | 0.7002 | 30.4648 | 283.5317 | 0.40254 | 0.1198% | 363.269 | 335.91 | 363.6715 | 336.3125
1469.45 | 22.1201 | 0.57732 | 17.0093 | 1.1918 | 937.2937 | 235.0587 | 0.4035 | 0.03387% | 1213.251 | 1191.131 | 1213.6545 | 1191.5344
1469.565 | 12.8737 | 0.34309 | 10.8319 | 2.051 | 11407.054 | 149.6692 | 0.40445 | 0.003496% | 11582.823 | 11569.9492 | 11583.2274 | 11570.3537
1469.68 | 11.2277 | 0.3016 | 9.6606 | 2.2415 | 57911.283 | 133.6516 | 0.40542 | 0.0006983% | 58068.3659 | 58057.1383 | 58068.7713 | 58057.5437
1469.795 | 19.7652 | 0.5198 | 15.3569 | 1.4479 | 132665.2637 | 212.8038 | 0.40638 | 0.0003058% | 132915.1573 | 132895.3921 | 132915.5637 | 132895.7984
1469.91 | 29.3465 | 0.76262 | 21.4726 | 0.6477 | 144884.847 | 298.1052 | 0.40735 | 0.0002805% | 145235.1816 | 145205.8351 | 145235.5889 | 145206.2424
1470.025 | 34.2548 | 0.88674 | 24.3695 | 0.31539 | 75476.8705 | 339.2307 | 0.40831 | 0.0005384% | 75875.9277 | 75841.6729 | 75876.336 | 75842.0812
1470.14 | 34.7417 | 0.90165 | 24.6206 | 0.28158 | 22439.7018 | 343.787 | 0.40928 | 0.001794% | 22844.0343 | 22809.2926 | 22844.4436 | 22809.7019
1470.255 | 30.9173 | 0.8101 | 22.4552 | 0.48199 | 8360.6898 | 314.4512 | 0.41026 | 0.004716% | 8729.8055 | 8698.8883 | 8730.2158 | 8699.2985
1470.37 | 24.0558 | 0.64188 | 18.5198 | 0.86855 | 3343.3687 | 260.0201 | 0.41123 | 0.01135% | 3647.4749 | 3623.4191 | 3647.8861 | 3623.8304
1470.485 | 17.5934 | 0.47929 | 14.4996 | 1.3521 | 677.9736 | 204.0304 | 0.41221 | 0.04589% | 915.9285 | 898.3351 | 916.3407 | 898.7473
1470.6 | 11.5564 | 0.31983 | 10.0608 | 2.0749 | 56.7456 | 141.7572 | 0.41319 | 0.1959% | 222.5147 | 210.9583 | 222.9279 | 211.3715
1470.715 | 7.5313 | 0.21093 | 6.888 | 2.6211 | 1.8601 | 97.0251 | 0.41417 | 0.3814% | 116.1365 | 108.6052 | 116.5507 | 109.0194
1470.83 | 9.4966 | 0.26402 | 8.4838 | 2.3052 | 0.10839 | 119.2912 | 0.41515 | 0.3182% | 139.9492 | 130.4526 | 140.3643 | 130.8677
1470.945 | 12.4173 | 0.34207 | 10.7524 | 1.9644 | 3.0619 | 150.9492 | 0.41614 | 0.2491% | 179.4872 | 167.0699 | 179.9034 | 167.4861
1471.06 | 12.2449 | 0.33719 | 10.7004 | 2.0267 | 50.1194 | 149.7427 | 0.41712 | 0.1959% | 225.1712 | 212.9264 | 225.5884 | 213.3435
1471.175 | 14.7447 | 0.40237 | 12.5582 | 1.7225 | 389.9011 | 175.007 | 0.41811 | 0.07214% | 594.3358 | 579.5911 | 594.7539 | 580.0092
1471.29 | 20.8291 | 0.55692 | 16.5199 | 1.1666 | 1383.8077 | 229.5156 | 0.41911 | 0.02569% | 1652.3958 | 1631.5667 | 1652.8149 | 1631.9858
1471.405 | 28.2342 | 0.74084 | 20.9231 | 0.66714 | 2070.7578 | 290.0773 | 0.4201 | 0.01763% | 2411.4003 | 2383.1661 | 2411.8204 | 2383.5862
1471.52 | 32.0215 | 0.83432 | 23.1288 | 0.43713 | 1233.0463 | 320.2695 | 0.4211 | 0.02669% | 1609.7376 | 1577.7161 | 1610.1587 | 1578.1372
1471.635 | 29.8151 | 0.78027 | 21.9087 | 0.57729 | 283.8006 | 303.1898 | 0.42209 | 0.06917% | 640.0717 | 610.2566 | 640.4938 | 610.6787
1471.75 | 26.7399 | 0.7052 | 20.1862 | 0.77322 | 24.939 | 279.3406 | 0.4231 | 0.1298% | 352.6842 | 325.9443 | 353.1073 | 326.3674
1471.865 | 28.4886 | 0.74926 | 21.1699 | 0.66155 | 0.83265 | 293.1425 | 0.4241 | 0.134% | 345.0445 | 316.5559 | 345.4686 | 316.98
1471.98 | 31.5654 | 0.826 | 22.8601 | 0.47019 | 0.010538 | 316.8979 | 0.4251 | 0.1246% | 372.6301 | 341.0646 | 373.0552 | 341.4898
1472.095 | 29.1355 | 0.76504 | 21.279 | 0.67805 | 5.4619e-11 | 295.292 | 0.42611 | 0.134% | 347.1496 | 318.0141 | 347.5757 | 318.4402
1472.21 | 19.945 | 0.5304 | 15.3108 | 1.5219 | 2.5093e-11 | 212.6031 | 0.42712 | 0.1857% | 249.9112 | 229.9662 | 250.3383 | 230.3933
1472.325 | 10.6587 | 0.29157 | 9.1826 | 2.4116 | 2.8589e-11 | 127.5524 | 0.42813 | 0.307% | 150.0968 | 139.4381 | 150.5249 | 139.8662
1472.44 | 9.0151 | 0.25318 | 8.4956 | 2.4196 | 4.4486e-11 | 118.0295 | 0.42915 | 0.3322% | 138.213 | 129.1979 | 138.6421 | 129.627
1472.555 | 13.1511 | 0.36371 | 11.6144 | 1.9149 | 0 | 161.2632 | 0.43016 | 0.2456% | 188.3074 | 175.1563 | 188.7376 | 175.5865
1472.67 | 20.2387 | 0.54431 | 16.0915 | 1.3351 | 0 | 223.1515 | 0.43118 | 0.1788% | 261.3612 | 241.1225 | 261.7924 | 241.5537
1472.785 | 29.0038 | 0.76375 | 21.2532 | 0.69782 | 0 | 294.4267 | 0.4322 | 0.1363% | 346.1452 | 317.1414 | 346.5774 | 317.5736
1472.9 | 34.0636 | 0.88997 | 24.1798 | 0.33681 | 0 | 334.7897 | 0.43322 | 0.1203% | 394.2599 | 360.1963 | 394.6931 | 360.6295
1473.015 | 32.943 | 0.86243 | 23.5338 | 0.40647 | 0 | 325.8157 | 0.43425 | 0.1239% | 383.5614 | 350.6184 | 383.9956 | 351.0526
1473.13 | 27.0159 | 0.7146 | 20.0349 | 0.83207 | 0 | 277.548 | 0.43528 | 0.1455% | 326.1455 | 299.1296 | 326.5807 | 299.5649
1473.245 | 23.6161 | 0.63019 | 17.9435 | 1.1003 | 1.6496e-11 | 249.1114 | 0.43631 | 0.1623% | 292.4015 | 268.7854 | 292.8378 | 269.2217
1473.36 | 28.1284 | 0.74647 | 20.5984 | 0.76447 | 0.084574 | 286.78 | 0.43734 | 0.1415% | 337.1022 | 308.9738 | 337.5396 | 309.4111
1473.475 | 30.9724 | 0.82133 | 22.3367 | 0.52848 | 6.7641 | 311.7254 | 0.43837 | 0.1281% | 373.1485 | 342.1761 | 373.5869 | 342.6145
1473.59 | 25.7095 | 0.69002 | 19.2528 | 0.92366 | 206.5864 | 269.3115 | 0.43941 | 0.08845% | 522.4739 | 496.7644 | 522.9133 | 497.2038
1473.705 | 18.3374 | 0.50374 | 14.8663 | 1.5141 | 2470.0004 | 208.4521 | 0.44045 | 0.01634% | 2713.6739 | 2695.3366 | 2714.1144 | 2695.777
1473.82 | 18.2364 | 0.50306 | 14.8532 | 1.4995 | 12073.6395 | 208.6201 | 0.44149 | 0.00359% | 12317.3517 | 12299.1154 | 12317.7932 | 12299.5569
1473.935 | 25.0283 | 0.67781 | 18.9271 | 0.93501 | 25959.8266 | 265.7844 | 0.44253 | 0.001686% | 26271.1792 | 26246.1509 | 26271.6217 | 26246.5935
1474.05 | 31.3971 | 0.83906 | 22.6335 | 0.4616 | 26282.5151 | 317.2573 | 0.44358 | 0.001666% | 26655.1037 | 26623.7066 | 26655.5472 | 26624.1501
1474.165 | 34.8442 | 0.92322 | 24.5574 | 0.25003 | 12469.6992 | 343.0612 | 0.44463 | 0.003463% | 12873.3353 | 12838.4911 | 12873.7799 | 12838.9357
1474.28 | 36.9768 | 0.97269 | 25.7084 | 0.14293 | 2579.77 | 357.6057 | 0.44568 | 0.01504% | 3001.1765 | 2964.1997 | 3001.6222 | 2964.6453
1474.395 | 38.177 | 0.99878 | 26.3592 | 0.088468 | 216.863 | 365.0775 | 0.44673 | 0.07331% | 647.564 | 609.387 | 648.0107 | 609.8337
1474.51 | 37.972 | 0.99069 | 26.2687 | 0.10642 | 7.1152 | 362.4119 | 0.44778 | 0.1128% | 434.8649 | 396.8929 | 435.3127 | 397.3407
1474.625 | 36.0303 | 0.94082 | 25.2515 | 0.21244 | 0.08908 | 347.2884 | 0.44884 | 0.1201% | 409.8124 | 373.7822 | 410.2613 | 374.231
1474.74 | 34.6241 | 0.905 | 24.5095 | 0.28866 | 0 | 336.3301 | 0.4499 | 0.1243% | 396.6573 | 362.0333 | 397.1072 | 362.4832
1474.855 | 36.3788 | 0.94765 | 25.4434 | 0.1988 | 1.0343e-11 | 348.8245 | 0.45096 | 0.1201% | 411.7932 | 375.4144 | 412.2442 | 375.8654
1474.97 | 38.4501 | 0.99927 | 26.5386 | 0.089548 | 0.094805 | 363.9981 | 0.45203 | 0.1154% | 430.1704 | 391.7203 | 430.6224 | 392.1724
1475.085 | 38.9407 | 1.0131 | 26.7882 | 0.059657 | 7.4825 | 367.8842 | 0.45309 | 0.1124% | 442.1682 | 403.2275 | 442.6213 | 403.6806
1475.2 | 38.3505 | 1.0004 | 26.4665 | 0.085345 | 223.6953 | 363.9286 | 0.45416 | 0.07383% | 653.5265 | 615.1761 | 653.9807 | 615.6302
1475.315 | 36.3891 | 0.95353 | 25.4243 | 0.18382 | 2533.1737 | 349.8611 | 0.45523 | 0.01565% | 2945.9855 | 2909.5964 | 2946.4408 | 2910.0516
1475.43 | 33.5511 | 0.88441 | 23.9108 | 0.33561 | 10866.0039 | 329.0798 | 0.45631 | 0.004067% | 11253.7657 | 11220.2146 | 11254.222 | 11220.6709
1475.545 | 30.5795 | 0.80995 | 22.1975 | 0.55212 | 17655.1531 | 305.3575 | 0.45738 | 0.002543% | 18014.6496 | 17984.0701 | 18015.107 | 17984.5274
1475.66 | 24.4536 | 0.65296 | 18.4098 | 1.0977 | 10866.0039 | 252.9901 | 0.45846 | 0.004116% | 11163.6081 | 11139.1546 | 11164.0666 | 11139.613
1475.775 | 16.9385 | 0.46077 | 13.8251 | 1.7335 | 2533.1737 | 189.5765 | 0.45954 | 0.01678% | 2755.708 | 2738.7696 | 2756.1676 | 2739.2291
1475.89 | 15.2736 | 0.41927 | 12.9982 | 1.8055 | 223.6953 | 177.6494 | 0.46062 | 0.1106% | 431.8413 | 416.5677 | 432.302 | 417.0283
1476.005 | 19.6263 | 0.52894 | 15.715 | 1.4427 | 7.4825 | 214.0812 | 0.46171 | 0.193% | 258.8765 | 239.2502 | 259.3382 | 239.7119
1476.12 | 27.101 | 0.7156 | 20.1739 | 0.86722 | 0.094805 | 274.0885 | 0.4628 | 0.1564% | 323.041 | 295.94 | 323.5038 | 296.4028
1476.235 | 32.4981 | 0.84953 | 23.3555 | 0.45269 | 0 | 316.6726 | 0.46389 | 0.1359% | 373.8285 | 341.3304 | 374.2924 | 341.7943
1476.35 | 35.1427 | 0.91402 | 24.8397 | 0.27666 | 0 | 336.3075 | 0.46498 | 0.1283% | 397.4806 | 362.3379 | 397.9455 | 362.8029
1476.465 | 35.7375 | 0.92836 | 25.1568 | 0.24297 | 0 | 340.3527 | 0.46607 | 0.1271% | 402.4183 | 366.6808 | 402.8844 | 367.1469
1476.58 | 33.3222 | 0.86954 | 23.8285 | 0.38409 | 1.826e-05 | 322.3563 | 0.46717 | 0.1345% | 380.7607 | 347.4385 | 381.2279 | 347.9056
1476.695 | 28.2234 | 0.74489 | 20.9986 | 0.69762 | 0.2357 | 284.2005 | 0.46827 | 0.1526% | 335.1007 | 306.8773 | 335.5689 | 307.3456
1476.81 | 23.7805 | 0.63562 | 18.4578 | 1.0128 | 18.5316 | 250.0273 | 0.46937 | 0.1626% | 312.4457 | 288.6651 | 312.915 | 289.1345
1476.925 | 20.383 | 0.55004 | 16.3413 | 1.3622 | 553.2188 | 221.5485 | 0.47048 | 0.05933% | 813.4038 | 793.0208 | 813.8743 | 793.4913
1477.04 | 17.385 | 0.47363 | 14.4117 | 1.7192 | 6261.3367 | 195.5163 | 0.47158 | 0.007285% | 6490.8426 | 6473.4576 | 6491.3141 | 6473.9292
1477.155 | 20.6236 | 0.55533 | 16.292 | 1.4759 | 26852.3167 | 221.0905 | 0.47269 | 0.001745% | 27112.354 | 27091.7304 | 27112.8267 | 27092.2031
1477.27 | 29.1419 | 0.76964 | 21.2901 | 0.76816 | 43626.3845 | 288.8444 | 0.4738 | 0.001078% | 43967.1986 | 43938.0568 | 43967.6724 | 43938.5306
1477.385 | 34.681 | 0.90827 | 24.4972 | 0.32414 | 26849.4041 | 332.1412 | 0.47492 | 0.001746% | 27241.9559 | 27207.2749 | 27242.4308 | 27207.7498
1477.5 | 35.0325 | 0.91691 | 24.7088 | 0.28592 | 6259.287 | 334.7204 | 0.47604 | 0.007191% | 6654.9515 | 6619.919 | 6655.4275 | 6620.3951
1477.615 | 30.6023 | 0.80524 | 22.0717 | 0.64563 | 552.7325 | 298.7647 | 0.47715 | 0.05453% | 905.6221 | 875.0198 | 906.0993 | 875.4969
1477.73 | 21.4098 | 0.56999 | 16.2268 | 1.5525 | 18.7759 | 219.5052 | 0.47828 | 0.1864% | 278.0401 | 256.6303 | 278.5184 | 257.1086
1477.845 | 14.051 | 0.3809 | 11.4809 | 2.305 | 22.6579 | 155.1414 | 0.4794 | 0.2497% | 206.0171 | 191.9661 | 206.4965 | 192.4455
1477.96 | 15.1207 | 0.41259 | 12.6049 | 2.0207 | 678.0166 | 170.1398 | 0.48053 | 0.05567% | 878.3152 | 863.1946 | 878.7958 | 863.6751
1478.075 | 18.8343 | 0.51143 | 15.3506 | 1.523 | 8061.4056 | 207.1027 | 0.48166 | 0.005813% | 8304.7277 | 8285.8934 | 8305.2094 | 8286.375
1478.19 | 23.084 | 0.61851 | 17.8941 | 1.1884 | 39172.6999 | 241.2824 | 0.48279 | 0.001224% | 39456.7673 | 39433.6833 | 39457.2501 | 39434.1661
1478.305 | 30.3055 | 0.79818 | 21.9955 | 0.66123 | 83506.4861 | 296.3537 | 0.48392 | 0.0005773% | 83856.6001 | 83826.2947 | 83857.0841 | 83826.7786
1478.42 | 35.7547 | 0.93332 | 25.081 | 0.2577 | 83696.957 | 337.5885 | 0.48506 | 0.000577% | 84096.5722 | 84060.8176 | 84097.0573 | 84061.3026
1478.535 | 37.6018 | 0.97825 | 26.1097 | 0.12938 | 39395.9867 | 350.938 | 0.4862 | 0.001222% | 39811.7438 | 39774.142 | 39812.23 | 39774.6282
1478.65 | 37.8837 | 0.98384 | 26.2671 | 0.11858 | 8114.5118 | 352.3385 | 0.48734 | 0.005737% | 8532.1034 | 8494.2197 | 8532.5908 | 8494.7071
1478.765 | 36.4389 | 0.94652 | 25.491 | 0.21583 | 680.7796 | 341.0109 | 0.48848 | 0.04659% | 1084.8828 | 1048.4439 | 1085.3713 | 1048.9324
1478.88 | 32.372 | 0.8443 | 23.2571 | 0.48157 | 22.3183 | 310.0784 | 0.48963 | 0.1372% | 389.3516 | 356.9797 | 389.8413 | 357.4693
1478.995 | 29.6963 | 0.77556 | 21.7761 | 0.66519 | 0.27928 | 289.0206 | 0.49077 | 0.157% | 342.2131 | 312.5168 | 342.7038 | 313.0076
1479.11 | 32.1353 | 0.83239 | 23.1608 | 0.51626 | 0 | 306.0432 | 0.49193 | 0.1488% | 362.6879 | 330.5527 | 363.1799 | 331.0446
1479.225 | 32.3709 | 0.83634 | 23.3274 | 0.51122 | 0 | 307.2533 | 0.49308 | 0.1486% | 364.2992 | 331.9282 | 364.7923 | 332.4213
1479.34 | 26.4842 | 0.69103 | 19.9952 | 0.95229 | 0.26993 | 262.6559 | 0.49424 | 0.1737% | 311.0484 | 284.5643 | 311.5427 | 285.0585
1479.455 | 20.2092 | 0.53517 | 16.2689 | 1.5111 | 21.5359 | 213.2074 | 0.49539 | 0.1958% | 273.2677 | 253.0584 | 273.7631 | 253.5538
1479.57 | 20.71 | 0.54542 | 16.4161 | 1.5598 | 655.2061 | 214.7806 | 0.49656 | 0.05589% | 909.2181 | 888.5081 | 909.7146 | 889.0047
1479.685 | 28.2357 | 0.7303 | 20.8233 | 0.94093 | 7759.6174 | 272.3204 | 0.49772 | 0.006179% | 8082.6679 | 8054.4323 | 8083.1657 | 8054.93
1479.8 | 34.0916 | 0.87524 | 24.2883 | 0.42898 | 37134.1056 | 317.7507 | 0.49889 | 0.001331% | 37511.5405 | 37477.4488 | 37512.0394 | 37477.9477
1479.915 | 34.6063 | 0.88926 | 24.6087 | 0.35691 | 76848.0486 | 322.1871 | 0.50005 | 0.0006478% | 77230.6968 | 77196.0905 | 77231.1969 | 77196.5906
1480.03 | 30.2496 | 0.78423 | 22.1436 | 0.63392 | 74132.3695 | 290.1923 | 0.50123 | 0.0006733% | 74476.3731 | 74446.1235 | 74476.8743 | 74446.6247
1480.145 | 23.9408 | 0.62979 | 18.4192 | 1.1222 | 33841.7197 | 241.6726 | 0.5024 | 0.001473% | 34127.5043 | 34103.5635 | 34128.0067 | 34104.0659
1480.26 | 18.3254 | 0.48734 | 14.6396 | 1.7898 | 7400.1234 | 192.3363 | 0.50358 | 0.006618% | 7627.7019 | 7609.3765 | 7628.2054 | 7609.8801
1480.375 | 15.0179 | 0.40216 | 12.2585 | 2.2613 | 6424.4349 | 161.3199 | 0.50476 | 0.007647% | 6615.6945 | 6600.6767 | 6616.1993 | 6601.1814
1480.49 | 17.672 | 0.47289 | 14.2052 | 1.8977 | 25006.5922 | 187.1891 | 0.50594 | 0.002007% | 25228.0291 | 25210.3571 | 25228.5351 | 25210.863
1480.605 | 19.6775 | 0.52623 | 15.6929 | 1.636 | 40589.3638 | 206.9149 | 0.50712 | 0.001243% | 40833.8113 | 40814.1338 | 40834.3184 | 40814.6409
1480.72 | 20.8553 | 0.55489 | 16.2702 | 1.6101 | 24980.5163 | 214.6417 | 0.50831 | 0.002016% | 25234.4484 | 25213.5931 | 25234.9567 | 25214.1014
1480.835 | 27.9779 | 0.73314 | 20.4729 | 0.99351 | 5823.662 | 270.0911 | 0.5095 | 0.008331% | 6143.9305 | 6115.9526 | 6144.44 | 6116.4621
1480.95 | 34.9791 | 0.90815 | 24.6336 | 0.36655 | 514.2662 | 324.7718 | 0.51069 | 0.05904% | 899.9254 | 864.9463 | 900.4361 | 865.457
1481.065 | 37.5744 | 0.97217 | 26.1293 | 0.15379 | 17.2019 | 344.1649 | 0.51188 | 0.1317% | 426.1965 | 388.6221 | 426.7084 | 389.134
1481.18 | 38.05 | 0.98339 | 26.3936 | 0.1214 | 0.21795 | 347.2619 | 0.51308 | 0.1368% | 413.0283 | 374.9783 | 413.5414 | 375.4914
1481.295 | 37.8037 | 0.97665 | 26.2666 | 0.14107 | 0 | 345.0839 | 0.51428 | 0.1381% | 410.272 | 372.4682 | 410.7863 | 372.9825
1481.41 | 36.0316 | 0.93212 | 25.2884 | 0.27602 | 0 | 331.6225 | 0.51548 | 0.1439% | 394.1506 | 358.119 | 394.6661 | 358.6345
1481.525 | 30.0799 | 0.78383 | 21.8504 | 0.77921 | 0 | 286.0197 | 0.51669 | 0.167% | 339.513 | 309.4331 | 340.0296 | 309.9498
1481.64 | 20.7529 | 0.54983 | 16.2141 | 1.6796 | 6.8713e-12 | 211.8333 | 0.5179 | 0.2249% | 251.0297 | 230.2768 | 251.5476 | 230.7947
1481.755 | 17.2247 | 0.45947 | 13.9623 | 2.0781 | 0 | 181.8739 | 0.51911 | 0.2617% | 215.5986 | 198.3739 | 216.1177 | 198.893
1481.87 | 23.0242 | 0.60459 | 17.6044 | 1.4628 | 1.1099e-11 | 228.7943 | 0.52032 | 0.2094% | 271.4903 | 248.4661 | 272.0106 | 248.9864
1481.985 | 26.4934 | 0.69271 | 19.901 | 1.0604 | 0 | 258.398 | 0.52153 | 0.1862% | 306.5455 | 280.0521 | 307.067 | 280.5736
1482.1 | 22.9074 | 0.6048 | 17.8468 | 1.3521 | 2.2961e-11 | 231.6631 | 0.52275 | 0.2079% | 274.3743 | 251.4669 | 274.897 | 251.9896
1482.215 | 22.8434 | 0.60341 | 17.732 | 1.3543 | 0 | 230.3586 | 0.52397 | 0.2095% | 272.8917 | 250.0483 | 273.4157 | 250.5723
1482.33 | 29.7937 | 0.776 | 21.7168 | 0.77769 | 0 | 282.4945 | 0.5252 | 0.1718% | 335.5586 | 305.7649 | 336.0838 | 306.2901
1482.445 | 34.5838 | 0.8962 | 24.5052 | 0.37205 | 0 | 319.1747 | 0.52642 | 0.1526% | 379.5318 | 344.9481 | 380.0583 | 345.4745
1482.56 | 35.3395 | 0.91718 | 24.9548 | 0.29374 | 0 | 325.5674 | 0.52765 | 0.15% | 387.0726 | 351.7331 | 387.6002 | 352.2608
1482.675 | 36.575 | 0.94962 | 25.5981 | 0.20863 | 0.58759 | 334.6376 | 0.52888 | 0.1461% | 398.5566 | 361.9815 | 399.0854 | 362.5104
1482.79 | 37.5638 | 0.97602 | 26.1053 | 0.14013 | 46.9589 | 341.9365 | 0.53012 | 0.1274% | 453.6807 | 416.1169 | 454.2108 | 416.647
1482.905 | 36.3333 | 0.94785 | 25.4307 | 0.21166 | 1432.4926 | 333.6271 | 0.53135 | 0.02964% | 1829.0431 | 1792.7099 | 1829.5745 | 1793.2412
1483.02 | 32.8625 | 0.86399 | 23.5403 | 0.43269 | 17077.3016 | 309.1806 | 0.53259 | 0.003059% | 17444.1817 | 17411.3192 | 17444.7143 | 17411.8518
1483.135 | 30.7364 | 0.81253 | 22.3699 | 0.57164 | 82940.0328 | 293.9819 | 0.53383 | 0.0006412% | 83288.5052 | 83257.7688 | 83289.039 | 83258.3026
1483.25 | 32.2644 | 0.85063 | 23.2153 | 0.46672 | 176314.7829 | 304.9486 | 0.53508 | 0.0003029% | 176676.5285 | 176644.2641 | 176677.0636 | 176644.7992
1483.365 | 33.8865 | 0.89006 | 24.1287 | 0.35248 | 176030.3749 | 316.4007 | 0.53633 | 0.0003041% | 176406.0333 | 176372.1468 | 176406.5697 | 176372.6831
1483.48 | 34.9647 | 0.91516 | 24.7263 | 0.28003 | 82590.9576 | 323.4561 | 0.53758 | 0.0006481% | 82975.2999 | 82940.3352 | 82975.8374 | 82940.8728
1483.595 | 36.1568 | 0.94255 | 25.37 | 0.20972 | 16980.5539 | 330.9868 | 0.53883 | 0.003108% | 17374.2197 | 17338.063 | 17374.7586 | 17338.6018
1483.71 | 37.4033 | 0.97063 | 26.0395 | 0.14518 | 1423.4352 | 338.6658 | 0.54008 | 0.03018% | 1826.6595 | 1789.2562 | 1827.1996 | 1789.7963
1483.825 | 37.655 | 0.97403 | 26.1916 | 0.14034 | 46.6494 | 339.655 | 0.54134 | 0.1309% | 451.2653 | 413.6104 | 451.8067 | 414.1517
1483.94 | 36.7787 | 0.95021 | 25.7516 | 0.19851 | 0.58362 | 334.0572 | 0.5426 | 0.1501% | 398.3198 | 361.5411 | 398.8624 | 362.0837
1484.055 | 35.195 | 0.90973 | 24.9196 | 0.30133 | 3.9436e-11 | 325.7009 | 0.54387 | 0.1546% | 387.0265 | 351.8315 | 387.5703 | 352.3754
1484.17 | 31.9516 | 0.82865 | 23.107 | 0.55363 | 0 | 306.2749 | 0.54513 | 0.1648% | 362.7158 | 330.7642 | 363.2609 | 331.3093
1484.285 | 25.67 | 0.67159 | 19.3843 | 1.1322 | 2.5476e-11 | 261.1045 | 0.5464 | 0.1936% | 307.9626 | 282.2926 | 308.509 | 282.839
1484.4 | 19.1351 | 0.50793 | 15.4604 | 1.7481 | 1.6256e-11 | 212.6204 | 0.54767 | 0.2378% | 249.4719 | 230.3367 | 250.0196 | 230.8844
1484.515 | 20.3404 | 0.53671 | 16.2449 | 1.6174 | 0 | 229.1036 | 0.54895 | 0.2218% | 267.8431 | 247.5027 | 268.392 | 248.0516
1484.63 | 27.1563 | 0.70414 | 20.3691 | 0.98396 | 0 | 292.4873 | 0.55023 | 0.1749% | 341.7007 | 314.5444 | 342.251 | 315.0947
1484.745 | 32.1024 | 0.82457 | 23.2791 | 0.55978 | 0 | 339.9286 | 0.55151 | 0.1513% | 396.6944 | 364.5921 | 397.2459 | 365.1436
1484.86 | 35.6015 | 0.90833 | 25.2034 | 0.31885 | 8.0574e-12 | 374.8646 | 0.55279 | 0.1378% | 436.8967 | 401.2952 | 437.4494 | 401.848
1484.975 | 37.3486 | 0.94992 | 26.1254 | 0.22116 | 1.2781e-11 | 395.5286 | 0.55408 | 0.131% | 460.1737 | 422.8251 | 460.7278 | 423.3791
1485.09 | 34.8999 | 0.89117 | 24.7752 | 0.41815 | 0 | 381.63 | 0.55536 | 0.1362% | 442.6144 | 407.7145 | 443.1697 | 408.2699
1485.205 | 30.8388 | 0.79423 | 22.5717 | 0.71574 | 0 | 354.597 | 0.55666 | 0.147% | 409.5176 | 378.6788 | 410.0742 | 379.2354
1485.32 | 30.3606 | 0.7835 | 22.312 | 0.73975 | 1.7377e-11 | 357.7799 | 0.55795 | 0.1462% | 411.9757 | 381.6152 | 412.5337 | 382.1731
1485.435 | 30.0904 | 0.77678 | 22.0753 | 0.77996 | 0 | 360.2809 | 0.55925 | 0.1457% | 414.0033 | 383.9129 | 414.5625 | 384.4722
1485.55 | 28.8491 | 0.74698 | 21.3137 | 0.89453 | 3.7516e-11 | 354.8972 | 0.56055 | 0.1484% | 406.7015 | 377.8524 | 407.262 | 378.413
1485.665 | 32.2446 | 0.83099 | 23.2251 | 0.61468 | 7.1886e-12 | 394.8293 | 0.56185 | 0.1339% | 451.7447 | 419.5002 | 452.3066 | 420.062
1485.78 | 36.2123 | 0.9293 | 25.4573 | 0.28463 | 4.4917e-11 | 440.3899 | 0.56315 | 0.1206% | 503.2734 | 467.0611 | 503.8366 | 467.6243
1485.895 | 36.281 | 0.93276 | 25.5001 | 0.25808 | 0.43339 | 448.6724 | 0.56446 | 0.1186% | 512.0778 | 475.7967 | 512.6422 | 476.3612
1486.01 | 32.9406 | 0.85283 | 23.6435 | 0.48559 | 34.2055 | 423.1813 | 0.56577 | 0.1173% | 515.3093 | 482.3687 | 515.875 | 482.9344
1486.125 | 30.2485 | 0.78845 | 22.1375 | 0.674 | 1022.6022 | 403.9507 | 0.56709 | 0.03911% | 1480.4014 | 1450.1529 | 1480.9684 | 1450.72
1486.24 | 31.6662 | 0.82423 | 22.907 | 0.59341 | 11580.1679 | 425.661 | 0.5684 | 0.004725% | 12061.8197 | 12030.1535 | 12062.3881 | 12030.7219
1486.355 | 30.7389 | 0.80165 | 22.3375 | 0.74171 | 49672.9258 | 421.0719 | 0.56972 | 0.001137% | 50148.6175 | 50117.8786 | 50149.1872 | 50118.4483
1486.47 | 25.9499 | 0.68357 | 19.5807 | 1.2014 | 80708.8892 | 374.7407 | 0.57104 | 0.0007041% | 81131.0455 | 81105.0956 | 81131.6166 | 81105.6666
1486.585 | 22.1094 | 0.58715 | 17.2251 | 1.6213 | 49672.9258 | 334.8455 | 0.57237 | 0.001144% | 50049.3143 | 50027.2048 | 50049.8866 | 50027.7772
1486.7 | 20.6467 | 0.54947 | 16.23 | 1.821 | 11580.1679 | 321.1888 | 0.5737 | 0.004813% | 11940.6038 | 11919.9571 | 11941.1775 | 11920.5308
1486.815 | 25.3267 | 0.6673 | 19.0796 | 1.2971 | 1022.6022 | 384.2568 | 0.57503 | 0.04027% | 1453.2295 | 1427.9029 | 1453.8045 | 1428.4779
1486.93 | 29.7669 | 0.77999 | 21.8261 | 0.76363 | 34.2055 | 445.2455 | 0.57636 | 0.1146% | 532.5875 | 502.8206 | 533.1639 | 503.397
1487.045 | 28.1335 | 0.7422 | 20.9732 | 0.82788 | 0.43339 | 434.2579 | 0.5777 | 0.1263% | 485.3681 | 457.2346 | 485.9458 | 457.8123
1487.16 | 26.556 | 0.70706 | 20.0631 | 0.94685 | 2.3542e-11 | 424.2856 | 0.57904 | 0.1298% | 472.5586 | 446.0026 | 473.1376 | 446.5817
1487.275 | 28.9805 | 0.77324 | 21.3726 | 0.74515 | 4.5962e-12 | 462.5166 | 0.58038 | 0.1196% | 514.388 | 485.4075 | 514.9684 | 485.9879
1487.39 | 30.0751 | 0.80808 | 21.9124 | 0.63025 | 3.2455e-11 | 485.1506 | 0.58173 | 0.1144% | 538.5764 | 508.5013 | 539.1581 | 509.083
1487.505 | 29.3361 | 0.80038 | 21.4067 | 0.65389 | 0 | 487.8142 | 0.58307 | 0.1142% | 540.0113 | 510.6751 | 540.5944 | 511.2582
1487.62 | 31.3882 | 0.86627 | 22.4478 | 0.46585 | 0 | 527.4182 | 0.58442 | 0.106% | 582.5863 | 551.1981 | 583.1707 | 551.7826
1487.735 | 32.0166 | 0.89351 | 22.6723 | 0.42674 | 4.5398e-12 | 546.5055 | 0.58578 | 0.1027% | 602.5147 | 570.498 | 603.1004 | 571.0838
1487.85 | 27.089 | 0.7703 | 19.7073 | 0.93209 | 7.8812e-11 | 486.497 | 0.58714 | 0.1156% | 534.9957 | 507.9067 | 535.5828 | 508.4938
1487.965 | 22.5931 | 0.65643 | 17.0265 | 1.3801 | 0.047632 | 432.0526 | 0.58849 | 0.1304% | 473.7564 | 451.1633 | 474.3449 | 451.7517
1488.08 | 24.771 | 0.72253 | 18.3555 | 1.0678 | 3.8066 | 476.1719 | 0.58986 | 0.1179% | 524.8953 | 500.1243 | 525.4851 | 500.7141
1488.195 | 26.392 | 0.76841 | 19.3954 | 0.80446 | 117.6569 | 508.6005 | 0.59122 | 0.09135% | 673.6177 | 647.2257 | 674.2089 | 647.8169
1488.31 | 26.0383 | 0.75391 | 19.2289 | 0.82239 | 1505.5565 | 507.4673 | 0.59259 | 0.02914% | 2059.8673 | 2033.829 | 2060.4599 | 2034.4216
1488.425 | 29.7378 | 0.84451 | 21.3438 | 0.54021 | 10348.9826 | 564.1337 | 0.59396 | 0.005431% | 10965.5825 | 10935.8448 | 10966.1765 | 10936.4387
1488.54 | 34.0309 | 0.94738 | 23.8078 | 0.22278 | 55358.0465 | 627.6993 | 0.59534 | 0.001063% | 56044.7547 | 56010.7238 | 56045.3501 | 56011.3192
1488.655 | 35.6524 | 0.97572 | 24.7934 | 0.1353 | 190433.0202 | 650.7527 | 0.59671 | 0.0003122% | 191145.3297 | 191109.6773 | 191145.9264 | 191110.274
1488.77 | 35.7466 | 0.96307 | 24.9517 | 0.17163 | 292935.3709 | 651.4847 | 0.5981 | 0.0002037% | 293648.6886 | 293612.942 | 293649.2867 | 293613.5401
1488.885 | 35.0569 | 0.93131 | 24.6937 | 0.26049 | 177547.4134 | 641.6238 | 0.59948 | 0.0003364% | 178249.9796 | 178214.9227 | 178250.5791 | 178215.5222
1489 | 34.8197 | 0.91267 | 24.6604 | 0.30956 | 41186.0079 | 638.8891 | 0.60086 | 0.001436% | 41885.5994 | 41850.7797 | 41886.2003 | 41851.3806
1489.115 | 35.9554 | 0.93048 | 25.3264 | 0.25863 | 3630.5835 | 656.4515 | 0.60225 | 0.01396% | 4349.5059 | 4313.5505 | 4350.1082 | 4314.1528
1489.23 | 37.4955 | 0.96113 | 26.181 | 0.17551 | 121.3618 | 681.221 | 0.60365 | 0.07274% | 867.396 | 829.9005 | 867.9996 | 830.5041
1489.345 | 37.2325 | 0.95121 | 26.0539 | 0.21213 | 1.5371 | 682.4437 | 0.60504 | 0.08507% | 748.4306 | 711.1981 | 749.0356 | 711.8031
1489.46 | 33.932 | 0.86933 | 24.1721 | 0.51844 | 0 | 638.4931 | 0.60644 | 0.09132% | 697.985 | 664.053 | 698.5915 | 664.6594
1489.575 | 27.185 | 0.70222 | 20.0681 | 1.2453 | 0 | 535.2287 | 0.60784 | 0.1091% | 584.4293 | 557.2443 | 585.0371 | 557.8521
1489.69 | 22.9776 | 0.59759 | 17.4058 | 1.7394 | 0 | 471.0091 | 0.60925 | 0.1241% | 513.7295 | 490.7518 | 514.3387 | 491.3611
1489.805 | 27.9228 | 0.72145 | 20.4551 | 1.1899 | 2.4097e-11 | 561.4132 | 0.61065 | 0.1046% | 611.7025 | 583.7797 | 612.3132 | 584.3903
1489.92 | 34.1251 | 0.8765 | 24.2618 | 0.50667 | 5.757e-11 | 672.7944 | 0.61206 | 0.08763% | 732.5646 | 698.4394 | 733.1766 | 699.0515
1490.035 | 37.2174 | 0.95298 | 26.033 | 0.21605 | 5.873e-11 | 729.6668 | 0.61348 | 0.08105% | 794.0862 | 756.8688 | 794.6996 | 757.4822
1490.15 | 38.6786 | 0.98873 | 26.8101 | 0.10256 | 1.2396e-11 | 759.5121 | 0.61489 | 0.07809% | 826.0921 | 787.4134 | 826.7069 | 788.0283
1490.265 | 39.1891 | 1.0012 | 27.0769 | 0.0644 | 0.091972 | 775.0161 | 0.61631 | 0.07673% | 842.4397 | 803.2506 | 843.056 | 803.8669
1490.38 | 39.3799 | 1.0056 | 27.1782 | 0.050023 | 7.3505 | 785.6777 | 0.61773 | 0.07522% | 860.642 | 821.2621 | 861.2597 | 821.8798
1490.495 | 39.2118 | 1.0012 | 27.0938 | 0.060698 | 224.2424 | 790.7426 | 0.61916 | 0.05936% | 1082.3525 | 1043.1407 | 1082.9717 | 1043.7599
1490.61 | 38.9124 | 0.99341 | 26.9418 | 0.081717 | 2673.6631 | 793.7226 | 0.62059 | 0.01775% | 3534.3151 | 3495.4027 | 3534.9357 | 3496.0233
1490.725 | 38.9885 | 0.99468 | 26.9854 | 0.078997 | 12989.3965 | 802.45 | 0.62202 | 0.004501% | 13858.894 | 13819.9056 | 13859.5161 | 13820.5276
1490.84 | 38.8782 | 0.99176 | 26.9303 | 0.087815 | 27628.5526 | 808.3521 | 0.62345 | 0.00219% | 28503.7927 | 28464.9145 | 28504.4161 | 28465.538
1490.955 | 38.642 | 0.98605 | 26.8077 | 0.10407 | 27603.3077 | 812.4821 | 0.62489 | 0.002197% | 28482.3296 | 28443.6876 | 28482.9545 | 28444.3125
1491.07 | 38.6804 | 0.98693 | 26.8173 | 0.10862 | 12958.4116 | 820.6055 | 0.62633 | 0.004536% | 13845.6103 | 13806.9299 | 13846.2366 | 13807.5562
1491.185 | 36.9638 | 0.94497 | 25.8091 | 0.28952 | 2665.0755 | 796.9178 | 0.62778 | 0.01799% | 3526.0008 | 3489.037 | 3526.6286 | 3489.6647
1491.3 | 30.2091 | 0.77943 | 21.8568 | 0.98554 | 223.4385 | 680.7754 | 0.62922 | 0.06782% | 958.0448 | 927.8357 | 958.6741 | 928.465
1491.415 | 22.3104 | 0.58643 | 17.2732 | 1.7771 | 7.3231 | 544.4548 | 0.63067 | 0.1104% | 593.7249 | 571.4145 | 594.3556 | 572.0452
1491.53 | 23.7367 | 0.62404 | 18.2027 | 1.5724 | 0.09162 | 582.2889 | 0.63213 | 0.1049% | 626.5163 | 602.7796 | 627.1485 | 603.4117
1491.645 | 31.6005 | 0.8192 | 22.7935 | 0.7528 | 5.6004e-11 | 736.5407 | 0.63358 | 0.08327% | 792.5067 | 760.9062 | 793.1403 | 761.5398
1491.76 | 35.7096 | 0.92122 | 25.1754 | 0.32953 | 3.2288e-11 | 820.3503 | 0.63504 | 0.075% | 882.4861 | 846.7765 | 883.1211 | 847.4115
1491.875 | 35.0528 | 0.90619 | 24.8655 | 0.35062 | 1.8411e-11 | 817.3976 | 0.6365 | 0.07546% | 878.5727 | 843.5199 | 879.2092 | 844.1564
1491.99 | 33.2513 | 0.86262 | 23.9037 | 0.47457 | 0 | 792.8567 | 0.63797 | 0.07798% | 851.3489 | 818.0976 | 851.9869 | 818.7355
1492.105 | 33.3227 | 0.86376 | 23.9335 | 0.46466 | 0 | 800.9094 | 0.63944 | 0.0774% | 859.4941 | 826.1713 | 860.1335 | 826.8108
1492.22 | 35.7024 | 0.92032 | 25.2063 | 0.29595 | 0 | 850.1629 | 0.64091 | 0.07311% | 912.2878 | 876.5854 | 912.9287 | 877.2263
1492.335 | 36.9376 | 0.94902 | 25.8814 | 0.2123 | 2.4942e-11 | 878.9376 | 0.64239 | 0.07091% | 942.9179 | 905.9803 | 943.5603 | 906.6227
1492.45 | 36.082 | 0.92705 | 25.4451 | 0.27627 | 3.7853e-11 | 869.9686 | 0.64386 | 0.07181% | 932.6991 | 896.6171 | 933.3429 | 897.2609
1492.565 | 35.4957 | 0.91143 | 25.1433 | 0.32035 | 0.45278 | 865.6401 | 0.64534 | 0.07231% | 927.9636 | 892.468 | 928.609 | 893.1133
1492.68 | 35.2826 | 0.90497 | 25.0329 | 0.33857 | 35.8427 | 867.6922 | 0.64683 | 0.06957% | 965.0939 | 929.8113 | 965.7408 | 930.4581
1492.795 | 33.7508 | 0.86724 | 24.222 | 0.45035 | 1076.7809 | 845.5315 | 0.64832 | 0.03328% | 1981.6029 | 1947.8521 | 1982.2513 | 1948.5004
1492.91 | 33.4705 | 0.85973 | 24.0786 | 0.47406 | 12350.0816 | 847.2006 | 0.64981 | 0.004914% | 13256.165 | 13222.6945 | 13256.8148 | 13223.3443
1493.025 | 35.6108 | 0.91033 | 25.2245 | 0.32534 | 54746.3567 | 894.3819 | 0.6513 | 0.00117% | 55702.8094 | 55667.1987 | 55703.4607 | 55667.85
1493.14 | 36.7491 | 0.93714 | 25.8359 | 0.24474 | 96548.4741 | 922.7653 | 0.6528 | 0.0006695% | 97535.0062 | 97498.2572 | 97535.659 | 97498.91
1493.255 | 36.3965 | 0.92857 | 25.6529 | 0.2683 | 71763.9467 | 923.5339 | 0.6543 | 0.0008998% | 72750.7269 | 72714.3304 | 72751.3812 | 72714.9847
1493.37 | 37.3382 | 0.95111 | 26.1511 | 0.20056 | 24326.4534 | 949.414 | 0.6558 | 0.002592% | 25340.5083 | 25303.1701 | 25341.1641 | 25303.8259
1493.485 | 38.9352 | 0.98935 | 26.9921 | 0.087193 | 3919.0825 | 987.8339 | 0.65731 | 0.01332% | 4973.9202 | 4934.985 | 4974.5775 | 4935.6423
1493.6 | 39.6299 | 1.0059 | 27.3578 | 0.03825 | 287.5668 | 1008.9508 | 0.65882 | 0.04973% | 1364.5495 | 1324.9195 | 1365.2083 | 1325.5784
1493.715 | 39.3843 | 0.99969 | 27.2308 | 0.058647 | 9.9845 | 1011.7352 | 0.66033 | 0.06289% | 1089.3932 | 1050.0089 | 1090.0536 | 1050.6692
1493.83 | 37.9611 | 0.96517 | 26.484 | 0.17038 | 5.3782 | 990.9124 | 0.66185 | 0.06464% | 1061.8713 | 1023.9102 | 1062.5331 | 1024.5721
1493.945 | 35.346 | 0.90208 | 25.1019 | 0.37736 | 10.7303 | 945.6659 | 0.66337 | 0.0675% | 1018.1235 | 982.7775 | 1018.7869 | 983.4408
1494.06 | 33.818 | 0.8648 | 24.2935 | 0.50186 | 10.1219 | 921.7966 | 0.66489 | 0.06943% | 991.3966 | 957.5787 | 992.0615 | 958.2436
1494.175 | 35.0483 | 0.89337 | 24.9567 | 0.40602 | 4.5248 | 953.6668 | 0.66642 | 0.06769% | 1019.4959 | 984.4476 | 1020.1624 | 985.1141
1494.29 | 36.2672 | 0.92184 | 25.6107 | 0.30115 | 0.90431 | 985.2204 | 0.66795 | 0.06594% | 1049.2256 | 1012.9584 | 1049.8936 | 1013.6264
1494.405 | 36.4868 | 0.92675 | 25.7274 | 0.27607 | 0.074821 | 996.8975 | 0.66948 | 0.06539% | 1060.3894 | 1023.9026 | 1061.0589 | 1024.5721
1494.52 | 37.8697 | 0.95973 | 26.4576 | 0.17484 | 0.0024389 | 1033.1821 | 0.67102 | 0.06326% | 1098.6464 | 1060.7767 | 1099.3174 | 1061.4477
1494.635 | 38.9847 | 0.98688 | 27.0431 | 0.09441 | 3.0409e-05 | 1064.4016 | 0.67256 | 0.06156% | 1131.5107 | 1092.526 | 1132.1833 | 1093.1986
1494.75 | 37.8542 | 0.96089 | 26.4309 | 0.18106 | 1.5001e-11 | 1048.7487 | 0.6741 | 0.06263% | 1114.1758 | 1076.3215 | 1114.8499 | 1076.9956
1494.865 | 34.3152 | 0.87737 | 24.5149 | 0.46007 | 5.132e-11 | 980.964 | 0.67564 | 0.06711% | 1041.1315 | 1006.8163 | 1041.8072 | 1007.492
1494.98 | 31.2013 | 0.80425 | 22.8233 | 0.71802 | 6.3072e-05 | 922.1029 | 0.67719 | 0.07155% | 977.6498 | 946.4485 | 978.327 | 947.1257
1495.095 | 31.2826 | 0.80839 | 22.877 | 0.72703 | 0.004978 | 933.7413 | 0.67875 | 0.07084% | 989.4413 | 958.1587 | 990.12 | 958.8375
1495.21 | 32.7213 | 0.84566 | 23.6543 | 0.60424 | 0.14882 | 975.503 | 0.6803 | 0.06798% | 1033.4773 | 1000.756 | 1034.1576 | 1001.4363
1495.325 | 34.753 | 0.89771 | 24.7228 | 0.40345 | 1.6853 | 1030.7402 | 0.68186 | 0.06442% | 1093.2025 | 1058.4495 | 1093.8844 | 1059.1313
1495.44 | 36.5628 | 0.94463 | 25.6584 | 0.23138 | 7.2337 | 1081.2274 | 0.68342 | 0.06128% | 1151.8583 | 1115.2955 | 1152.5417 | 1115.979
1495.555 | 36.4264 | 0.94404 | 25.535 | 0.24099 | 11.8882 | 1086.9433 | 0.68499 | 0.06086% | 1161.9779 | 1125.5516 | 1162.6629 | 1126.2365
1495.67 | 33.1059 | 0.86506 | 23.6569 | 0.5334 | 8.8435 | 1017.0764 | 0.68656 | 0.06533% | 1084.0812 | 1050.9753 | 1084.7677 | 1051.6619
1495.785 | 30.1351 | 0.79489 | 21.9834 | 0.79021 | 8.611 | 956.2268 | 0.68813 | 0.06962% | 1018.5414 | 988.4064 | 1019.2295 | 989.0945
1495.9 | 32.7397 | 0.86236 | 23.4225 | 0.54299 | 11.4018 | 1030.1839 | 0.6897 | 0.06468% | 1099.1532 | 1066.4135 | 1099.8429 | 1067.1032
1496.015 | 36.5332 | 0.95804 | 25.5129 | 0.19823 | 6.9307 | 1131.3119 | 0.69128 | 0.05934% | 1201.445 | 1164.9118 | 1202.1362 | 1165.6031
1496.13 | 37.7351 | 0.98847 | 26.168 | 0.091082 | 1.6146 | 1168.5855 | 0.69287 | 0.05786% | 1235.1828 | 1197.4477 | 1235.8757 | 1198.1406
1496.245 | 36.6865 | 0.96239 | 25.6036 | 0.18644 | 0.14258 | 1150.5357 | 0.69445 | 0.05898% | 1214.1172 | 1177.4307 | 1214.8116 | 1178.1251
1496.36 | 32.7984 | 0.86512 | 23.4852 | 0.56445 | 0.0047691 | 1060.7556 | 0.69604 | 0.06411% | 1118.4735 | 1085.6751 | 1119.1696 | 1086.3712
1496.475 | 27.745 | 0.73804 | 20.7015 | 1.1022 | 6.0426e-05 | 939.3683 | 0.69763 | 0.07253% | 989.655 | 961.91 | 990.3527 | 962.6077
1496.59 | 27.7643 | 0.73609 | 20.6978 | 1.1567 | 0 | 943.9084 | 0.69923 | 0.07235% | 994.2633 | 966.499 | 994.9625 | 967.1982
1496.705 | 33.2976 | 0.87061 | 23.7559 | 0.60706 | 0 | 1088.0431 | 0.70083 | 0.06295% | 1146.5742 | 1113.2767 | 1147.2751 | 1113.9775
1496.82 | 37.4653 | 0.97113 | 26.0734 | 0.17529 | 0 | 1198.1576 | 0.70243 | 0.05732% | 1262.8426 | 1225.3774 | 1263.5451 | 1226.0798
1496.935 | 38.68 | 0.99843 | 26.758 | 0.056605 | 0 | 1232.9011 | 0.70404 | 0.05584% | 1299.3942 | 1260.7142 | 1300.0982 | 1261.4182
1497.05 | 38.9731 | 1.0036 | 26.9292 | 0.032969 | 0 | 1243.1837 | 0.70565 | 0.05551% | 1310.1225 | 1271.1494 | 1310.8281 | 1271.855
1497.165 | 38.9983 | 1.003 | 26.9506 | 0.030909 | 0 | 1245.7719 | 0.70726 | 0.05553% | 1312.7546 | 1273.7563 | 1313.4619 | 1274.4636
1497.28 | 38.9086 | 0.99993 | 26.9092 | 0.040672 | 1.615e-11 | 1244.8838 | 0.70888 | 0.05569% | 1311.7422 | 1272.8336 | 1312.4511 | 1273.5425
1497.395 | 38.4215 | 0.98722 | 26.657 | 0.088394 | 4.5419e-11 | 1233.9129 | 0.71049 | 0.05631% | 1300.067 | 1261.6455 | 1300.7775 | 1262.356
1497.51 | 36.759 | 0.94617 | 25.7789 | 0.24005 | 0 | 1193.9295 | 0.71212 | 0.05833% | 1257.6536 | 1220.8946 | 1258.3657 | 1221.6067
1497.625 | 35.478 | 0.91434 | 25.1027 | 0.35749 | 1.8898e-11 | 1163.3232 | 0.71374 | 0.05999% | 1225.1758 | 1189.6978 | 1225.8896 | 1190.4115
1497.74 | 36.543 | 0.93899 | 25.6768 | 0.26705 | 0 | 1190.445 | 0.71537 | 0.05877% | 1253.8708 | 1217.3278 | 1254.5861 | 1218.0431
1497.855 | 36.4408 | 0.9354 | 25.6176 | 0.28073 | 3.6983e-11 | 1188.0581 | 0.71701 | 0.05902% | 1251.3327 | 1214.8919 | 1252.0497 | 1215.6089
1497.97 | 32.8678 | 0.84802 | 23.6604 | 0.60915 | 9.1564e-11 | 1097.9054 | 0.71864 | 0.06399% | 1155.8907 | 1123.0229 | 1156.6093 | 1123.7415
1498.085 | 30.5204 | 0.79066 | 22.3583 | 0.82796 | 0 | 1038.8679 | 0.72029 | 0.06777% | 1093.3653 | 1062.8449 | 1094.0856 | 1063.5652
1498.2 | 33.588 | 0.86523 | 24.0423 | 0.54638 | 0 | 1119.3954 | 0.72193 | 0.06306% | 1178.4372 | 1144.8492 | 1179.1592 | 1145.5712
1498.315 | 37.1488 | 0.9524 | 25.9953 | 0.21952 | 0 | 1213.2278 | 0.72358 | 0.05833% | 1277.5438 | 1240.395 | 1278.2674 | 1241.1186
1498.43 | 37.4907 | 0.9621 | 26.1874 | 0.18642 | 0 | 1225.6745 | 0.72523 | 0.05788% | 1290.5011 | 1253.0105 | 1291.2263 | 1253.7357
1498.545 | 36.7802 | 0.94663 | 25.8033 | 0.24568 | 0 | 1211.7668 | 0.72688 | 0.05868% | 1275.5426 | 1238.7623 | 1276.2694 | 1239.4892
1498.66 | 37.4942 | 0.96559 | 26.1686 | 0.17263 | 1.7528e-11 | 1233.2371 | 0.72854 | 0.0578% | 1298.0381 | 1260.5439 | 1298.7667 | 1261.2725
1498.775 | 38.2692 | 0.98569 | 26.5683 | 0.092391 | 0 | 1255.8942 | 0.7302 | 0.05689% | 1321.8099 | 1283.5406 | 1322.5401 | 1284.2708
1498.89 | 37.9691 | 0.9791 | 26.4046 | 0.1107 | 8.3727e-12 | 1251.0055 | 0.73187 | 0.05724% | 1316.469 | 1278.4999 | 1317.2009 | 1279.2318
1499.005 | 36.5804 | 0.94541 | 25.6685 | 0.22695 | 0 | 1217.902 | 0.73353 | 0.05893% | 1281.3233 | 1244.7429 | 1282.0568 | 1245.4764
1499.12 | 35.2983 | 0.91361 | 24.9948 | 0.33634 | 3.6023e-11 | 1186.7971 | 0.73521 | 0.06061% | 1248.3401 | 1213.0419 | 1249.0753 | 1213.7771
1499.235 | 36.0322 | 0.92996 | 25.3975 | 0.27707 | 0 | 1205.9002 | 0.73688 | 0.05979% | 1268.537 | 1232.5048 | 1269.2739 | 1233.2417
1499.35 | 37.477 | 0.9629 | 26.1784 | 0.16215 | 1.0468e-11 | 1242.1262 | 0.73856 | 0.05818% | 1306.9067 | 1269.4296 | 1307.6452 | 1270.1682
1499.465 | 38.0472 | 0.97449 | 26.4924 | 0.12456 | 7.7638e-13 | 1255.8805 | 0.74024 | 0.05768% | 1321.5191 | 1283.4719 | 1322.2594 | 1284.2122
1499.58 | 36.8147 | 0.94289 | 25.849 | 0.23463 | 2.7662e-11 | 1224.4669 | 0.74193 | 0.05928% | 1288.3081 | 1251.4935 | 1289.05 | 1252.2354
1499.695 | 35.1558 | 0.90124 | 24.983 | 0.37556 | 3.9569e-11 | 1182.774 | 0.74362 | 0.06151% | 1244.1897 | 1209.0338 | 1244.9333 | 1209.7775
1499.81 | 36.0149 | 0.92017 | 25.4559 | 0.30778 | 0 | 1204.7802 | 0.74531 | 0.06052% | 1267.4789 | 1231.4641 | 1268.2243 | 1232.2094
1499.925 | 38.1179 | 0.96939 | 26.5804 | 0.13941 | 3.1932e-11 | 1258.3475 | 0.74701 | 0.05809% | 1324.1547 | 1286.0368 | 1324.9017 | 1286.7838
1500.04 | 39.319 | 0.99783 | 27.2189 | 0.043102 | 0.012779 | 1289.9574 | 0.74871 | 0.0568% | 1357.549 | 1318.2299 | 1358.2977 | 1318.9786
1500.155 | 39.6716 | 1.0065 | 27.4055 | 0.013309 | 1.0204 | 1300.9406 | 0.75041 | 0.05641% | 1370.058 | 1330.3864 | 1370.8084 | 1331.1368
1500.27 | 39.7242 | 1.0082 | 27.4322 | 0.0074335 | 31.0846 | 1304.6458 | 0.75212 | 0.05513% | 1403.9023 | 1364.1782 | 1404.6544 | 1364.9303
1500.385 | 39.6507 | 1.0068 | 27.3913 | 0.012227 | 369.3111 | 1305.1669 | 0.75383 | 0.04427% | 1742.5391 | 1702.8884 | 1743.2929 | 1703.6422
1500.5 | 39.2183 | 0.99672 | 27.1605 | 0.047887 | 1780.0902 | 1296.5107 | 0.75555 | 0.02433% | 3144.0243 | 3104.806 | 3144.7799 | 3105.5616
1500.615 | 38.0699 | 0.96941 | 26.5522 | 0.14466 | 3732.7684 | 1269.6913 | 0.75726 | 0.01505% | 5068.1959 | 5030.126 | 5068.9532 | 5030.8832
1500.73 | 37.2671 | 0.95038 | 26.127 | 0.21218 | 3662.9572 | 1251.5577 | 0.75899 | 0.01536% | 4979.0715 | 4941.8044 | 4979.8305 | 4942.5634
1500.845 | 38.0958 | 0.9703 | 26.5634 | 0.14131 | 1694.4056 | 1274.5391 | 0.76071 | 0.02539% | 3034.7155 | 2996.6197 | 3035.4762 | 2997.3804
1500.96 | 39.0123 | 0.99219 | 27.0472 | 0.063016 | 345.5633 | 1299.6191 | 0.76244 | 0.04557% | 1712.2971 | 1673.2848 | 1713.0595 | 1674.0473
1501.075 | 39.0443 | 0.99287 | 27.0654 | 0.060136 | 28.8613 | 1302.3236 | 0.76417 | 0.05622% | 1398.3477 | 1359.3034 | 1399.1118 | 1360.0676
1501.19 | 38.6962 | 0.98455 | 26.883 | 0.089876 | 0.94444 | 1295.5155 | 0.76591 | 0.05783% | 1363.1136 | 1324.4174 | 1363.8795 | 1325.1833
1501.305 | 38.5973 | 0.98244 | 26.8305 | 0.097495 | 0.011804 | 1295.2276 | 0.76765 | 0.05802% | 1361.7472 | 1323.1499 | 1362.5149 | 1323.9176
1501.42 | 38.9283 | 0.99088 | 27.0019 | 0.067141 | 0 | 1306.0666 | 0.7694 | 0.05767% | 1373.0549 | 1334.1266 | 1373.8243 | 1334.896
1501.535 | 38.8861 | 0.99056 | 26.9741 | 0.071112 | 1.7769e-11 | 1307.5656 | 0.77114 | 0.05774% | 1374.4875 | 1335.6014 | 1375.2587 | 1336.3726
1501.65 | 37.5262 | 0.95898 | 26.2447 | 0.20202 | 7.0879e-12 | 1275.4991 | 0.77289 | 0.05932% | 1340.4311 | 1302.9048 | 1341.204 | 1303.6777
1501.765 | 34.8481 | 0.89654 | 24.7992 | 0.4687 | 8.1297e-12 | 1209.7633 | 0.77465 | 0.06268% | 1270.7758 | 1235.9277 | 1271.5504 | 1236.7024
1501.88 | 33.7454 | 0.87382 | 24.174 | 0.57391 | 0.0039091 | 1186.6391 | 0.77641 | 0.06405% | 1246.0101 | 1212.2647 | 1246.7865 | 1213.0411
1501.995 | 35.8877 | 0.93223 | 25.2741 | 0.3266 | 0.32748 | 1251.8 | 0.77817 | 0.06086% | 1314.5482 | 1278.6605 | 1315.3264 | 1279.4386
1502.11 | 37.7673 | 0.9871 | 26.2222 | 0.090034 | 10.741 | 1313.3542 | 0.77994 | 0.05771% | 1389.1617 | 1351.3944 | 1389.9417 | 1352.1743
1502.225 | 37.9116 | 1.0015 | 26.2299 | 0.027036 | 150.8726 | 1330.9714 | 0.78171 | 0.0518% | 1547.014 | 1509.1024 | 1547.7957 | 1509.8841
1502.34 | 37.4067 | 1.0006 | 25.8857 | 0.028611 | 1005.4606 | 1332.0059 | 0.78348 | 0.03314% | 2401.7882 | 2364.3815 | 2402.5716 | 2365.165
1502.455 | 36.5859 | 0.99162 | 25.3744 | 0.061275 | 3478.3688 | 1324.2387 | 0.78526 | 0.01626% | 4865.6206 | 4829.0347 | 4866.4059 | 4829.82
1502.57 | 34.8368 | 0.95738 | 24.3776 | 0.18925 | 6458.3057 | 1288.9822 | 0.78704 | 0.01013% | 7807.649 | 7772.8122 | 7808.436 | 7773.5992
1502.685 | 32.3047 | 0.90003 | 22.9764 | 0.40588 | 6308.0178 | 1228.2914 | 0.78882 | 0.01043% | 7592.8962 | 7560.5915 | 7593.685 | 7561.3803
1502.8 | 31.5234 | 0.88487 | 22.5221 | 0.46449 | 2996.8665 | 1213.4077 | 0.79061 | 0.01867% | 4265.6691 | 4234.1456 | 4266.4597 | 4234.9362
1502.915 | 33.2007 | 0.93049 | 23.4043 | 0.29153 | 623.484 | 1265.1558 | 0.7924 | 0.04142% | 1946.4668 | 1913.2661 | 1947.2592 | 1914.0585
1503.03 | 33.9803 | 0.94888 | 23.839 | 0.2186 | 52.5814 | 1287.3361 | 0.7942 | 0.05819% | 1398.9043 | 1364.924 | 1399.6985 | 1365.7182
1503.145 | 33.6058 | 0.93334 | 23.682 | 0.27513 | 1.7276 | 1272.4281 | 0.796 | 0.06128% | 1332.652 | 1299.0462 | 1333.448 | 1299.8422
1503.26 | 34.1361 | 0.93903 | 24.0184 | 0.25785 | 0.021649 | 1280.6981 | 0.7978 | 0.06109% | 1340.0711 | 1305.935 | 1340.8689 | 1306.7328
1503.375 | 34.6638 | 0.9444 | 24.356 | 0.24112 | 3.6531e-12 | 1288.5098 | 0.79961 | 0.06085% | 1348.7151 | 1314.0513 | 1349.5147 | 1314.8509
1503.49 | 34.2721 | 0.92743 | 24.1954 | 0.30185 | 3.7206e-11 | 1271.5866 | 0.80142 | 0.06179% | 1331.2833 | 1297.0112 | 1332.0848 | 1297.8127
1503.605 | 33.3798 | 0.89998 | 23.7436 | 0.40726 | 0 | 1242.6654 | 0.80324 | 0.06336% | 1301.0961 | 1267.7163 | 1301.8993 | 1268.5195
1503.72 | 31.7837 | 0.85731 | 22.8746 | 0.59017 | 0 | 1195.7746 | 0.80506 | 0.06598% | 1251.8803 | 1220.0966 | 1252.6854 | 1220.9017
1503.835 | 29.3326 | 0.79585 | 21.5364 | 0.85054 | 1.794e-11 | 1128.1688 | 0.80688 | 0.07008% | 1180.6841 | 1151.3515 | 1181.491 | 1152.1584
1503.95 | 28.9112 | 0.78851 | 21.3085 | 0.88627 | 0 | 1122.4721 | 0.8087 | 0.0706% | 1174.3666 | 1145.4554 | 1175.1753 | 1146.2641
1504.065 | 30.7684 | 0.84149 | 22.2832 | 0.67432 | 2.5468e-11 | 1184.1001 | 0.81053 | 0.0671% | 1238.6675 | 1207.8991 | 1239.4781 | 1208.7096
1504.18 | 33.1232 | 0.90872 | 23.4978 | 0.39386 | 6.0852e-11 | 1261.1564 | 0.81237 | 0.06317% | 1319.0799 | 1285.9567 | 1319.8923 | 1286.7691
1504.295 | 33.1661 | 0.91674 | 23.4715 | 0.34329 | 1.0908e-10 | 1271.9269 | 0.81421 | 0.06279% | 1329.8245 | 1296.6584 | 1330.6387 | 1297.4726
1504.41 | 32.0703 | 0.89495 | 22.8405 | 0.41989 | 0 | 1249.3162 | 0.81605 | 0.06408% | 1305.5418 | 1273.4715 | 1306.3578 | 1274.2876
1504.525 | 32.1582 | 0.90227 | 22.8457 | 0.39821 | 6.4133e-11 | 1258.9635 | 0.81789 | 0.06374% | 1315.2679 | 1283.1097 | 1316.0858 | 1283.9276
1504.64 | 30.4823 | 0.8607 | 21.8894 | 0.57671 | 0 | 1212.3549 | 0.81974 | 0.06634% | 1266.1641 | 1235.6817 | 1266.9838 | 1236.5015
1504.755 | 28.3731 | 0.80633 | 20.7174 | 0.80062 | 0.45678 | 1151.6605 | 0.8216 | 0.06996% | 1202.8148 | 1174.4416 | 1203.6364 | 1175.2632
1504.87 | 30.3997 | 0.86075 | 21.8346 | 0.58098 | 36.0512 | 1216.2947 | 0.82345 | 0.06455% | 1306.0219 | 1275.6222 | 1306.8454 | 1276.4457
1504.985 | 33.5425 | 0.94341 | 23.5604 | 0.24695 | 1081.9897 | 1312.8613 | 0.82532 | 0.03411% | 2453.1443 | 2419.6018 | 2453.9696 | 2420.4271
1505.1 | 34.4482 | 0.96522 | 24.0712 | 0.15637 | 12537.1419 | 1339.7448 | 0.82718 | 0.00595% | 13936.5277 | 13902.0794 | 13937.3548 | 13902.9066
1505.215 | 34.3775 | 0.95962 | 24.0609 | 0.17597 | 62281.9386 | 1335.5008 | 0.82905 | 0.001303% | 63677.0134 | 63642.6359 | 63677.8425 | 63643.4649
1505.33 | 35.1051 | 0.97414 | 24.4741 | 0.11993 | 197498.2429 | 1353.6404 | 0.83092 | 0.0004178% | 198912.5566 | 198877.4514 | 198913.3875 | 198878.2824
1505.445 | 35.9433 | 0.99153 | 24.9461 | 0.052476 | 534638.2271 | 1374.9876 | 0.8328 | 0.0001554% | 536075.1481 | 536039.2048 | 536075.9809 | 536040.0376
1505.56 | 36.0713 | 0.99039 | 25.0439 | 0.055212 | 795824.7199 | 1375.6393 | 0.83468 | 0.0001047% | 797262.52 | 797226.4487 | 797263.3547 | 797227.2834
1505.675 | 35.5166 | 0.97119 | 24.784 | 0.12606 | 483362.7312 | 1356.0803 | 0.83657 | 0.0001726% | 484780.2093 | 484744.6927 | 484781.0459 | 484745.5293
1505.79 | 35.2267 | 0.95786 | 24.67 | 0.17536 | 112470.4878 | 1343.0693 | 0.83845 | 0.0007365% | 113874.5871 | 113839.3603 | 113875.4255 | 113840.1988
1505.905 | 36.1155 | 0.97351 | 25.1858 | 0.11679 | 9939.8426 | 1362.5971 | 0.84035 | 0.007418% | 11364.8313 | 11328.7158 | 11365.6717 | 11329.5561
1506.02 | 37.1638 | 0.99298 | 25.7881 | 0.043661 | 652.7383 | 1386.4043 | 0.84224 | 0.04077% | 2103.1312 | 2065.9674 | 2103.9734 | 2066.8097
1506.135 | 37.6018 | 0.99755 | 26.0631 | 0.026774 | 3635.0956 | 1393.4995 | 0.84414 | 0.0167% | 5093.2842 | 5055.6824 | 5094.1284 | 5056.5266
1506.25 | 37.7797 | 0.99625 | 26.1947 | 0.03209 | 15574.6286 | 1394.015 | 0.84605 | 0.004978% | 17033.6462 | 16995.8666 | 17034.4923 | 16996.7126
1506.365 | 38.0678 | 0.99839 | 26.3818 | 0.02279 | 25307.2155 | 1398.393 | 0.84796 | 0.003172% | 26771.0793 | 26733.0115 | 26771.9273 | 26733.8594
1506.48 | 38.3635 | 1.0013 | 26.5697 | 0.010033 | 15689.7715 | 1403.6695 | 0.84987 | 0.004964% | 17159.3855 | 17121.022 | 17160.2354 | 17121.8719
1506.595 | 38.5315 | 1.0017 | 26.6842 | 0.0080772 | 7073.1881 | 1406.0468 | 0.85179 | 0.01001% | 8545.4605 | 8506.929 | 8546.3122 | 8507.7808
1506.71 | 38.6127 | 1.0006 | 26.7466 | 0.012149 | 39301.9845 | 1406.831 | 0.85371 | 0.002096% | 40775.1875 | 40736.5748 | 40776.0412 | 40737.4285
1506.825 | 38.6814 | 1.0001 | 26.7978 | 0.014038 | 167220.5555 | 1408.1929 | 0.85563 | 0.0005073% | 168695.2418 | 168656.5603 | 168696.0974 | 168657.416
1506.94 | 38.7122 | 0.99906 | 26.8268 | 0.018314 | 271683.7435 | 1408.9755 | 0.85756 | 0.000314% | 273159.2754 | 273120.5632 | 273160.133 | 273121.4208
1507.055 | 38.3364 | 0.98827 | 26.6376 | 0.067157 | 167209.8306 | 1398.5281 | 0.85949 | 0.0005097% | 168674.3882 | 168636.0518 | 168675.2477 | 168636.9113
1507.17 | 36.918 | 0.95268 | 25.8899 | 0.22975 | 38981.3541 | 1359.4526 | 0.86143 | 0.002134% | 40404.7971 | 40367.879 | 40405.6585 | 40368.7405
1507.285 | 35.7091 | 0.92299 | 25.2494 | 0.36387 | 3442.3005 | 1327.1912 | 0.86337 | 0.018% | 4831.7371 | 4796.028 | 4832.6005 | 4796.8913
1507.4 | 36.7388 | 0.9482 | 25.797 | 0.24541 | 115.143 | 1358.3082 | 0.86531 | 0.05767% | 1537.1806 | 1500.4418 | 1538.0459 | 1501.3071
1507.515 | 38.164 | 0.98354 | 26.5517 | 0.083914 | 1.4589 | 1401.0405 | 0.86726 | 0.06064% | 1468.2825 | 1430.1185 | 1469.1498 | 1430.9858
1507.63 | 38.4877 | 0.99278 | 26.7155 | 0.042393 | 0.049556 | 1413.6722 | 0.86922 | 0.0603% | 1479.9601 | 1441.4724 | 1480.8293 | 1442.3417
1507.745 | 38.3189 | 0.99085 | 26.611 | 0.050419 | 3.9112 | 1413.4559 | 0.87117 | 0.06029% | 1483.3383 | 1445.0193 | 1484.2094 | 1445.8905
1507.86 | 38.2604 | 0.99247 | 26.5599 | 0.042912 | 116.9284 | 1417.273 | 0.87313 | 0.05591% | 1600.057 | 1561.7966 | 1600.9301 | 1562.6698
1507.975 | 38.1383 | 0.9931 | 26.4719 | 0.039645 | 1324.1227 | 1419.9248 | 0.8751 | 0.03157% | 2809.6905 | 2771.5522 | 2810.5656 | 2772.4273
1508.09 | 37.3057 | 0.9762 | 26.0048 | 0.1131 | 5679.8011 | 1402.2001 | 0.87707 | 0.01234% | 7146.401 | 7109.0953 | 7147.2781 | 7109.9724
1508.205 | 35.3113 | 0.93013 | 24.9185 | 0.31569 | 9228.8181 | 1350.2514 | 0.87904 | 0.008289% | 10640.5451 | 10605.2338 | 10641.4241 | 10606.1129
1508.32 | 33.6667 | 0.89201 | 24.0219 | 0.4823 | 5698.7986 | 1307.4376 | 0.88102 | 0.01253% | 7065.2991 | 7031.6324 | 7066.1801 | 7032.5134
1508.435 | 33.4402 | 0.88803 | 23.8924 | 0.49086 | 1892.1771 | 1304.6679 | 0.883 | 0.0274% | 3255.5565 | 3222.1163 | 3256.4395 | 3222.9993
1508.55 | 32.6541 | 0.86901 | 23.4722 | 0.56319 | 6552.9202 | 1284.1554 | 0.88499 | 0.01126% | 7894.6341 | 7861.98 | 7895.5191 | 7862.865
1508.665 | 31.4325 | 0.83792 | 22.8143 | 0.70156 | 27647.4635 | 1248.8378 | 0.88698 | 0.003067% | 28952.0875 | 28920.6551 | 28952.9745 | 28921.5421
1508.78 | 31.2384 | 0.83112 | 22.7113 | 0.74082 | 45071.9472 | 1242.0839 | 0.88897 | 0.001918% | 46369.5528 | 46338.3143 | 46370.4417 | 46339.2033
1508.895 | 32.9651 | 0.87119 | 23.6654 | 0.56819 | 27994.1003 | 1291.6721 | 0.89097 | 0.00304% | 29343.8423 | 29310.8772 | 29344.7333 | 29311.7682
1509.01 | 33.7746 | 0.88812 | 24.1315 | 0.49537 | 6682.6949 | 1313.7334 | 0.89297 | 0.01113% | 8055.718 | 8021.9434 | 8056.611 | 8022.8363
1509.125 | 33.8778 | 0.88698 | 24.2081 | 0.50281 | 626.6033 | 1313.9251 | 0.89498 | 0.04552% | 2000.0042 | 1966.1263 | 2000.8991 | 1967.0213
1509.24 | 35.9949 | 0.93507 | 25.3651 | 0.29089 | 24.1808 | 1372.7572 | 0.89699 | 0.06301% | 1459.524 | 1423.5291 | 1460.421 | 1424.4261
1509.355 | 38.0631 | 0.9823 | 26.4973 | 0.081868 | 0.41413 | 1430.7234 | 0.899 | 0.06163% | 1496.7622 | 1458.699 | 1497.6612 | 1459.598
1509.47 | 38.7441 | 0.99591 | 26.8831 | 0.021317 | 0.0021977 | 1448.8286 | 0.90102 | 0.06101% | 1515.4752 | 1476.7311 | 1516.3762 | 1477.6321
1509.585 | 38.9057 | 0.99733 | 26.9869 | 0.014441 | 5.3695e-12 | 1452.486 | 0.90305 | 0.061% | 1519.3904 | 1480.4847 | 1520.2935 | 1481.3877
1509.7 | 39.0083 | 0.99813 | 27.0546 | 0.01014 | 4.9892e-12 | 1455.4019 | 0.90507 | 0.06101% | 1522.473 | 1483.4647 | 1523.3781 | 1484.3698
1509.815 | 39.0641 | 0.99862 | 27.0917 | 0.0072051 | 4.2956e-11 | 1457.9491 | 0.90711 | 0.06104% | 1525.1107 | 1486.0466 | 1526.0178 | 1486.9537
1509.93 | 38.997 | 0.99657 | 27.0592 | 0.015174 | 3.9913e-11 | 1457.5224 | 0.90914 | 0.0612% | 1524.5903 | 1485.5934 | 1525.4995 | 1486.5025
1510.045 | 38.5947 | 0.98658 | 26.8472 | 0.056236 | 5.5607e-11 | 1447.7216 | 0.91118 | 0.06175% | 1514.2064 | 1475.6117 | 1515.1175 | 1476.5229
1510.16 | 37.7679 | 0.96643 | 26.4108 | 0.13823 | 0.016852 | 1425.8687 | 0.91323 | 0.06283% | 1491.1689 | 1453.401 | 1492.0821 | 1454.3142
1510.275 | 37.3572 | 0.95633 | 26.1954 | 0.17799 | 1.33 | 1415.8704 | 0.91528 | 0.06336% | 1481.8873 | 1444.5301 | 1482.8026 | 1445.4454
1510.39 | 37.91 | 0.96932 | 26.4898 | 0.12471 | 39.7624 | 1433.2132 | 0.91733 | 0.06113% | 1538.4694 | 1500.5594 | 1539.3867 | 1501.4767
1510.505 | 38.471 | 0.98235 | 26.7892 | 0.071886 | 450.2786 | 1450.6384 | 0.91939 | 0.04767% | 1967.2314 | 1928.7604 | 1968.1508 | 1929.6798
1510.62 | 38.7735 | 0.9892 | 26.9536 | 0.043395 | 1931.4767 | 1460.7141 | 0.92145 | 0.02694% | 3458.9505 | 3420.177 | 3459.8719 | 3421.0984
1510.735 | 38.8175 | 0.98988 | 26.9818 | 0.040214 | 3138.5046 | 1463.4462 | 0.92351 | 0.01995% | 4668.7801 | 4629.9626 | 4669.7036 | 4630.8861
1510.85 | 38.268 | 0.97624 | 26.6954 | 0.097394 | 1937.2173 | 1449.1261 | 0.92558 | 0.02711% | 3452.3804 | 3414.1124 | 3453.306 | 3415.038
1510.965 | 37.6581 | 0.96115 | 26.3757 | 0.16088 | 601.4599 | 1433.1041 | 0.92766 | 0.04499% | 2099.7198 | 2062.0617 | 2100.6474 | 2062.9894
1511.08 | 37.8213 | 0.96482 | 26.4624 | 0.14498 | 1825.3082 | 1439.5001 | 0.92974 | 0.02824% | 3330.2019 | 3292.3805 | 3331.1316 | 3293.3103
1511.195 | 38.1888 | 0.97381 | 26.655 | 0.10647 | 8667.6725 | 1452.2231 | 0.93182 | 0.009183% | 10185.8197 | 10147.6309 | 10186.7515 | 10148.5627
1511.31 | 38.5174 | 0.98241 | 26.8246 | 0.070013 | 18424.3023 | 1464.461 | 0.93391 | 0.004689% | 19955.1578 | 19916.6404 | 19956.0917 | 19917.5743
1511.425 | 38.6864 | 0.98774 | 26.9063 | 0.046756 | 18398.5557 | 1472.7794 | 0.936 | 0.004704% | 19937.9623 | 19899.2759 | 19938.8983 | 19900.2119
1511.54 | 38.5386 | 0.98601 | 26.8159 | 0.052583 | 8634.0308 | 1472.6818 | 0.93809 | 0.009256% | 10173.1057 | 10134.5671 | 10174.0438 | 10135.5052
1511.655 | 38.3956 | 0.98513 | 26.7241 | 0.055275 | 1775.3427 | 1473.6062 | 0.94019 | 0.02869% | 3315.1091 | 3276.7135 | 3316.0493 | 3277.6537
1511.77 | 38.4805 | 0.99049 | 26.7499 | 0.032276 | 148.83 | 1481.999 | 0.9423 | 0.05681% | 1697.0822 | 1658.6017 | 1698.0245 | 1659.544
1511.885 | 38.5374 | 0.99552 | 26.7584 | 0.010551 | 4.8776 | 1489.9965 | 0.94441 | 0.06202% | 1561.176 | 1522.6386 | 1562.1204 | 1523.583
1512 | 38.4355 | 0.99649 | 26.6826 | 0.0059926 | 0.061669 | 1493.1381 | 0.94652 | 0.06223% | 1559.3203 | 1520.8848 | 1560.2668 | 1521.8314
1512.115 | 38.1093 | 0.99147 | 26.4898 | 0.028557 | 0.019296 | 1489.0299 | 0.94864 | 0.06255% | 1554.6683 | 1516.559 | 1555.6169 | 1517.5077
1512.23 | 37.2055 | 0.97164 | 25.9945 | 0.1191 | 0.21852 | 1466.9518 | 0.95076 | 0.06363% | 1531.461 | 1494.2555 | 1532.4118 | 1495.2063
1512.345 | 36.1149 | 0.94647 | 25.4055 | 0.23459 | 0.93804 | 1438.3924 | 0.95289 | 0.065% | 1502.0319 | 1465.9169 | 1502.9848 | 1466.8698
1512.46 | 36.1757 | 0.94872 | 25.432 | 0.22451 | 1.5445 | 1443.1269 | 0.95502 | 0.06491% | 1507.4522 | 1471.2766 | 1508.4072 | 1472.2316
1512.575 | 37.0827 | 0.97098 | 25.9118 | 0.12153 | 1.181 | 1472.1481 | 0.95716 | 0.0638% | 1537.4161 | 1500.3334 | 1538.3732 | 1501.2906
1512.69 | 37.3468 | 0.97696 | 26.0555 | 0.092795 | 1.2638 | 1481.3101 | 0.9593 | 0.06354% | 1547.0459 | 1509.6991 | 1548.0052 | 1510.6584
1512.805 | 36.5696 | 0.95702 | 25.6501 | 0.18559 | 1.7202 | 1458.8508 | 0.96144 | 0.06464% | 1523.9333 | 1487.3637 | 1524.8948 | 1488.3252
1512.92 | 35.9954 | 0.94189 | 25.3541 | 0.25697 | 1.2506 | 1442.2442 | 0.96359 | 0.06555% | 1506.0431 | 1470.0477 | 1507.0067 | 1471.0113
1513.035 | 36.4575 | 0.95223 | 25.6067 | 0.20452 | 6.4684 | 1456.8962 | 0.96574 | 0.06481% | 1526.5856 | 1490.1281 | 1527.5514 | 1491.0938
1513.15 | 36.9634 | 0.96407 | 25.8789 | 0.14455 | 73.6299 | 1473.4128 | 0.9679 | 0.06149% | 1610.9937 | 1574.0302 | 1611.9616 | 1574.9981
1513.265 | 37.3718 | 0.97405 | 26.0953 | 0.099832 | 351.0507 | 1487.6119 | 0.97006 | 0.05199% | 1903.2035 | 1865.8317 | 1904.1736 | 1866.8018
1513.38 | 37.3664 | 0.97418 | 26.0916 | 0.10119 | 721.8459 | 1489.701 | 0.97223 | 0.04343% | 2276.0803 | 2238.7138 | 2277.0525 | 2239.686
1513.495 | 36.9261 | 0.96379 | 25.8566 | 0.1496 | 690.6981 | 1478.8907 | 0.9744 | 0.04436% | 2233.4849 | 2196.5588 | 2234.4593 | 2197.5332
1513.61 | 36.4699 | 0.95323 | 25.611 | 0.20181 | 322.9477 | 1467.8039 | 0.97658 | 0.05373% | 1853.9876 | 1817.5177 | 1854.9642 | 1818.4943
1513.725 | 35.7647 | 0.93662 | 25.2341 | 0.28346 | 182.4282 | 1449.2145 | 0.97876 | 0.05903% | 1693.8616 | 1658.0969 | 1694.8403 | 1659.0756
1513.84 | 35.4362 | 0.92895 | 25.0584 | 0.31906 | 517.9607 | 1441.6812 | 0.98094 | 0.04939% | 2021.3844 | 1985.9482 | 2022.3653 | 1986.9291
1513.955 | 35.7433 | 0.93646 | 25.221 | 0.27779 | 833.2992 | 1452.9092 | 0.98313 | 0.04251% | 2348.387 | 2312.6437 | 2349.3701 | 2313.6268
1514.07 | 35.9682 | 0.94165 | 25.342 | 0.24749 | 514.8899 | 1461.2225 | 0.98532 | 0.0492% | 2038.6117 | 2002.6435 | 2039.597 | 2003.6288
1514.185 | 36.1592 | 0.94573 | 25.4477 | 0.22915 | 183.7736 | 1468.1618 | 0.98752 | 0.05883% | 1714.7173 | 1678.5581 | 1715.7048 | 1679.5456
1514.3 | 36.9854 | 0.96503 | 25.8933 | 0.14192 | 738.0193 | 1494.0311 | 0.98972 | 0.04381% | 2296.0361 | 2259.0507 | 2297.0258 | 2260.0404
1514.415 | 37.8323 | 0.98455 | 26.3529 | 0.050923 | 3120.8003 | 1520.1988 | 0.99193 | 0.02125% | 4706.2198 | 4668.3875 | 4707.2117 | 4669.3794
1514.53 | 38.1232 | 0.99031 | 26.518 | 0.022936 | 5070.4634 | 1529.3037 | 0.99414 | 0.015% | 6665.4216 | 6627.2983 | 6666.4157 | 6628.2925
1514.645 | 37.8905 | 0.98323 | 26.4036 | 0.054598 | 3130.7112 | 1522.4744 | 0.99636 | 0.02129% | 4718.5175 | 4680.6271 | 4719.5139 | 4681.6234
1514.76 | 37.2121 | 0.9654 | 26.0524 | 0.13563 | 844.04 | 1502.216 | 0.99858 | 0.04207% | 2410.6215 | 2373.4094 | 2411.6201 | 2374.408
1514.875 | 36.8962 | 0.95667 | 25.8936 | 0.17486 | 573.0948 | 1493.2569 | 1.0008 | 0.04781% | 2130.2731 | 2093.3769 | 2131.2739 | 2094.3777
1514.99 | 37.5816 | 0.97253 | 26.2648 | 0.10155 | 928.6281 | 1515.0435 | 1.003 | 0.04059% | 2508.5921 | 2471.0105 | 2509.5952 | 2472.0135
1515.105 | 38.2719 | 0.98865 | 26.6375 | 0.027121 | 997.8472 | 1537.1624 | 1.0053 | 0.03923% | 2600.9347 | 2562.6628 | 2601.94 | 2563.6681
1515.22 | 38.4729 | 0.99301 | 26.7493 | 0.0065073 | 927.4051 | 1544.5952 | 1.0075 | 0.0403% | 2538.2221 | 2499.7491 | 2539.2296 | 2500.7567
1515.335 | 38.4287 | 0.99163 | 26.7278 | 0.012623 | 509.5067 | 1544.8679 | 1.0098 | 0.0485% | 2120.5353 | 2082.1066 | 2121.545 | 2083.1164
1515.45 | 38.1855 | 0.98575 | 26.5971 | 0.040329 | 116.7309 | 1539.4984 | 1.012 | 0.0601% | 1722.0381 | 1683.8525 | 1723.0501 | 1684.8645
1515.565 | 37.9849 | 0.98131 | 26.4873 | 0.061098 | 10.2821 | 1535.9192 | 1.0143 | 0.06445% | 1611.716 | 1573.7311 | 1612.7303 | 1574.7453
1515.68 | 38.1394 | 0.98586 | 26.5661 | 0.038631 | 0.34379 | 1543.6241 | 1.0165 | 0.06468% | 1609.6979 | 1571.5585 | 1610.7144 | 1572.575
1515.795 | 38.3159 | 0.99124 | 26.6547 | 0.01222 | 0.0043558 | 1552.3518 | 1.0188 | 0.06448% | 1618.3303 | 1580.0143 | 1619.3491 | 1581.0331
1515.91 | 38.2699 | 0.99153 | 26.621 | 0.010328 | 0 | 1554.6845 | 1.021 | 0.06453% | 1620.5773 | 1582.3074 | 1621.5983 | 1583.3285
1516.025 | 37.8449 | 0.98272 | 26.3828 | 0.052659 | 3.1363e-11 | 1545.4488 | 1.0233 | 0.06506% | 1610.7119 | 1572.867 | 1611.7352 | 1573.8903
1516.14 | 36.5759 | 0.95309 | 25.6958 | 0.19631 | 1.7005e-11 | 1509.5905 | 1.0256 | 0.06675% | 1573.0116 | 1536.4357 | 1574.0372 | 1537.4613
1516.255 | 35.4067 | 0.92571 | 25.0645 | 0.32934 | 1.6985e-11 | 1476.6358 | 1.0279 | 0.06839% | 1538.362 | 1502.9553 | 1539.3899 | 1503.9832
1516.37 | 36.065 | 0.94303 | 25.4076 | 0.2452 | 0 | 1500.8427 | 1.0302 | 0.06744% | 1563.5035 | 1527.4385 | 1564.5337 | 1528.4687
1516.485 | 37.23 | 0.97256 | 26.0219 | 0.10085 | 1.5453e-11 | 1540.5558 | 1.0325 | 0.06586% | 1604.8812 | 1567.6511 | 1605.9136 | 1568.6836
1516.6 | 37.3828 | 0.97668 | 26.1011 | 0.079707 | 8.4857e-12 | 1547.7174 | 1.0347 | 0.0657% | 1612.2576 | 1574.8749 | 1613.2924 | 1575.9096
1516.715 | 36.4399 | 0.95333 | 25.6015 | 0.19171 | 1.1798e-11 | 1519.686 | 1.037 | 0.06706% | 1582.8724 | 1546.4325 | 1583.9095 | 1547.4695
1516.83 | 35.6869 | 0.93435 | 25.2051 | 0.28254 | 0 | 1497.2543 | 1.0394 | 0.06821% | 1559.3632 | 1523.6763 | 1560.4026 | 1524.7157
1516.945 | 36.5397 | 0.95441 | 25.6652 | 0.18489 | 3.655e-12 | 1525.0293 | 1.0417 | 0.06712% | 1588.3734 | 1551.8337 | 1589.4151 | 1552.8754
1517.06 | 37.5101 | 0.97673 | 26.1921 | 0.076077 | 2.6876e-13 | 1555.7214 | 1.044 | 0.06595% | 1620.4764 | 1582.9663 | 1621.5204 | 1584.0103
1517.175 | 37.5779 | 0.97643 | 26.2419 | 0.075859 | 0.00098597 | 1557.3639 | 1.0463 | 0.06603% | 1622.237 | 1584.6591 | 1623.2833 | 1585.7054
1517.29 | 37.4165 | 0.97058 | 26.1697 | 0.10301 | 0.077818 | 1551.8504 | 1.0486 | 0.0664% | 1616.5881 | 1579.1716 | 1617.6367 | 1580.2202
1517.405 | 37.2593 | 0.96506 | 26.0984 | 0.13148 | 2.3264 | 1546.6227 | 1.051 | 0.06668% | 1613.4034 | 1576.1441 | 1614.4543 | 1577.195
1517.52 | 36.3667 | 0.94162 | 25.6358 | 0.24787 | 26.345 | 1518.0969 | 1.0533 | 0.06703% | 1607.6339 | 1571.2672 | 1608.6872 | 1572.3205
1517.635 | 35.7434 | 0.92472 | 25.3164 | 0.33027 | 113.0063 | 1498.0538 | 1.0556 | 0.06446% | 1673.3748 | 1637.6314 | 1674.4305 | 1638.6871
1517.75 | 36.8654 | 0.95055 | 25.9247 | 0.20278 | 183.6157 | 1533.5227 | 1.058 | 0.06066% | 1781.0819 | 1744.2165 | 1782.1398 | 1745.2744
1517.865 | 38.1061 | 0.97984 | 26.5938 | 0.058188 | 113.1953 | 1573.5132 | 1.0603 | 0.06185% | 1752.4465 | 1714.3403 | 1753.5068 | 1715.4007
1517.98 | 38.4798 | 0.98863 | 26.7972 | 0.014238 | 32.108 | 1586.8965 | 1.0627 | 0.06453% | 1685.2844 | 1646.8045 | 1686.347 | 1647.8672
1518.095 | 38.4006 | 0.98695 | 26.7543 | 0.022262 | 71.6505 | 1586.7197 | 1.065 | 0.06316% | 1724.5342 | 1686.1336 | 1725.5992 | 1687.1987
1518.21 | 37.914 | 0.97597 | 26.4894 | 0.077007 | 390.4615 | 1574.5064 | 1.0674 | 0.05357% | 2030.4242 | 1992.5102 | 2031.4916 | 1993.5776
1518.325 | 37.281 | 0.96194 | 26.1428 | 0.14732 | 2459.8004 | 1558.3263 | 1.0698 | 0.02644% | 4082.6598 | 4045.3788 | 4083.7296 | 4046.4486
1518.44 | 37.2526 | 0.96291 | 26.1164 | 0.14243 | 20865.9535 | 1561.5773 | 1.0721 | 0.004775% | 22492.0051 | 22454.7525 | 22493.0772 | 22455.8246
1518.555 | 37.6065 | 0.97322 | 26.2932 | 0.091161 | 89687.5414 | 1576.9292 | 1.0745 | 0.001177% | 91329.4347 | 91291.8282 | 91330.5092 | 91292.9027
1518.67 | 37.5801 | 0.97406 | 26.2681 | 0.088633 | 157425.4047 | 1579.9637 | 1.0769 | 0.0006771% | 159070.2794 | 159032.6992 | 159071.3562 | 159033.7761
1518.785 | 37.0013 | 0.96114 | 25.9527 | 0.15615 | 116609.9643 | 1565.0256 | 1.0793 | 0.0009131% | 118239.0611 | 118202.0598 | 118240.1404 | 118203.1391
1518.9 | 36.286 | 0.94441 | 25.5693 | 0.24187 | 39343.2326 | 1545.1306 | 1.0817 | 0.002644% | 40951.4048 | 40915.1188 | 40952.4865 | 40916.2005
1519.015 | 36.0708 | 0.93933 | 25.455 | 0.26538 | 6308.9094 | 1540.4749 | 1.0841 | 0.01376% | 7912.1149 | 7876.044 | 7913.1989 | 7877.1281
1519.13 | 36.0852 | 0.93934 | 25.4666 | 0.26293 | 461.3483 | 1542.435 | 1.0865 | 0.05351% | 2066.5373 | 2030.4521 | 2067.6237 | 2031.5386
1519.245 | 36.4481 | 0.94738 | 25.6653 | 0.22032 | 14.2184 | 1554.9091 | 1.0889 | 0.06823% | 1632.4087 | 1595.9606 | 1633.4976 | 1597.0495
1519.36 | 37.061 | 0.96114 | 25.998 | 0.14755 | 0.17078 | 1574.8946 | 1.0913 | 0.06811% | 1639.2331 | 1602.1721 | 1640.3244 | 1603.2634
1519.475 | 37.3827 | 0.96761 | 26.1776 | 0.11204 | 2.5691e-12 | 1585.3631 | 1.0937 | 0.06782% | 1650.0031 | 1612.6204 | 1651.0968 | 1613.7141
1519.59 | 37.6497 | 0.97288 | 26.3284 | 0.084791 | 1.4432e-11 | 1594.2619 | 1.0961 | 0.06759% | 1659.2977 | 1621.648 | 1660.3938 | 1622.7441
1519.705 | 37.9429 | 0.97903 | 26.4931 | 0.053719 | 4.7453e-11 | 1604.3093 | 1.0985 | 0.06732% | 1669.778 | 1631.8352 | 1670.8766 | 1632.9337
1519.82 | 38.1334 | 0.98283 | 26.6029 | 0.034503 | 0 | 1611.2717 | 1.101 | 0.06718% | 1677.0254 | 1638.892 | 1678.1264 | 1639.993
1519.935 | 38.0765 | 0.98081 | 26.5779 | 0.045337 | 0 | 1610.6028 | 1.1034 | 0.06736% | 1676.2834 | 1638.2068 | 1677.3868 | 1639.3103
1520.05 | 37.9251 | 0.97713 | 26.4973 | 0.064347 | 0 | 1607.75 | 1.1059 | 0.06762% | 1673.2138 | 1635.2887 | 1674.3197 | 1636.3946
1520.165 | 37.8468 | 0.9762 | 26.4494 | 0.06842 | 0 | 1608.4791 | 1.1083 | 0.06775% | 1673.82 | 1635.9732 | 1674.9283 | 1637.0815
1520.28 | 37.3819 | 0.96678 | 26.1895 | 0.11636 | 0 | 1597.9452 | 1.1108 | 0.06834% | 1662.5997 | 1625.2178 | 1663.7105 | 1626.3285
1520.395 | 36.8552 | 0.95651 | 25.8925 | 0.16904 | 0 | 1586.3093 | 1.1132 | 0.069% | 1650.1825 | 1613.3273 | 1651.2957 | 1614.4405
1520.51 | 37.1093 | 0.96545 | 26.0098 | 0.12233 | 2.4085e-12 | 1600.1786 | 1.1157 | 0.06856% | 1664.3856 | 1627.2763 | 1665.5012 | 1628.3919
1520.625 | 37.5926 | 0.9799 | 26.251 | 0.046343 | 3.1018e-11 | 1621.3352 | 1.1181 | 0.06782% | 1686.205 | 1648.6125 | 1687.3232 | 1649.7306
1520.74 | 37.7366 | 0.98592 | 26.3129 | 0.013835 | 0 | 1631.2956 | 1.1206 | 0.06756% | 1696.3448 | 1658.6082 | 1697.4654 | 1659.7289
1520.855 | 37.7036 | 0.98732 | 26.2823 | 0.0055346 | 0 | 1634.8703 | 1.1231 | 0.06757% | 1699.849 | 1662.1455 | 1700.9721 | 1663.2685
1520.97 | 37.6573 | 0.98774 | 26.2488 | 0.0024697 | 0 | 1635.9606 | 1.1256 | 0.06767% | 1700.8569 | 1663.1996 | 1701.9824 | 1664.3252
1521.085 | 37.6254 | 0.98776 | 26.2273 | 0.0016069 | 0 | 1634.3877 | 1.1281 | 0.06789% | 1699.2298 | 1661.6044 | 1700.3579 | 1662.7325
1521.2 | 37.5988 | 0.98747 | 26.211 | 0.0026822 | 3.1689e-12 | 1630.6781 | 1.1305 | 0.06819% | 1695.4781 | 1657.8793 | 1696.6087 | 1659.0099
1521.315 | 37.5661 | 0.98684 | 26.1922 | 0.0056651 | 0 | 1625.8967 | 1.133 | 0.06854% | 1690.6474 | 1653.0813 | 1691.7805 | 1654.2144
1521.43 | 37.501 | 0.98539 | 26.1555 | 0.013055 | 0 | 1619.9268 | 1.1355 | 0.06894% | 1684.5817 | 1647.0807 | 1685.7173 | 1648.2163
1521.545 | 37.3383 | 0.98159 | 26.0655 | 0.033177 | 1.0169e-11 | 1610.8654 | 1.1381 | 0.06948% | 1675.284 | 1637.9457 | 1676.4221 | 1639.0838
1521.66 | 37.017 | 0.974 | 25.8906 | 0.073481 | 0.00011695 | 1596.8574 | 1.1406 | 0.07024% | 1660.8126 | 1623.7956 | 1661.9532 | 1624.9361
1521.775 | 36.5315 | 0.96248 | 25.6298 | 0.1343 | 0.0092826 | 1577.6994 | 1.1431 | 0.07125% | 1640.9668 | 1604.4353 | 1642.1099 | 1605.5783
1521.89 | 36.3207 | 0.95774 | 25.5173 | 0.1585 | 0.28008 | 1567.4066 | 1.1456 | 0.07186% | 1630.6409 | 1594.3202 | 1631.7865 | 1595.4658
1522.005 | 36.8061 | 0.97008 | 25.7759 | 0.091456 | 3.2483 | 1579.4942 | 1.1481 | 0.07133% | 1646.3861 | 1609.5799 | 1647.5342 | 1610.728
1522.12 | 37.2918 | 0.98224 | 26.0353 | 0.025541 | 14.8014 | 1591.3287 | 1.1507 | 0.07046% | 1670.4649 | 1633.1731 | 1671.6156 | 1634.3238
1522.235 | 37.4193 | 0.98526 | 26.1048 | 0.0085583 | 27.7727 | 1591.2112 | 1.1532 | 0.07006% | 1683.5018 | 1646.0825 | 1684.655 | 1647.2357
1522.35 | 37.4163 | 0.98467 | 26.1059 | 0.011161 | 23.1707 | 1586.3841 | 1.1557 | 0.07062% | 1674.0729 | 1636.6566 | 1675.2287 | 1637.8124
1522.465 | 37.4343 | 0.98414 | 26.122 | 0.013569 | 10.0018 | 1581.6175 | 1.1583 | 0.07156% | 1656.1733 | 1618.739 | 1657.3316 | 1619.8973
1522.58 | 37.518 | 0.98465 | 26.1786 | 0.010097 | 12.2125 | 1578.1951 | 1.1609 | 0.07176% | 1655.099 | 1617.581 | 1656.2598 | 1618.7419
1522.695 | 37.6281 | 0.98532 | 26.253 | 0.005623 | 51.3568 | 1574.9739 | 1.1634 | 0.07036% | 1691.2028 | 1653.5747 | 1692.3662 | 1654.7381
1522.81 | 37.7171 | 0.98539 | 26.3156 | 0.0045317 | 109.037 | 1570.9866 | 1.166 | 0.06829% | 1745.0463 | 1707.3291 | 1746.2123 | 1708.4951
1522.925 | 37.7844 | 0.98514 | 26.3647 | 0.0053305 | 109.0305 | 1566.5827 | 1.1685 | 0.06862% | 1740.7528 | 1702.9684 | 1741.9213 | 1704.1369
1523.04 | 37.8517 | 0.98508 | 26.4128 | 0.0049886 | 51.2214 | 1562.4312 | 1.1711 | 0.07136% | 1678.9072 | 1641.0555 | 1680.0783 | 1642.2267
1523.155 | 37.8734 | 0.98413 | 26.4347 | 0.0095049 | 10.5387 | 1557.1503 | 1.1737 | 0.07358% | 1632.9907 | 1595.1173 | 1634.1644 | 1596.291
1523.27 | 37.7392 | 0.97979 | 26.3687 | 0.032831 | 0.88372 | 1547.592 | 1.1763 | 0.07464% | 1613.5962 | 1575.857 | 1614.7725 | 1577.0333
1523.385 | 37.4908 | 0.97318 | 26.2374 | 0.068676 | 0.028965 | 1535.1859 | 1.1789 | 0.07545% | 1599.9849 | 1562.4941 | 1601.1638 | 1563.6729
1523.5 | 37.4375 | 0.9717 | 26.2098 | 0.076082 | 3.1216 | 1529.2525 | 1.1815 | 0.07575% | 1597.0693 | 1559.6317 | 1598.2507 | 1560.8132
1523.615 | 37.6556 | 0.97701 | 26.3286 | 0.046144 | 246.3448 | 1531.8589 | 1.1841 | 0.06558% | 1843.2111 | 1805.5555 | 1844.3952 | 1806.7396
1523.73 | 37.8618 | 0.98211 | 26.4416 | 0.017091 | 7364.6965 | 1534.1867 | 1.1867 | 0.01329% | 8964.1858 | 8926.324 | 8965.3725 | 8927.5107
1523.845 | 37.9279 | 0.98399 | 26.4776 | 0.0056571 | 83399.414 | 1532.4585 | 1.1893 | 0.0014% | 84997.2676 | 84959.3397 | 84998.4569 | 84960.529
1523.96 | 37.9063 | 0.98426 | 26.4618 | 0.0032734 | 357740.3147 | 1528.7132 | 1.1919 | 0.0003317% | 359334.3835 | 359296.4772 | 359335.5754 | 359297.6691
1524.075 | 37.841 | 0.98412 | 26.4179 | 0.0033678 | 581258.763 | 1524.4533 | 1.1945 | 0.000205% | 582848.4626 | 582810.6217 | 582849.6572 | 582811.8162
1524.19 | 37.7189 | 0.98286 | 26.3411 | 0.010046 | 357740.3147 | 1518.8123 | 1.1972 | 0.0003332% | 359324.18 | 359286.4611 | 359325.3772 | 359287.6582
1524.305 | 37.3875 | 0.97642 | 26.1514 | 0.046488 | 83399.414 | 1506.783 | 1.1998 | 0.001413% | 84970.7589 | 84933.3714 | 84971.9587 | 84934.5712
1524.42 | 36.6939 | 0.96117 | 25.768 | 0.1345 | 7364.6965 | 1483.8825 | 1.2024 | 0.01355% | 8912.1367 | 8875.4427 | 8913.3391 | 8876.6452
1524.535 | 36.2142 | 0.9514 | 25.4985 | 0.19174 | 246.3448 | 1467.7326 | 1.2051 | 0.06923% | 1776.9332 | 1740.719 | 1778.1383 | 1741.9241
1524.65 | 36.5751 | 0.96208 | 25.6786 | 0.12941 | 3.1213 | 1476.8534 | 1.2077 | 0.08015% | 1543.3199 | 1506.7448 | 1544.5276 | 1507.9525
1524.765 | 37.0309 | 0.97436 | 25.9153 | 0.056381 | 4.5252e-11 | 1487.958 | 1.2104 | 0.0799% | 1551.9349 | 1514.904 | 1553.1452 | 1516.1144
1524.88 | 37.0714 | 0.97557 | 25.9366 | 0.046899 | 2.5793e-11 | 1485.4156 | 1.213 | 0.08021% | 1549.4461 | 1512.3747 | 1550.6591 | 1513.5877
1524.995 | 36.9738 | 0.97246 | 25.8886 | 0.062747 | 6.2235e-11 | 1477.5767 | 1.2157 | 0.0808% | 1541.4743 | 1504.5005 | 1542.69 | 1505.7162
1525.11 | 37.0756 | 0.97331 | 25.9534 | 0.057532 | 0 | 1474.5448 | 1.2184 | 0.08114% | 1538.6047 | 1501.5291 | 1539.8231 | 1502.7475
1525.225 | 37.281 | 0.97575 | 26.0813 | 0.043254 | 0 | 1473.4371 | 1.221 | 0.08137% | 1537.8185 | 1500.5375 | 1539.0395 | 1501.7585
1525.34 | 37.4244 | 0.97614 | 26.1798 | 0.0404 | 4.5057e-11 | 1469.8528 | 1.2237 | 0.08174% | 1534.4735 | 1497.0492 | 1535.6973 | 1498.2729
1525.455 | 37.4926 | 0.97461 | 26.2384 | 0.048993 | 2.881e-11 | 1463.9436 | 1.2264 | 0.08224% | 1528.6982 | 1491.2056 | 1529.9246 | 1492.4321
1525.57 | 37.5229 | 0.9722 | 26.277 | 0.061201 | 8.5561e-12 | 1456.9849 | 1.2291 | 0.08281% | 1521.8182 | 1484.2953 | 1523.0473 | 1485.5244
1525.685 | 37.391 | 0.96607 | 26.2284 | 0.092906 | 0 | 1445.577 | 1.2318 | 0.08363% | 1510.2553 | 1472.8644 | 1511.4872 | 1474.0962
1525.8 | 37.2599 | 0.96077 | 26.1743 | 0.12066 | 0 | 1435.1696 | 1.2345 | 0.08442% | 1499.6852 | 1462.4253 | 1500.9197 | 1463.6598
1525.915 | 37.5648 | 0.96741 | 26.343 | 0.083548 | 0 | 1439.033 | 1.2372 | 0.08437% | 1503.9918 | 1466.427 | 1505.229 | 1467.6642
1526.03 | 37.8737 | 0.97513 | 26.5069 | 0.041201 | 0 | 1444.1924 | 1.2399 | 0.08425% | 1509.5894 | 1471.7156 | 1510.8293 | 1472.9556
1526.145 | 37.8898 | 0.97622 | 26.5105 | 0.035033 | 0 | 1441.43 | 1.2427 | 0.08459% | 1506.8415 | 1468.9517 | 1508.0842 | 1470.1944
1526.26 | 37.8132 | 0.97537 | 26.4632 | 0.038501 | 0.00039044 | 1436.3611 | 1.2454 | 0.08508% | 1501.6518 | 1463.8386 | 1502.8972 | 1465.084
1526.375 | 37.635 | 0.97218 | 26.3615 | 0.056105 | 0.030815 | 1428.5429 | 1.2481 | 0.08572% | 1493.5985 | 1455.9636 | 1494.8467 | 1457.2117
1526.49 | 37.3986 | 0.96744 | 26.2291 | 0.082427 | 0.92165 | 1418.9009 | 1.2509 | 0.08644% | 1484.5002 | 1447.1016 | 1485.751 | 1448.3524
1526.605 | 37.2077 | 0.96351 | 26.1226 | 0.10503 | 10.4634 | 1410.2543 | 1.2536 | 0.08658% | 1485.1166 | 1447.9089 | 1486.3702 | 1449.1624
1526.72 | 36.9445 | 0.95752 | 25.9796 | 0.14043 | 45.6741 | 1399.2143 | 1.2563 | 0.08535% | 1508.9105 | 1471.9659 | 1510.1668 | 1473.2223
1526.835 | 37.0015 | 0.95914 | 26.0097 | 0.12994 | 83.175 | 1397.043 | 1.2591 | 0.08353% | 1544.3182 | 1507.3168 | 1545.5773 | 1508.5759
1526.95 | 37.4514 | 0.97006 | 26.2526 | 0.065044 | 89.64 | 1405.6858 | 1.2619 | 0.08287% | 1560.0649 | 1522.6136 | 1561.3268 | 1523.8754
1527.065 | 37.7575 | 0.97693 | 26.4217 | 0.024254 | 83.3954 | 1409.6053 | 1.2646 | 0.08318% | 1558.181 | 1520.4235 | 1559.4456 | 1521.6882
1527.18 | 37.6914 | 0.97431 | 26.3932 | 0.03926 | 46.1291 | 1402.5279 | 1.2674 | 0.08586% | 1513.7551 | 1476.0638 | 1515.0225 | 1477.3311
1527.295 | 37.2681 | 0.96289 | 26.1746 | 0.10561 | 12.0448 | 1385.3057 | 1.2702 | 0.08916% | 1461.8618 | 1424.5937 | 1463.1319 | 1425.8638
1527.41 | 36.9962 | 0.95526 | 26.0377 | 0.14922 | 4.2221 | 1372.4336 | 1.2729 | 0.09068% | 1440.7941 | 1403.7979 | 1442.067 | 1405.0709
1527.525 | 37.4084 | 0.96443 | 26.2646 | 0.094733 | 3.3342 | 1378.889 | 1.2757 | 0.09051% | 1446.9554 | 1409.547 | 1448.2311 | 1410.8227
1527.64 | 37.8749 | 0.97515 | 26.519 | 0.031037 | 1.7126 | 1387.1214 | 1.2785 | 0.09027% | 1454.2341 | 1416.3592 | 1455.5126 | 1417.6377
1527.755 | 38.0068 | 0.97804 | 26.5929 | 0.01359 | 2.2252 | 1386.3621 | 1.2813 | 0.09048% | 1454.1787 | 1416.1719 | 1455.46 | 1417.4532
1527.87 | 37.9523 | 0.97666 | 26.5641 | 0.021855 | 9.6731 | 1380.7164 | 1.2841 | 0.09056% | 1455.9044 | 1417.9521 | 1457.1885 | 1419.2363
1527.985 | 37.8779 | 0.97506 | 26.5226 | 0.030964 | 30.484 | 1374.8131 | 1.2869 | 0.08982% | 1470.7037 | 1432.8258 | 1471.9906 | 1434.1127
1528.1 | 37.9143 | 0.97643 | 26.5404 | 0.022315 | 79.8839 | 1372.2606 | 1.2898 | 0.08716% | 1517.5979 | 1479.6836 | 1518.8876 | 1480.9733
1528.215 | 37.9624 | 0.97821 | 26.5639 | 0.010874 | 121.1562 | 1370.1749 | 1.2926 | 0.0851% | 1556.8465 | 1518.8841 | 1558.1391 | 1520.1767
1528.33 | 37.9504 | 0.97856 | 26.5542 | 0.0076127 | 181.2748 | 1366.4663 | 1.2954 | 0.08223% | 1613.2318 | 1575.2814 | 1614.5272 | 1576.5768
1528.445 | 37.8949 | 0.97786 | 26.5204 | 0.011724 | 2743.3834 | 1361.5974 | 1.2982 | 0.03142% | 4170.3857 | 4132.4908 | 4171.6839 | 4133.789
1528.56 | 37.7076 | 0.97394 | 26.415 | 0.036245 | 30136.3536 | 1353.1515 | 1.3011 | 0.004128% | 31554.6379 | 31516.9303 | 31555.939 | 31518.2314
1528.675 | 37.2845 | 0.96438 | 26.1828 | 0.09484 | 128826.3746 | 1338.4513 | 1.3039 | 0.001002% | 130229.3524 | 130192.0679 | 130230.6563 | 130193.3718
1528.79 | 37.0014 | 0.95883 | 26.0237 | 0.1284 | 209216.8214 | 1328.1916 | 1.3068 | 0.0006206% | 210609.1252 | 210572.1239 | 210610.432 | 210573.4306
1528.905 | 37.2391 | 0.96701 | 26.1371 | 0.076975 | 128755.2411 | 1333.1653 | 1.3096 | 0.001007% | 130152.8266 | 130115.5875 | 130154.1362 | 130116.8971
1529.02 | 37.4504 | 0.97555 | 26.2288 | 0.023086 | 30016.2006 | 1338.5333 | 1.3125 | 0.004182% | 31419.4117 | 31381.9613 | 31420.7242 | 31383.2738
1529.135 | 37.3442 | 0.97724 | 26.143 | 0.012057 | 2650.6169 | 1336.3182 | 1.3154 | 0.03277% | 4051.4117 | 4014.0674 | 4052.727 | 4015.3828
1529.25 | 37.1089 | 0.97661 | 25.9821 | 0.015505 | 88.6616 | 1331.5289 | 1.3182 | 0.09109% | 1484.2736 | 1447.1647 | 1485.5918 | 1448.4829
1529.365 | 36.8332 | 0.97563 | 25.7958 | 0.01969 | 1.1234 | 1326.3707 | 1.3211 | 0.09755% | 1391.1184 | 1354.2851 | 1392.4395 | 1355.6062
1529.48 | 36.4457 | 0.97201 | 25.5477 | 0.03797 | 4.8088e-11 | 1318.3563 | 1.324 | 0.09844% | 1381.3597 | 1344.9139 | 1382.6837 | 1346.2379
1529.595 | 35.9995 | 0.96653 | 25.2695 | 0.067066 | 0 | 1308.332 | 1.3269 | 0.09942% | 1370.6347 | 1334.6352 | 1371.9616 | 1335.962
1529.71 | 35.7467 | 0.96514 | 25.1009 | 0.074072 | 3.506e-12 | 1302.7517 | 1.3298 | 0.1001% | 1364.6385 | 1328.8917 | 1365.9683 | 1330.2215
1529.825 | 35.729 | 0.96844 | 25.0679 | 0.054023 | 0 | 1302.2274 | 1.3327 | 0.1003% | 1364.0467 | 1328.3178 | 1365.3794 | 1329.6504
1529.94 | 35.8028 | 0.9724 | 25.096 | 0.029661 | 9.2096e-12 | 1302.4016 | 1.3356 | 0.1005% | 1364.3025 | 1328.4997 | 1365.6381 | 1329.8353
1530.055 | 35.8486 | 0.97366 | 25.1217 | 0.023375 | 1.8191e-06 | 1299.6707 | 1.3385 | 0.101% | 1361.6381 | 1325.7895 | 1362.9766 | 1327.128
1530.17 | 35.7776 | 0.96991 | 25.0964 | 0.048802 | 0.00014357 | 1291.5954 | 1.3414 | 0.1018% | 1353.4883 | 1317.7107 | 1354.8298 | 1319.0521
1530.285 | 35.6833 | 0.96382 | 25.0693 | 0.088085 | 0.0042923 | 1281.0323 | 1.3443 | 0.1028% | 1342.8411 | 1307.1578 | 1344.1854 | 1308.5022
1530.4 | 35.8601 | 0.96336 | 25.1967 | 0.089912 | 0.048607 | 1276.4608 | 1.3473 | 0.1034% | 1338.6195 | 1302.7594 | 1339.9668 | 1304.1067
1530.515 | 36.293 | 0.96859 | 25.4673 | 0.054418 | 0.2085 | 1277.9105 | 1.3502 | 0.1035% | 1340.9023 | 1304.6093 | 1342.2525 | 1305.9595
1530.63 | 36.6895 | 0.97245 | 25.7212 | 0.028085 | 0.33891 | 1277.9062 | 1.3532 | 0.1037% | 1341.6564 | 1304.9668 | 1343.0095 | 1306.32
1530.745 | 36.9869 | 0.97387 | 25.9218 | 0.0183 | 0.21282 | 1275.3088 | 1.3561 | 0.1041% | 1339.4225 | 1302.4356 | 1340.7786 | 1303.7917
1530.86 | 37.201 | 0.97374 | 26.0735 | 0.019113 | 0.097601 | 1271.0777 | 1.3591 | 0.1047% | 1335.4427 | 1298.2417 | 1336.8018 | 1299.6007
1530.975 | 37.3136 | 0.97205 | 26.1631 | 0.028119 | 0.21445 | 1265.2214 | 1.362 | 0.1054% | 1329.9127 | 1292.5991 | 1331.2747 | 1293.9611
1531.09 | 37.2967 | 0.9684 | 26.1758 | 0.049282 | 0.34161 | 1257.3301 | 1.365 | 0.1062% | 1322.1619 | 1284.8652 | 1323.5269 | 1286.2302
1531.205 | 36.9897 | 0.95876 | 26.0275 | 0.11054 | 0.21016 | 1243.2508 | 1.368 | 0.1077% | 1307.5474 | 1270.5577 | 1308.9154 | 1271.9257
1531.32 | 36.6418 | 0.949 | 25.8518 | 0.1721 | 0.048994 | 1229.063 | 1.3709 | 0.1091% | 1292.7267 | 1256.0849 | 1294.0977 | 1257.4559
1531.435 | 36.8759 | 0.95413 | 25.9819 | 0.1389 | 0.0043265 | 1230.297 | 1.3739 | 0.1093% | 1294.2521 | 1257.3763 | 1295.6261 | 1258.7502
1531.55 | 37.3561 | 0.96583 | 26.2397 | 0.061365 | 0.00014472 | 1238.2969 | 1.3769 | 0.1088% | 1302.9201 | 1265.564 | 1304.297 | 1266.9409
1531.665 | 37.5608 | 0.97123 | 26.347 | 0.022683 | 1.8336e-06 | 1239.7768 | 1.3799 | 0.1089% | 1304.6786 | 1267.1177 | 1306.0585 | 1268.4976
1531.78 | 37.5555 | 0.97188 | 26.3393 | 0.017148 | 3.1875e-11 | 1236.3453 | 1.3829 | 0.1094% | 1301.2291 | 1263.6737 | 1302.6121 | 1265.0566
1531.895 | 37.4847 | 0.97115 | 26.2945 | 0.01917 | 4.2407e-11 | 1231.5129 | 1.3859 | 0.1101% | 1296.2824 | 1258.7977 | 1297.6683 | 1260.1836
1532.01 | 37.4406 | 0.97126 | 26.2638 | 0.016791 | 1.6535e-11 | 1227.515 | 1.3889 | 0.1107% | 1292.2075 | 1254.7669 | 1293.5964 | 1256.1558
1532.125 | 37.3913 | 0.97126 | 26.2304 | 0.014178 | 1.7266e-11 | 1223.4209 | 1.392 | 0.1113% | 1288.0281 | 1250.6368 | 1289.42 | 1252.0287
1532.24 | 37.3198 | 0.97063 | 26.185 | 0.014564 | 0 | 1218.6847 | 1.395 | 0.112% | 1283.1747 | 1245.855 | 1284.5697 | 1247.25
1532.355 | 37.2891 | 0.97092 | 26.1626 | 0.01527 | 7.4601e-12 | 1214.877 | 1.398 | 0.1126% | 1279.3149 | 1242.0258 | 1280.7129 | 1243.4238
1532.47 | 37.2058 | 0.96972 | 26.1127 | 0.020528 | 0 | 1209.5844 | 1.4011 | 0.1133% | 1273.8931 | 1236.6874 | 1275.2942 | 1238.0884
1532.585 | 37.0965 | 0.96761 | 26.0504 | 0.026329 | 1.6098 | 1203.3791 | 1.4041 | 0.114% | 1269.1297 | 1232.0332 | 1270.5338 | 1233.4374
1532.7 | 37.0633 | 0.9671 | 26.0313 | 0.025396 | 128.6698 | 1198.7768 | 1.4072 | 0.1039% | 1391.5337 | 1354.4703 | 1392.9408 | 1355.8775
1532.815 | 37.0556 | 0.96699 | 26.027 | 0.023289 | 3925.9041 | 1194.5715 | 1.4102 | 0.0274% | 5184.5485 | 5147.493 | 5185.9587 | 5148.9032
1532.93 | 37.1046 | 0.96828 | 26.0537 | 0.021025 | 46825.7443 | 1191.7545 | 1.4133 | 0.002942% | 48081.6463 | 48044.5417 | 48083.0596 | 48045.955
1533.045 | 37.0614 | 0.96767 | 26.0283 | 0.022115 | 227673.4758 | 1187.0631 | 1.4164 | 0.0006188% | 228924.6184 | 228887.557 | 228926.0348 | 228888.9734
1533.16 | 36.9517 | 0.96603 | 25.9631 | 0.022907 | 484948.9891 | 1181.3522 | 1.4194 | 0.000292% | 486194.245 | 486157.2933 | 486195.6644 | 486158.7127
1533.275 | 36.962 | 0.9677 | 25.9605 | 0.018039 | 485356.9985 | 1178.8877 | 1.4225 | 0.0002924% | 486599.7945 | 486562.8324 | 486601.217 | 486564.255
1533.39 | 36.8874 | 0.96721 | 25.9118 | 0.017891 | 228174.4037 | 1174.3289 | 1.4256 | 0.0006215% | 229412.517 | 229375.6296 | 229413.9426 | 229377.0552
1533.505 | 36.7279 | 0.96472 | 25.8165 | 0.021484 | 46964.7931 | 1167.811 | 1.4287 | 0.002967% | 48196.1346 | 48159.4067 | 48197.5633 | 48160.8354
1533.62 | 36.6543 | 0.96469 | 25.7654 | 0.022544 | 3939.4328 | 1163.6925 | 1.4318 | 0.02791% | 5166.5322 | 5129.878 | 5167.9641 | 5131.3098
1533.735 | 36.5169 | 0.96316 | 25.6786 | 0.030105 | 130.1773 | 1158.1418 | 1.4349 | 0.1091% | 1351.5079 | 1314.991 | 1352.9428 | 1316.4259
1533.85 | 36.3317 | 0.96029 | 25.5672 | 0.047671 | 2.6926 | 1151.3123 | 1.438 | 0.1218% | 1216.9117 | 1180.5801 | 1218.3498 | 1182.0181
1533.965 | 36.1641 | 0.95761 | 25.468 | 0.062533 | 0.51262 | 1144.6686 | 1.4411 | 0.123% | 1207.8335 | 1171.6694 | 1209.2747 | 1173.1106
1534.08 | 36.1307 | 0.95791 | 25.4442 | 0.052388 | 0.10624 | 1140.8613 | 1.4443 | 0.1237% | 1203.5527 | 1167.4221 | 1204.997 | 1168.8663
1534.195 | 36.3032 | 0.96283 | 25.5346 | 0.030885 | 0.0089381 | 1141.4523 | 1.4474 | 0.1239% | 1204.2929 | 1167.9896 | 1205.7403 | 1169.4371
1534.31 | 36.3234 | 0.9632 | 25.5477 | 0.025828 | 0.00029335 | 1137.7339 | 1.4505 | 0.1246% | 1200.5942 | 1164.2709 | 1202.0448 | 1165.7214
1534.425 | 36.2357 | 0.9603 | 25.5058 | 0.030123 | 3.6734e-06 | 1130.902 | 1.4537 | 0.1256% | 1193.6338 | 1157.3982 | 1195.0875 | 1158.8519
1534.54 | 36.3755 | 0.96283 | 25.588 | 0.025906 | 3.2577e-11 | 1129.1879 | 1.4568 | 0.1261% | 1192.1402 | 1155.7647 | 1193.597 | 1157.2215
1534.655 | 36.4166 | 0.96253 | 25.6195 | 0.026173 | 0 | 1124.8403 | 1.46 | 0.1268% | 1187.865 | 1151.4485 | 1189.325 | 1152.9085
1534.77 | 36.3436 | 0.9589 | 25.5927 | 0.034722 | 3.0293e-11 | 1117.3557 | 1.4632 | 0.1279% | 1180.2856 | 1143.942 | 1181.7488 | 1145.4052
1534.885 | 36.4191 | 0.95876 | 25.647 | 0.04955 | 0 | 1113.1498 | 1.4663 | 0.1286% | 1176.2243 | 1139.8052 | 1177.6906 | 1141.2715
1535 | 36.3063 | 0.95404 | 25.5998 | 0.080923 | 1.0132e-11 | 1104.7116 | 1.4695 | 0.1299% | 1167.6526 | 1131.3463 | 1169.1221 | 1132.8158
1535.115 | 36.1851 | 0.9493 | 25.5469 | 0.098312 | 1.2929e-10 | 1096.2464 | 1.4727 | 0.1312% | 1159.026 | 1122.8409 | 1160.4987 | 1124.3136
1535.23 | 36.4681 | 0.95479 | 25.7094 | 0.075324 | 1.1941e-10 | 1097.2251 | 1.4759 | 0.1313% | 1160.4327 | 1123.9645 | 1161.9085 | 1125.4404
1535.345 | 36.6898 | 0.95885 | 25.839 | 0.045228 | 6.8666e-11 | 1096.9123 | 1.4791 | 0.1316% | 1160.4451 | 1123.7554 | 1161.9242 | 1125.2344
1535.46 | 36.735 | 0.95856 | 25.8746 | 0.031586 | 6.2564e-11 | 1092.5533 | 1.4823 | 0.1324% | 1156.1531 | 1119.4181 | 1157.6354 | 1120.9004
1535.575 | 36.9106 | 0.96159 | 25.9793 | 0.026307 | 8.248e-13 | 1091.2234 | 1.4855 | 0.1328% | 1155.1012 | 1118.1905 | 1156.5867 | 1119.676
1535.69 | 36.8833 | 0.9599 | 25.9718 | 0.038601 | 4.525e-11 | 1085.6218 | 1.4887 | 0.1338% | 1149.4754 | 1112.5921 | 1150.9641 | 1114.0808
1535.805 | 36.7415 | 0.95578 | 25.9002 | 0.053264 | 1.2716e-11 | 1077.7932 | 1.4919 | 0.1351% | 1141.4439 | 1104.7024 | 1142.9359 | 1106.1944
1535.92 | 36.8909 | 0.95919 | 25.9825 | 0.044769 | 0 | 1076.7733 | 1.4952 | 0.1355% | 1140.6507 | 1103.7598 | 1142.1458 | 1105.2549
1536.035 | 36.9374 | 0.96026 | 26.0079 | 0.038766 | 2.9709e-11 | 1073.6761 | 1.4984 | 0.1361% | 1137.6204 | 1100.683 | 1139.1188 | 1102.1814
1536.15 | 36.843 | 0.95795 | 25.9574 | 0.042301 | 0 | 1067.5139 | 1.5016 | 0.1372% | 1131.3145 | 1094.4715 | 1132.8161 | 1095.9732
1536.265 | 36.9537 | 0.96073 | 26.0175 | 0.036778 | 0 | 1065.884 | 1.5049 | 0.1377% | 1129.8527 | 1092.8991 | 1131.3576 | 1094.404
1536.38 | 37.025 | 0.96248 | 26.0573 | 0.026569 | 7.148e-12 | 1063.3586 | 1.5081 | 0.1383% | 1127.4299 | 1090.4049 | 1128.9381 | 1091.9131
1536.495 | 36.9855 | 0.96136 | 26.0382 | 0.023393 | 0 | 1058.2665 | 1.5114 | 0.1393% | 1122.275 | 1085.2894 | 1123.7864 | 1086.8008
1536.61 | 37.0637 | 0.96297 | 26.0828 | 0.02466 | 2.3242e-11 | 1055.5744 | 1.5147 | 0.1399% | 1119.7086 | 1082.6448 | 1121.2232 | 1084.1595
1536.725 | 37.0814 | 0.96293 | 26.0952 | 0.029286 | 3.6758e-06 | 1051.4474 | 1.5179 | 0.1407% | 1115.6162 | 1078.5348 | 1117.1342 | 1080.0528
1536.84 | 37.0598 | 0.96202 | 26.087 | 0.028363 | 0.00029012 | 1046.5411 | 1.5212 | 0.1417% | 1110.6786 | 1073.6187 | 1112.1998 | 1075.14
1536.955 | 37.1127 | 0.96329 | 26.1175 | 0.030206 | 0.0086733 | 1043.5384 | 1.5245 | 0.1424% | 1107.7707 | 1070.6581 | 1109.2953 | 1072.1826
1537.07 | 36.9675 | 0.96021 | 26.037 | 0.057932 | 0.098247 | 1036.7799 | 1.5278 | 0.1436% | 1100.9008 | 1063.9333 | 1102.4286 | 1065.4611
1537.185 | 36.7705 | 0.95661 | 25.9237 | 0.079233 | 0.4236 | 1029.5534 | 1.5311 | 0.1449% | 1093.7071 | 1056.9365 | 1095.2382 | 1058.4676
1537.3 | 36.891 | 0.96154 | 25.977 | 0.050924 | 0.75309 | 1029.68 | 1.5344 | 0.1451% | 1094.3136 | 1057.4225 | 1095.848 | 1058.9569
1537.415 | 36.9895 | 0.9664 | 26.014 | 0.022307 | 1.1982 | 1029.7468 | 1.5377 | 0.1454% | 1094.9372 | 1057.9478 | 1096.475 | 1059.4855
1537.53 | 36.8708 | 0.96616 | 25.9311 | 0.023558 | 3.4499 | 1025.4322 | 1.541 | 0.146% | 1092.6738 | 1055.803 | 1094.2148 | 1057.344
1537.645 | 36.7389 | 0.96577 | 25.8415 | 0.028707 | 5.6854 | 1020.9764 | 1.5444 | 0.1466% | 1090.2367 | 1053.4979 | 1091.7811 | 1055.0422
1537.76 | 36.696 | 0.96749 | 25.803 | 0.018575 | 4.6289 | 1018.2945 | 1.5477 | 0.1474% | 1086.4085 | 1049.7125 | 1087.9562 | 1051.2602
1537.875 | 36.6516 | 0.9686 | 25.7664 | 0.0083948 | 3.542 | 1015.1024 | 1.551 | 0.1484% | 1082.0395 | 1045.3878 | 1083.5905 | 1046.9389
1537.99 | 36.5558 | 0.96766 | 25.7049 | 0.0070888 | 2.8344 | 1010.1938 | 1.5544 | 0.1495% | 1076.2637 | 1039.7079 | 1077.8181 | 1041.2623
1538.105 | 36.4829 | 0.96652 | 25.6607 | 0.0082749 | 1.3019 | 1005.1069 | 1.5577 | 0.1508% | 1069.5273 | 1033.0444 | 1071.085 | 1034.6021
1538.22 | 36.4907 | 0.96663 | 25.6667 | 0.0084665 | 0.27897 | 1001.0681 | 1.5611 | 0.1519% | 1064.4796 | 1027.9889 | 1066.0407 | 1029.55
1538.335 | 36.4752 | 0.96527 | 25.6651 | 0.01127 | 0.3757 | 995.8256 | 1.5645 | 0.153% | 1059.3181 | 1022.8429 | 1060.8826 | 1024.4074
1538.45 | 36.4658 | 0.96343 | 25.6703 | 0.014383 | 4.2143 | 990.1763 | 1.5679 | 0.1536% | 1057.5045 | 1021.0387 | 1059.0724 | 1022.6066
1538.565 | 36.5801 | 0.96443 | 25.7449 | 0.014134 | 20.485 | 986.8721 | 1.5712 | 0.1519% | 1070.6607 | 1034.0806 | 1072.2319 | 1035.6518
1538.68 | 36.6687 | 0.96477 | 25.8055 | 0.014424 | 43.6402 | 983.0332 | 1.5746 | 0.1495% | 1090.1269 | 1053.4582 | 1091.7015 | 1055.0328
1538.795 | 36.6394 | 0.96248 | 25.8001 | 0.016274 | 44.0845 | 977.0494 | 1.578 | 0.1506% | 1084.5522 | 1047.9128 | 1086.1302 | 1049.4908
1538.91 | 36.6065 | 0.96108 | 25.7878 | 0.019373 | 26.1884 | 971.7924 | 1.5814 | 0.1543% | 1061.3555 | 1024.749 | 1062.9369 | 1026.3304
1539.025 | 36.5452 | 0.96046 | 25.7511 | 0.033339 | 87.3753 | 967.1794 | 1.5848 | 0.1466% | 1117.8448 | 1081.2996 | 1119.4296 | 1082.8844
1539.14 | 36.2632 | 0.95547 | 25.5868 | 0.061572 | 1897.7999 | 959.0648 | 1.5882 | 0.05508% | 2919.7318 | 2883.4685 | 2921.32 | 2885.0568
1539.255 | 36.0258 | 0.95227 | 25.4425 | 0.069507 | 21230.5919 | 952.3797 | 1.5917 | 0.007167% | 22245.4617 | 22209.4358 | 22247.0533 | 22211.0275
1539.37 | 36.0874 | 0.95702 | 25.4567 | 0.045571 | 92205.0579 | 952.0639 | 1.5951 | 0.001712% | 93219.6685 | 93183.5811 | 93221.2636 | 93185.1762
1539.485 | 36.0082 | 0.95851 | 25.3924 | 0.030862 | 155048.8005 | 949.1702 | 1.5985 | 0.001025% | 156060.3607 | 156024.3525 | 156061.9592 | 156025.951
1539.6 | 35.7876 | 0.95639 | 25.2523 | 0.030109 | 103941.2622 | 943.3702 | 1.602 | 0.001527% | 104946.6588 | 104910.8712 | 104948.2608 | 104912.4731
1539.715 | 35.8165 | 0.96 | 25.251 | 0.021116 | 29472.5848 | 942.0865 | 1.6054 | 0.005274% | 30476.7199 | 30440.9034 | 30478.3253 | 30442.5088
1539.83 | 35.8534 | 0.96298 | 25.2591 | 0.014435 | 3824.4257 | 940.326 | 1.6089 | 0.03358% | 4826.8416 | 4790.9882 | 4828.4505 | 4792.597
1539.945 | 35.6637 | 0.95946 | 25.149 | 0.019662 | 235.8206 | 933.4692 | 1.6123 | 0.1349% | 1231.0817 | 1195.418 | 1232.6941 | 1197.0303
1540.06 | 35.515 | 0.95628 | 25.0666 | 0.023585 | 6.7755 | 926.8664 | 1.6158 | 0.1684% | 995.2034 | 959.6884 | 996.8192 | 961.3042
1540.175 | 35.6324 | 0.95898 | 25.1345 | 0.018629 | 5.4155 | 924.8361 | 1.6193 | 0.1693% | 991.9961 | 956.3637 | 993.6154 | 957.983
1540.29 | 35.6516 | 0.95825 | 25.1545 | 0.021606 | 60.4929 | 920.1805 | 1.6228 | 0.1612% | 1042.4594 | 1006.8078 | 1044.0821 | 1008.4305
1540.405 | 35.59 | 0.955 | 25.133 | 0.028735 | 259.4833 | 913.5637 | 1.6262 | 0.1356% | 1234.7537 | 1199.1637 | 1236.3799 | 1200.79
1540.52 | 35.8 | 0.95855 | 25.2592 | 0.022923 | 421.6108 | 912.1445 | 1.6297 | 0.1198% | 1395.7961 | 1359.9961 | 1397.4258 | 1361.6258
1540.635 | 35.9872 | 0.96129 | 25.374 | 0.019264 | 259.5419 | 910.1283 | 1.6332 | 0.1366% | 1232.012 | 1196.0248 | 1233.6452 | 1197.658
1540.75 | 35.9333 | 0.95775 | 25.3596 | 0.025828 | 62.2798 | 903.3415 | 1.6368 | 0.165% | 1027.8979 | 991.9645 | 1029.5346 | 993.6013
1540.865 | 35.8992 | 0.955 | 25.3553 | 0.030318 | 26.5941 | 897.1367 | 1.6403 | 0.1726% | 985.9707 | 950.0715 | 987.611 | 951.7118
1540.98 | 36.056 | 0.95759 | 25.4514 | 0.026587 | 102.9125 | 894.9623 | 1.6438 | 0.1605% | 1060.3663 | 1024.3103 | 1062.0101 | 1025.9541
1541.095 | 36.0741 | 0.95701 | 25.47 | 0.02888 | 217.2195 | 890.4285 | 1.6473 | 0.1453% | 1170.178 | 1134.1039 | 1171.8253 | 1135.7512
1541.21 | 35.9974 | 0.95412 | 25.4363 | 0.034991 | 218.209 | 884.154 | 1.6509 | 0.1463% | 1164.7858 | 1128.7884 | 1166.4366 | 1130.4393
1541.325 | 36.1881 | 0.95789 | 25.5479 | 0.02628 | 107.4424 | 882.8112 | 1.6544 | 0.1627% | 1052.9738 | 1016.7857 | 1054.6282 | 1018.4401
1541.44 | 36.3673 | 0.96119 | 25.6544 | 0.018476 | 25.4782 | 881.1328 | 1.658 | 0.1777% | 969.6124 | 933.2451 | 971.2704 | 934.9031
1541.555 | 36.2583 | 0.95724 | 25.6044 | 0.031604 | 2.9175 | 874.1318 | 1.6615 | 0.1839% | 939.9008 | 903.6425 | 941.5624 | 905.304
1541.67 | 36.1357 | 0.95328 | 25.5452 | 0.046131 | 0.16373 | 867.1048 | 1.6651 | 0.1863% | 929.9489 | 893.8132 | 931.614 | 895.4783
1541.785 | 36.2645 | 0.95603 | 25.6198 | 0.039252 | 0.0043896 | 864.9764 | 1.6687 | 0.1872% | 927.8605 | 891.5959 | 929.5291 | 893.2646
1541.9 | 36.2689 | 0.95598 | 25.6245 | 0.040508 | 0.0057045 | 860.8486 | 1.6722 | 0.1884% | 923.7442 | 887.4753 | 925.4165 | 889.1475
1542.015 | 36.0915 | 0.9516 | 25.5289 | 0.062418 | 0.16917 | 853.5857 | 1.6758 | 0.1904% | 916.3893 | 880.2978 | 918.0651 | 881.9736
1542.13 | 36.1323 | 0.95289 | 25.5502 | 0.069117 | 1.9158 | 850.3782 | 1.6794 | 0.1911% | 914.9985 | 878.8662 | 916.6779 | 880.5456
1542.245 | 36.3153 | 0.95783 | 25.6489 | 0.045886 | 8.223 | 849.7828 | 1.683 | 0.1902% | 920.9737 | 884.6584 | 922.6567 | 886.3414
1542.36 | 36.3238 | 0.95828 | 25.6542 | 0.0276 | 13.5275 | 845.9878 | 1.6866 | 0.1903% | 922.4793 | 886.1554 | 924.1659 | 887.8421
1542.475 | 36.2532 | 0.95654 | 25.6174 | 0.024708 | 10.6842 | 840.6232 | 1.6903 | 0.1925% | 914.1594 | 877.9061 | 915.8496 | 879.5964
1542.59 | 36.349 | 0.95878 | 25.6723 | 0.020295 | 28.0301 | 838.0599 | 1.6939 | 0.1897% | 929.0904 | 892.7414 | 930.7843 | 894.4352
1542.705 | 36.4025 | 0.95967 | 25.7052 | 0.023002 | 297.6715 | 834.5633 | 1.6975 | 0.1465% | 1195.3251 | 1158.9226 | 1197.0226 | 1160.6201
1542.82 | 36.2994 | 0.95629 | 25.6547 | 0.039681 | 3518.8813 | 828.0848 | 1.7012 | 0.0389% | 4409.9161 | 4373.6167 | 4411.6173 | 4375.3179
1542.935 | 36.2932 | 0.95507 | 25.6604 | 0.046669 | 32286.2035 | 823.0992 | 1.7048 | 0.005145% | 33172.2579 | 33135.9647 | 33173.9627 | 33137.6695
1543.05 | 36.4785 | 0.95838 | 25.7729 | 0.030117 | 148839.5019 | 821.2431 | 1.7085 | 0.001141% | 149723.9849 | 149687.5064 | 149725.6933 | 149689.2149
1543.165 | 36.5661 | 0.95902 | 25.8325 | 0.02168 | 313225.9672 | 817.5554 | 1.7121 | 0.0005451% | 314106.9019 | 314070.3358 | 314108.614 | 314072.0479
1543.28 | 36.5587 | 0.95728 | 25.8393 | 0.025615 | 312280.7912 | 812.2297 | 1.7158 | 0.000548% | 313156.4018 | 313119.8431 | 313158.1176 | 313121.5589
1543.395 | 36.6932 | 0.95931 | 25.923 | 0.018736 | 146568.1616 | 809.4584 | 1.7195 | 0.001166% | 147441.2142 | 147404.521 | 147442.9337 | 147406.2405
1543.51 | 36.8344 | 0.96173 | 26.0095 | 0.0094731 | 30164.8518 | 806.9507 | 1.7231 | 0.005559% | 31035.6175 | 30998.7832 | 31037.3407 | 31000.5063
1543.625 | 36.8277 | 0.96069 | 26.0128 | 0.010124 | 2742.6009 | 802.1143 | 1.7268 | 0.04835% | 3608.5266 | 3571.6988 | 3610.2534 | 3573.4257
1543.74 | 36.7775 | 0.959 | 25.9891 | 0.014244 | 1005.2186 | 796.8438 | 1.7305 | 0.09461% | 1865.8021 | 1829.0246 | 1867.5326 | 1830.7552
1543.855 | 36.816 | 0.95999 | 26.0116 | 0.014563 | 1499.7201 | 793.4722 | 1.7342 | 0.07475% | 2356.9944 | 2320.1784 | 2358.7286 | 2321.9126
1543.97 | 36.8113 | 0.96004 | 26.0091 | 0.02266 | 922.3767 | 789.9989 | 1.7379 | 0.09992% | 1776.1787 | 1739.3674 | 1777.9166 | 1741.1054
1544.085 | 36.6497 | 0.95614 | 25.9209 | 0.048883 | 215.0322 | 784.8445 | 1.7417 | 0.1696% | 1063.4523 | 1026.8026 | 1065.1939 | 1028.5443
1544.2 | 36.47 | 0.95174 | 25.8233 | 0.078479 | 18.9887 | 780.1034 | 1.7454 | 0.2113% | 862.4156 | 825.9456 | 864.1609 | 827.691
1544.315 | 36.4671 | 0.95169 | 25.8222 | 0.085619 | 0.63516 | 778.4909 | 1.7491 | 0.217% | 842.4527 | 805.9855 | 844.2018 | 807.7347
1544.43 | 36.5604 | 0.95389 | 25.8749 | 0.071729 | 0.0080477 | 778.4034 | 1.7529 | 0.2177% | 841.8724 | 805.312 | 843.6253 | 807.0648
1544.545 | 36.669 | 0.9563 | 25.9378 | 0.045651 | 7.1081e-12 | 778.4458 | 1.7566 | 0.2181% | 842.0545 | 805.3856 | 843.8111 | 807.1422
1544.66 | 36.7778 | 0.95864 | 26.0025 | 0.022452 | 0 | 778.4414 | 1.7604 | 0.2186% | 842.2028 | 805.425 | 843.9631 | 807.1854
1544.775 | 36.8751 | 0.96069 | 26.0617 | 0.008954 | 0 | 778.2402 | 1.7641 | 0.2191% | 842.1467 | 805.2716 | 843.9108 | 807.0357
1544.89 | 36.9137 | 0.96118 | 26.088 | 0.004967 | 0 | 777.0207 | 1.7679 | 0.2199% | 840.9885 | 804.0748 | 842.7564 | 805.8427
1545.005 | 36.9092 | 0.9605 | 26.0899 | 0.0062047 | 5.2972e-12 | 775.0487 | 1.7717 | 0.2209% | 839.0145 | 802.1053 | 840.7862 | 803.8769
1545.12 | 36.9297 | 0.96056 | 26.1056 | 0.0061668 | 4.0682e-11 | 773.5527 | 1.7755 | 0.2218% | 837.5547 | 800.625 | 839.3301 | 802.4005
1545.235 | 36.9562 | 0.96097 | 26.1242 | 0.0059933 | 0 | 772.2788 | 1.7792 | 0.2226% | 836.3261 | 799.3699 | 838.1054 | 801.1492
1545.35 | 36.9392 | 0.96038 | 26.1171 | 0.0091419 | 4.0963e-11 | 770.3618 | 1.783 | 0.2236% | 834.3877 | 797.4484 | 836.1707 | 799.2315
1545.465 | 36.9041 | 0.95941 | 26.0991 | 0.013317 | 3.1241e-11 | 768.2058 | 1.7869 | 0.2247% | 832.1817 | 795.2776 | 833.9685 | 797.0644
1545.58 | 36.8826 | 0.95896 | 26.0881 | 0.018071 | 0.032565 | 766.3799 | 1.7907 | 0.2257% | 830.3602 | 793.4776 | 832.1509 | 795.2683
1545.695 | 36.858 | 0.95863 | 26.0742 | 0.022288 | 2.603 | 764.6381 | 1.7945 | 0.2259% | 831.1542 | 794.2963 | 832.9487 | 796.0908
1545.81 | 36.847 | 0.95882 | 26.067 | 0.018879 | 79.433 | 763.2216 | 1.7983 | 0.2068% | 906.5464 | 869.6993 | 908.3447 | 871.4977
1545.925 | 36.8216 | 0.9587 | 26.0511 | 0.017597 | 947.7286 | 761.6094 | 1.8022 | 0.1038% | 1773.187 | 1736.3654 | 1774.9892 | 1738.1676
1546.04 | 36.7789 | 0.95816 | 26.0255 | 0.02386 | 4611.2242 | 759.7322 | 1.806 | 0.03346% | 5434.7428 | 5397.9639 | 5436.5488 | 5399.7699
1546.155 | 36.745 | 0.95786 | 26.0048 | 0.028101 | 9834.2282 | 758.01 | 1.8099 | 0.01704% | 10655.9741 | 10619.2291 | 10657.784 | 10621.0389
1546.27 | 36.735 | 0.95824 | 25.9974 | 0.022488 | 9857.6579 | 756.7134 | 1.8137 | 0.01704% | 10678.0844 | 10641.3494 | 10679.8981 | 10643.1631
1546.385 | 36.7213 | 0.95868 | 25.9871 | 0.015837 | 4639.9812 | 755.4545 | 1.8176 | 0.03352% | 5459.1185 | 5422.3973 | 5460.9361 | 5424.2149
1546.5 | 36.6707 | 0.95852 | 25.954 | 0.017743 | 955.6987 | 753.8177 | 1.8215 | 0.1049% | 1773.1175 | 1736.4468 | 1774.9389 | 1738.2682
1546.615 | 36.5919 | 0.95822 | 25.9017 | 0.020986 | 80.1792 | 752.0905 | 1.8253 | 0.2125% | 895.7426 | 859.1506 | 897.5679 | 860.976
1546.73 | 36.5244 | 0.95873 | 25.853 | 0.014743 | 2.6285 | 750.8705 | 1.8292 | 0.2344% | 816.8499 | 780.3255 | 818.6791 | 782.1547
1546.845 | 36.447 | 0.95919 | 25.7974 | 0.0086766 | 0.068915 | 749.6245 | 1.8331 | 0.2361% | 812.9057 | 776.4587 | 814.7388 | 778.2918
1546.96 | 36.3517 | 0.95939 | 25.7306 | 0.0071322 | 2.8432 | 748.2108 | 1.837 | 0.2362% | 814.1028 | 777.7511 | 815.9398 | 779.5881
1547.075 | 36.2308 | 0.95938 | 25.6468 | 0.0073855 | 84.9993 | 746.6622 | 1.841 | 0.2145% | 894.5059 | 858.2751 | 896.3469 | 860.1161
1547.19 | 36.0738 | 0.95882 | 25.5402 | 0.010849 | 962.5503 | 744.773 | 1.8449 | 0.1064% | 1769.9069 | 1733.8331 | 1771.7518 | 1735.678
1547.305 | 35.9132 | 0.95806 | 25.4319 | 0.016075 | 4128.8423 | 742.764 | 1.8488 | 0.03775% | 4933.9256 | 4898.0124 | 4935.7744 | 4899.8612
1547.42 | 35.7901 | 0.95786 | 25.3475 | 0.017686 | 6708.5696 | 741.0993 | 1.8527 | 0.02478% | 7511.782 | 7475.9919 | 7513.6348 | 7477.8447
1547.535 | 35.7066 | 0.95828 | 25.2879 | 0.01331 | 4128.8423 | 739.8195 | 1.8567 | 0.03793% | 4930.6279 | 4894.9214 | 4932.4846 | 4896.778
1547.65 | 35.6408 | 0.95863 | 25.2414 | 0.0084089 | 962.5503 | 738.5007 | 1.8606 | 0.1077% | 1762.9002 | 1727.2594 | 1764.7609 | 1729.1201
1547.765 | 35.5933 | 0.95848 | 25.2102 | 0.0083125 | 84.9993 | 736.8679 | 1.8646 | 0.2199% | 883.6374 | 848.0441 | 885.502 | 849.9087
1547.88 | 35.5787 | 0.95793 | 25.2043 | 0.013004 | 2.8432 | 734.9862 | 1.8686 | 0.2446% | 799.5833 | 764.0046 | 801.4519 | 765.8732
1547.995 | 35.6059 | 0.9576 | 25.227 | 0.015483 | 0.036024 | 733.244 | 1.8725 | 0.2466% | 795.086 | 759.48 | 796.9585 | 761.3526
1548.11 | 35.6825 | 0.95805 | 25.2808 | 0.0099172 | 2.9479e-11 | 731.9778 | 1.8765 | 0.2475% | 793.9091 | 758.2265 | 795.7856 | 760.1031
1548.225 | 35.7785 | 0.95842 | 25.3486 | 0.0049922 | 0 | 730.6663 | 1.8805 | 0.2484% | 792.7568 | 756.9783 | 794.6373 | 758.8588
1548.34 | 35.883 | 0.95845 | 25.4243 | 0.004045 | 2.7417e-11 | 729.1403 | 1.8845 | 0.2494% | 791.4101 | 755.527 | 793.2946 | 757.4115
1548.455 | 35.9851 | 0.9584 | 25.4985 | 0.0037102 | 1.7281e-11 | 727.5704 | 1.8885 | 0.2505% | 790.0161 | 754.031 | 791.9046 | 755.9195
1548.57 | 36.0587 | 0.95818 | 25.5535 | 0.0043281 | 3.237e-11 | 725.8959 | 1.8925 | 0.2515% | 788.4706 | 752.4119 | 790.3631 | 754.3044
1548.685 | 36.1053 | 0.95778 | 25.5902 | 0.0064324 | 3.277e-11 | 724.11 | 1.8966 | 0.2527% | 786.7698 | 750.6644 | 788.6663 | 752.561
1548.8 | 36.1453 | 0.95751 | 25.6215 | 0.0077886 | 7.6163e-13 | 722.4085 | 1.9006 | 0.2538% | 785.1406 | 748.9953 | 787.0412 | 750.8959
1548.915 | 36.1825 | 0.95756 | 25.6494 | 0.0066214 | 0 | 720.8954 | 1.9046 | 0.2548% | 783.6914 | 747.509 | 785.5961 | 749.4136
1549.03 | 36.1972 | 0.95759 | 25.6615 | 0.0053983 | 1.2003e-11 | 719.3664 | 1.9087 | 0.2559% | 782.1881 | 745.9909 | 784.0968 | 747.8996
1549.145 | 36.1892 | 0.9576 | 25.6576 | 0.0040904 | 0 | 717.8316 | 1.9127 | 0.2569% | 780.6401 | 744.4508 | 782.5528 | 746.3636
1549.26 | 36.1622 | 0.95761 | 25.6401 | 0.0029846 | 5.6396e-11 | 716.2956 | 1.9168 | 0.258% | 779.0585 | 742.8963 | 780.9753 | 744.8131
1549.375 | 36.1129 | 0.95735 | 25.6082 | 0.0044797 | 0 | 714.5957 | 1.9209 | 0.2592% | 777.2786 | 741.1657 | 779.1995 | 743.0866
1549.49 | 36.0486 | 0.9568 | 25.567 | 0.0086129 | 0.2412 | 712.7261 | 1.925 | 0.2603% | 775.5482 | 739.4996 | 777.4732 | 741.4246
1549.605 | 35.978 | 0.95617 | 25.5217 | 0.013549 | 19.0369 | 710.8077 | 1.929 | 0.2551% | 792.3141 | 756.3361 | 794.2431 | 758.2651
1549.72 | 35.9114 | 0.9558 | 25.478 | 0.015805 | 569.1252 | 709.0447 | 1.9331 | 0.1482% | 1340.5308 | 1304.6194 | 1342.4639 | 1306.5526
1549.835 | 35.8666 | 0.95603 | 25.4468 | 0.012204 | 6444.8963 | 707.6421 | 1.9372 | 0.02699% | 7214.82 | 7178.9534 | 7216.7572 | 7180.8906
1549.95 | 35.8414 | 0.95646 | 25.4286 | 0.0070281 | 27645.2689 | 706.35 | 1.9414 | 0.006841% | 28413.8524 | 28378.011 | 28415.7937 | 28379.9523
1550.065 | 35.823 | 0.95661 | 25.4166 | 0.0045419 | 44918.2106 | 704.8944 | 1.9455 | 0.004262% | 45685.3056 | 45649.4826 | 45687.2511 | 45651.4281
1550.18 | 35.8063 | 0.9566 | 25.4065 | 0.0034523 | 27645.2689 | 703.3474 | 1.9496 | 0.006871% | 28410.789 | 28374.9828 | 28412.7386 | 28376.9324
1550.295 | 35.792 | 0.95657 | 25.3983 | 0.0024904 | 6444.8963 | 701.784 | 1.9537 | 0.02724% | 7208.8296 | 7173.0376 | 7210.7834 | 7174.9914
1550.41 | 35.7814 | 0.95627 | 25.3939 | 0.0039919 | 569.5735 | 700.066 | 1.9579 | 0.1511% | 1331.775 | 1295.9937 | 1333.7329 | 1297.9515
1550.525 | 35.7808 | 0.95568 | 25.398 | 0.0085192 | 54.4217 | 698.1756 | 1.962 | 0.2519% | 814.7403 | 778.9595 | 816.7023 | 780.9216
1550.64 | 35.8033 | 0.95531 | 25.4176 | 0.011178 | 1058.1013 | 696.4141 | 1.9662 | 0.1104% | 1816.7028 | 1780.8995 | 1818.669 | 1782.8656
1550.755 | 35.849 | 0.95527 | 25.4519 | 0.010461 | 11979.436 | 694.8469 | 1.9704 | 0.01551% | 12736.5496 | 12700.7006 | 12738.5199 | 12702.6709
1550.87 | 35.8986 | 0.95493 | 25.4906 | 0.012416 | 51385.5794 | 693.1023 | 1.9745 | 0.00379% | 52141.0383 | 52105.1397 | 52143.0128 | 52107.1142
1550.985 | 35.9497 | 0.95415 | 25.5325 | 0.018425 | 83491.6197 | 691.1063 | 1.9787 | 0.00235% | 84245.1807 | 84209.2311 | 84247.1594 | 84211.2098
1551.1 | 36.018 | 0.95372 | 25.585 | 0.021217 | 51385.5794 | 689.3137 | 1.9829 | 0.003806% | 52137.4711 | 52101.453 | 52139.454 | 52103.4359
1551.215 | 36.115 | 0.9543 | 25.6527 | 0.014612 | 11979.5585 | 688.1055 | 1.9871 | 0.01565% | 12730.4005 | 12694.2856 | 12732.3877 | 12696.2727
1551.33 | 36.2073 | 0.95492 | 25.7169 | 0.007797 | 1067.5251 | 686.9177 | 1.9913 | 0.1118% | 1817.3298 | 1781.1224 | 1819.3211 | 1783.1138
1551.445 | 36.2714 | 0.95479 | 25.7648 | 0.0080149 | 324.33 | 685.2963 | 1.9955 | 0.1926% | 1072.6253 | 1036.3539 | 1074.6208 | 1038.3494
1551.56 | 36.313 | 0.95428 | 25.7985 | 0.011468 | 3272.5258 | 683.4631 | 1.9998 | 0.05021% | 4019.0663 | 3982.7533 | 4021.066 | 3984.753
1551.675 | 36.3375 | 0.95389 | 25.8197 | 0.014173 | 14035.5188 | 681.6933 | 2.004 | 0.01359% | 14780.3373 | 14743.9998 | 14782.3413 | 14746.0038
1551.79 | 36.3361 | 0.95335 | 25.8237 | 0.018577 | 22805.0011 | 679.8425 | 2.0082 | 0.008541% | 23547.9753 | 23511.6392 | 23549.9835 | 23513.6475
1551.905 | 36.2736 | 0.95155 | 25.7922 | 0.03504 | 14035.5188 | 677.2697 | 2.0125 | 0.01365% | 14775.8408 | 14739.5672 | 14777.8533 | 14741.5797
1552.02 | 36.2018 | 0.94964 | 25.7541 | 0.052585 | 3272.0775 | 674.642 | 2.0168 | 0.05076% | 4009.6776 | 3973.4758 | 4011.6944 | 3975.4926
1552.135 | 36.2416 | 0.95071 | 25.7771 | 0.041558 | 288.9452 | 673.7028 | 2.021 | 0.2043% | 1025.6589 | 989.4174 | 1027.68 | 991.4384
1552.25 | 36.314 | 0.95277 | 25.818 | 0.020303 | 9.665 | 673.3289 | 2.0253 | 0.2853% | 746.099 | 709.785 | 748.1243 | 711.8103
1552.365 | 36.3371 | 0.95378 | 25.8306 | 0.0086712 | 0.12246 | 672.3564 | 2.0296 | 0.2902% | 735.609 | 699.2719 | 737.6386 | 701.3015
1552.48 | 36.3133 | 0.9539 | 25.8149 | 0.0061136 | 0 | 670.8724 | 2.0339 | 0.2915% | 733.9606 | 697.6473 | 735.9945 | 699.6812
1552.595 | 36.2555 | 0.9536 | 25.777 | 0.0079164 | 4.8778e-13 | 669.1605 | 2.0382 | 0.2929% | 732.1545 | 695.899 | 734.1926 | 697.9371
1552.71 | 36.1849 | 0.95353 | 25.7289 | 0.0073464 | 0 | 667.5747 | 2.0425 | 0.2942% | 730.4494 | 694.2644 | 732.4918 | 696.3069
1552.825 | 36.1056 | 0.95368 | 25.6736 | 0.0045366 | 0 | 666.1063 | 2.0468 | 0.2955% | 728.8437 | 692.7381 | 730.8905 | 694.7849
1552.94 | 36.0082 | 0.95365 | 25.6063 | 0.0033613 | 0 | 664.5431 | 2.0511 | 0.2968% | 727.1145 | 691.1063 | 729.1657 | 693.1574
1553.055 | 35.8907 | 0.9533 | 25.5261 | 0.0051677 | 2.2024e-11 | 662.802 | 2.0555 | 0.2982% | 725.1773 | 689.2866 | 727.2327 | 691.3421
1553.17 | 35.77 | 0.953 | 25.4435 | 0.0066582 | 3.6375e-13 | 661.0841 | 2.0598 | 0.2996% | 723.2572 | 687.4872 | 725.317 | 689.547
1553.285 | 35.6679 | 0.95315 | 25.3719 | 0.0042042 | 0 | 659.6188 | 2.0642 | 0.3009% | 721.616 | 685.9481 | 723.6801 | 688.0122
1553.4 | 35.5756 | 0.95332 | 25.3072 | 0.0016673 | 0.47987 | 658.1648 | 2.0685 | 0.302% | 720.4824 | 684.9068 | 722.5509 | 686.9753
1553.515 | 35.4899 | 0.95323 | 25.2484 | 0.0015219 | 38.3536 | 656.5665 | 2.0729 | 0.2875% | 756.6133 | 721.1233 | 758.6861 | 723.1962
1553.63 | 35.4209 | 0.95303 | 25.202 | 0.0023786 | 1170.1375 | 654.9103 | 2.0773 | 0.1122% | 1886.6261 | 1851.2052 | 1888.7034 | 1853.2824
1553.745 | 35.3669 | 0.95287 | 25.166 | 0.0028359 | 13954.109 | 653.2708 | 2.0816 | 0.01423% | 14668.8684 | 14633.5016 | 14670.9501 | 14635.5832
1553.86 | 35.3215 | 0.95274 | 25.1361 | 0.0027487 | 67819.3108 | 651.6516 | 2.086 | 0.003045% | 68532.3756 | 68497.054 | 68534.4616 | 68499.1401
1553.975 | 35.2807 | 0.95237 | 25.1106 | 0.0050832 | 144352.4771 | 649.9008 | 2.0904 | 0.001441% | 145063.7267 | 145028.446 | 145065.8171 | 145030.5364
1554.09 | 35.2374 | 0.95131 | 25.0867 | 0.014429 | 144370.8892 | 647.7718 | 2.0949 | 0.001444% | 145079.9508 | 145044.7134 | 145082.0457 | 145046.8083
1554.205 | 35.2077 | 0.95005 | 25.0736 | 0.025716 | 68622.0639 | 645.5404 | 2.0993 | 0.00303% | 69328.8613 | 69293.6536 | 69330.9606 | 69295.7529
1554.32 | 35.2388 | 0.95008 | 25.0973 | 0.024368 | 23638.3831 | 644.0058 | 2.1037 | 0.008654% | 24343.6993 | 24308.4605 | 24345.803 | 24310.5642
1554.435 | 35.3165 | 0.95106 | 25.1494 | 0.013638 | 48238.7633 | 642.9872 | 2.1081 | 0.00431% | 48943.181 | 48907.8645 | 48945.2891 | 48909.9726
1554.55 | 35.3795 | 0.95133 | 25.1946 | 0.0099778 | 100227.5605 | 641.585 | 2.1126 | 0.002094% | 100930.6809 | 100895.3014 | 100932.7935 | 100897.4139
1554.665 | 35.4205 | 0.95094 | 25.2273 | 0.012527 | 100390.6851 | 639.8296 | 2.117 | 0.002095% | 101092.126 | 101056.7055 | 101094.243 | 101058.8225
1554.78 | 35.4619 | 0.95097 | 25.2584 | 0.010744 | 47566.6678 | 638.2907 | 2.1215 | 0.004399% | 48266.6405 | 48231.1786 | 48268.762 | 48233.3001
1554.895 | 35.4981 | 0.95131 | 25.2843 | 0.0061897 | 10035.0141 | 636.923 | 2.126 | 0.01987% | 10733.6771 | 10698.179 | 10735.8031 | 10700.3049
1555.01 | 35.5203 | 0.95142 | 25.3014 | 0.0041399 | 897.8803 | 635.4338 | 2.1305 | 0.1366% | 1595.0913 | 1559.571 | 1597.2218 | 1561.7014
1555.125 | 35.5292 | 0.95133 | 25.3098 | 0.0039144 | 34.3319 | 633.8373 | 2.1349 | 0.3074% | 729.9635 | 694.4343 | 732.0984 | 696.5692
1555.24 | 35.5135 | 0.95123 | 25.3009 | 0.0037505 | 0.5929 | 632.2295 | 2.1394 | 0.3246% | 694.5917 | 659.0783 | 696.7312 | 661.2177
1555.355 | 35.4716 | 0.95124 | 25.2728 | 0.0021631 | 0.0033087 | 630.6844 | 2.1439 | 0.3264% | 692.3854 | 656.9139 | 694.5294 | 659.0578
1555.47 | 35.4187 | 0.95125 | 25.2368 | 0.00064529 | 5.4213e-08 | 629.1353 | 2.1485 | 0.3278% | 690.7427 | 655.324 | 692.8912 | 657.4725
1555.585 | 35.3678 | 0.95116 | 25.2027 | 0.00019231 | 2.4277e-11 | 627.5378 | 2.153 | 0.3294% | 689.0597 | 653.6919 | 691.2127 | 655.8449
1555.7 | 35.3162 | 0.95103 | 25.1683 | 0.00022032 | 3.6791e-06 | 625.9194 | 2.1575 | 0.3309% | 687.355 | 652.0389 | 689.5125 | 654.1964
1555.815 | 35.2606 | 0.95088 | 25.1311 | 0.00058711 | 0.00029059 | 624.2864 | 2.1621 | 0.3324% | 685.6299 | 650.3693 | 687.792 | 652.5313
1555.93 | 35.2177 | 0.95071 | 25.1031 | 0.0011222 | 0.0087018 | 622.646 | 2.1666 | 0.334% | 683.9274 | 648.7097 | 686.094 | 650.8763
1556.045 | 35.2047 | 0.95053 | 25.0964 | 0.0018165 | 0.099101 | 620.9984 | 2.1712 | 0.3355% | 682.3509 | 647.1462 | 684.5221 | 649.3174
1556.16 | 35.2188 | 0.95027 | 25.1094 | 0.0034097 | 0.43578 | 619.3102 | 2.1757 | 0.3369% | 681.0278 | 645.809 | 683.2035 | 647.9848
1556.275 | 35.2581 | 0.95 | 25.1405 | 0.0051698 | 0.80302 | 617.6149 | 2.1803 | 0.3383% | 679.7717 | 644.5136 | 681.952 | 646.6939
1556.39 | 35.3302 | 0.9499 | 25.1941 | 0.0049189 | 1.0231 | 616.0091 | 2.1849 | 0.3397% | 678.5113 | 643.1811 | 680.6962 | 645.366
1556.505 | 35.4355 | 0.94997 | 25.2706 | 0.0026067 | 13.8338 | 614.4926 | 2.1895 | 0.3345% | 689.9852 | 654.5497 | 692.1747 | 656.7392
1556.62 | 35.5503 | 0.94995 | 25.3544 | 0.0013718 | 398.1489 | 612.9296 | 2.1941 | 0.2115% | 1072.9346 | 1037.3842 | 1075.1287 | 1039.5783
1556.735 | 35.6496 | 0.94971 | 25.4281 | 0.0028037 | 4716.741 | 611.2518 | 2.1987 | 0.04106% | 5390.023 | 5354.3734 | 5392.2217 | 5356.5721
1556.85 | 35.7332 | 0.94944 | 25.4907 | 0.0045072 | 22639.2391 | 609.5623 | 2.2033 | 0.009466% | 23310.9793 | 23275.2461 | 23313.1827 | 23277.4495
1556.965 | 35.8106 | 0.94941 | 25.5479 | 0.003446 | 47110.2559 | 607.9905 | 2.208 | 0.004625% | 47780.5577 | 47744.7471 | 47782.7657 | 47746.9551
1557.08 | 35.8691 | 0.94939 | 25.5915 | 0.0021285 | 45772.5243 | 606.4265 | 2.2126 | 0.004768% | 46441.363 | 46405.4939 | 46443.5756 | 46407.7065
1557.195 | 35.8905 | 0.94916 | 25.6097 | 0.0034152 | 21011.2645 | 604.7547 | 2.2173 | 0.01024% | 21678.4719 | 21642.5814 | 21680.6892 | 21644.7987
1557.31 | 35.8799 | 0.94887 | 25.6053 | 0.0055305 | 4421.3387 | 603.052 | 2.2219 | 0.04399% | 5086.8303 | 5050.9504 | 5089.0522 | 5053.1723
1557.425 | 35.8608 | 0.94881 | 25.5937 | 0.0046532 | 1037.5525 | 601.4713 | 2.2266 | 0.1337% | 1701.4317 | 1665.5709 | 1703.6583 | 1667.7975
1557.54 | 35.8372 | 0.9489 | 25.5782 | 0.0020585 | 1119.9501 | 599.9595 | 2.2313 | 0.1278% | 1782.2759 | 1746.4387 | 1784.5072 | 1748.67
1557.655 | 35.7993 | 0.94889 | 25.5531 | 0.00062618 | 682.8426 | 598.3989 | 2.2359 | 0.171% | 1343.5435 | 1307.7441 | 1345.7794 | 1309.9801
1557.77 | 35.7487 | 0.94878 | 25.5192 | 0.00040298 | 159.5466 | 596.7901 | 2.2406 | 0.2862% | 818.5537 | 782.805 | 820.7943 | 785.0456
1557.885 | 35.6973 | 0.94858 | 25.4853 | 0.0012722 | 14.1806 | 595.1349 | 2.2453 | 0.3532% | 671.4479 | 635.7505 | 673.6932 | 637.9959
1558 | 35.6507 | 0.94818 | 25.4557 | 0.0043779 | 0.48242 | 593.3767 | 2.2501 | 0.3628% | 655.9181 | 620.2674 | 658.1681 | 622.5174
1558.115 | 35.6149 | 0.94779 | 25.4337 | 0.0073271 | 0.006383 | 591.6309 | 2.2548 | 0.3648% | 653.6409 | 618.0261 | 655.8957 | 620.2808
1558.23 | 35.601 | 0.94784 | 25.4253 | 0.0056128 | 5.5195e-06 | 590.0979 | 2.2595 | 0.3665% | 652.0777 | 616.4767 | 654.3372 | 618.7362
1558.345 | 35.6004 | 0.948 | 25.4259 | 0.0024885 | 2.1251e-11 | 588.6208 | 2.2642 | 0.3682% | 650.5976 | 614.9972 | 652.8618 | 617.2615
1558.46 | 35.6021 | 0.94792 | 25.4293 | 0.0019498 | 1.8024e-11 | 587.0278 | 2.269 | 0.3699% | 649.009 | 613.4069 | 651.278 | 615.6759
1558.575 | 35.5931 | 0.94757 | 25.4263 | 0.0044084 | 0 | 585.2993 | 2.2738 | 0.3717% | 647.2707 | 611.6776 | 649.5445 | 613.9514
1558.69 | 35.5592 | 0.94694 | 25.4069 | 0.0098135 | 3.9117e-12 | 583.4322 | 2.2785 | 0.3737% | 645.3551 | 609.7959 | 647.6336 | 612.0744
1558.805 | 35.5195 | 0.9465 | 25.3825 | 0.013223 | 0 | 581.6583 | 2.2833 | 0.3755% | 643.52 | 608.0005 | 645.8033 | 610.2838
1558.92 | 35.5018 | 0.94678 | 25.3702 | 0.0089751 | 0 | 580.243 | 2.2881 | 0.3772% | 642.0707 | 606.5689 | 644.3588 | 608.857
1559.035 | 35.4816 | 0.94714 | 25.3558 | 0.0039877 | 3.3893e-11 | 578.8605 | 2.2929 | 0.3789% | 640.6491 | 605.1675 | 642.942 | 607.4604
1559.15 | 35.4378 | 0.94711 | 25.3264 | 0.0030458 | 1.0768 | 577.2886 | 2.2977 | 0.38% | 640.0798 | 604.6419 | 642.3774 | 606.9396
1559.265 | 35.3795 | 0.94683 | 25.2878 | 0.0049136 | 85.2395 | 575.5965 | 2.3025 | 0.3351% | 722.455 | 687.0755 | 724.7575 | 689.378
1559.38 | 35.3284 | 0.94655 | 25.2543 | 0.0068373 | 2560.7669 | 573.9051 | 2.3073 | 0.073% | 3196.2081 | 3160.8797 | 3198.5154 | 3163.1871
1559.495 | 35.3001 | 0.94649 | 25.2361 | 0.0062337 | 29371.1122 | 572.3176 | 2.3122 | 0.007715% | 30004.9188 | 29969.6187 | 30007.2309 | 29971.9309
1559.61 | 35.2875 | 0.94641 | 25.2293 | 0.0056685 | 130204.4057 | 570.724 | 2.317 | 0.001771% | 130836.5986 | 130801.3111 | 130838.9156 | 130803.6281
1559.725 | 35.2883 | 0.94622 | 25.2325 | 0.0063456 | 229648.7245 | 569.0728 | 2.3219 | 0.001008% | 230279.2707 | 230243.9824 | 230281.5925 | 230246.3042
1559.84 | 35.3121 | 0.94609 | 25.2519 | 0.006295 | 170756.1347 | 567.4541 | 2.3267 | 0.001358% | 171385.1051 | 171349.7931 | 171387.4319 | 171352.1198
1559.955 | 35.3554 | 0.94588 | 25.2857 | 0.0074852 | 58155.1798 | 565.795 | 2.3316 | 0.003969% | 58782.5693 | 58747.2138 | 58784.9009 | 58749.5454
1560.07 | 35.4173 | 0.94563 | 25.3329 | 0.0091281 | 10451.4017 | 564.1192 | 2.3365 | 0.02116% | 11077.2259 | 11041.8086 | 11079.5624 | 11044.1451
1560.185 | 35.5077 | 0.94574 | 25.3989 | 0.0063508 | 2506.7197 | 562.6115 | 2.3414 | 0.07563% | 3131.1899 | 3095.6822 | 3133.5313 | 3098.0236
1560.3 | 35.6075 | 0.94584 | 25.4715 | 0.0034863 | 1142.6213 | 561.1047 | 2.3463 | 0.1356% | 1765.7543 | 1730.1468 | 1768.1006 | 1732.4931
1560.415 | 35.7029 | 0.94577 | 25.5418 | 0.0028903 | 261.7054 | 559.5114 | 2.3512 | 0.2774% | 883.4101 | 847.7072 | 885.7613 | 850.0584
1560.53 | 35.7896 | 0.94566 | 25.6063 | 0.0027704 | 23.0878 | 557.9006 | 2.3561 | 0.3878% | 643.3327 | 607.5431 | 645.6888 | 609.8992
1560.645 | 35.8515 | 0.94533 | 25.6539 | 0.005364 | 0.77227 | 556.1867 | 2.361 | 0.4046% | 619.4151 | 583.5636 | 621.7761 | 585.9246
1560.76 | 35.8817 | 0.9447 | 25.6804 | 0.011419 | 0.0097849 | 554.3306 | 2.3659 | 0.4072% | 616.8587 | 580.9769 | 619.2246 | 583.3429
1560.875 | 35.9012 | 0.94433 | 25.6979 | 0.014046 | 3.5441e-11 | 552.602 | 2.3709 | 0.4093% | 615.1595 | 579.2583 | 617.5304 | 581.6292
1560.99 | 35.9296 | 0.94464 | 25.7186 | 0.0091307 | 0 | 551.1837 | 2.3758 | 0.4111% | 613.7856 | 577.856 | 616.1614 | 580.2319
1561.105 | 35.9479 | 0.94488 | 25.7323 | 0.0050763 | 0 | 549.7386 | 2.3808 | 0.413% | 612.3687 | 576.4208 | 614.7495 | 578.8016
1561.22 | 35.9486 | 0.94477 | 25.7351 | 0.0051149 | 0 | 548.1283 | 2.3858 | 0.4151% | 610.762 | 574.8133 | 613.1477 | 577.1991
1561.335 | 35.9456 | 0.94469 | 25.7351 | 0.0045264 | 0 | 546.532 | 2.3908 | 0.4171% | 609.1619 | 573.2163 | 611.5527 | 575.6071
1561.45 | 35.9391 | 0.94473 | 25.7321 | 0.0023151 | 2.7239e-12 | 544.991 | 2.3958 | 0.4191% | 607.6092 | 571.6701 | 610.005 | 574.0659
1561.565 | 35.9182 | 0.94473 | 25.719 | 0.00074191 | 0 | 543.4282 | 2.4008 | 0.4211% | 606.0109 | 570.0927 | 608.4117 | 572.4935
1561.68 | 35.8813 | 0.94463 | 25.6948 | 0.00032013 | 0 | 541.8251 | 2.4058 | 0.4232% | 604.3461 | 568.4648 | 606.7519 | 570.8706
1561.795 | 35.8364 | 0.94449 | 25.6651 | 0.00050735 | 0 | 540.201 | 2.4108 | 0.4253% | 602.6476 | 566.8111 | 605.0584 | 569.222
1561.91 | 35.7864 | 0.94427 | 25.6322 | 0.0018315 | 0 | 538.5365 | 2.4158 | 0.4275% | 600.9013 | 565.1149 | 603.3171 | 567.5307
1562.025 | 35.7193 | 0.94365 | 25.5891 | 0.0075946 | 1.1517e-11 | 536.6942 | 2.4209 | 0.4298% | 598.9538 | 563.2345 | 601.3747 | 565.6554
1562.14 | 35.6203 | 0.94222 | 25.5273 | 0.022218 | 7.2722e-12 | 534.4881 | 2.4259 | 0.4324% | 596.6002 | 560.9799 | 599.0261 | 563.4058
1562.255 | 35.5322 | 0.94089 | 25.473 | 0.036114 | 3.6641e-11 | 532.3242 | 2.431 | 0.4351% | 594.3065 | 558.7742 | 596.7375 | 561.2052
1562.37 | 35.5077 | 0.94084 | 25.4572 | 0.036377 | 0.01466 | 530.742 | 2.4361 | 0.4372% | 592.6987 | 557.1911 | 595.1348 | 559.6271
1562.485 | 35.5141 | 0.94141 | 25.4605 | 0.029163 | 1.2422 | 529.4395 | 2.4411 | 0.4382% | 592.6269 | 557.1128 | 595.0681 | 559.5539
1562.6 | 35.532 | 0.94235 | 25.4702 | 0.016456 | 41.9506 | 528.3065 | 2.4462 | 0.41% | 632.218 | 596.686 | 634.6642 | 599.1322
1562.715 | 35.52 | 0.94277 | 25.4612 | 0.009961 | 642.8579 | 526.9337 | 2.4513 | 0.2049% | 1231.7256 | 1196.2055 | 1234.1769 | 1198.6568
1562.83 | 35.4537 | 0.94211 | 25.4187 | 0.016203 | 5454.1406 | 525.0806 | 2.4564 | 0.0409% | 6041.0519 | 6005.5982 | 6043.5084 | 6008.0546
1562.945 | 35.3759 | 0.94143 | 25.3681 | 0.02276 | 29447.642 | 523.2141 | 2.4616 | 0.008206% | 30032.5644 | 29997.1884 | 30035.026 | 29999.65
1563.06 | 35.3335 | 0.94177 | 25.3376 | 0.017389 | 90256.9141 | 521.8046 | 2.4667 | 0.002716% | 90840.349 | 90805.0156 | 90842.8157 | 90807.4823
1563.175 | 35.2998 | 0.94239 | 25.3121 | 0.0086429 | 128292.5101 | 520.5176 | 2.4718 | 0.001919% | 128874.5907 | 128839.2909 | 128877.0625 | 128841.7628
1563.29 | 35.2506 | 0.94267 | 25.2773 | 0.0035761 | 75017.6264 | 519.0801 | 2.477 | 0.003278% | 75598.1806 | 75562.93 | 75600.6576 | 75565.407
1563.405 | 35.195 | 0.94272 | 25.239 | 0.0012974 | 17152.047 | 517.5384 | 2.4821 | 0.01403% | 17730.9634 | 17695.7684 | 17733.4456 | 17698.2506
1563.52 | 35.149 | 0.94262 | 25.2082 | 0.00095543 | 1503.5159 | 515.9312 | 2.4873 | 0.1216% | 2080.7478 | 2045.5988 | 2083.2351 | 2048.0861
1563.635 | 35.1168 | 0.9423 | 25.1884 | 0.0032615 | 50.1515 | 514.231 | 2.4925 | 0.4221% | 625.6332 | 590.5164 | 628.1257 | 593.0089
1563.75 | 35.0897 | 0.9416 | 25.1742 | 0.010278 | 0.63435 | 512.3606 | 2.4977 | 0.4633% | 574.2107 | 539.121 | 576.7084 | 541.6187
1563.865 | 35.0882 | 0.94102 | 25.1777 | 0.015709 | 0 | 510.5485 | 2.5029 | 0.4664% | 571.7712 | 536.6829 | 574.274 | 539.1858
1563.98 | 35.1437 | 0.94122 | 25.2183 | 0.011969 | 0 | 509.0706 | 2.5081 | 0.4686% | 570.3858 | 535.2421 | 572.8939 | 537.7502
1564.095 | 35.2204 | 0.94118 | 25.2753 | 0.010992 | 4.0342e-11 | 507.4919 | 2.5133 | 0.4709% | 568.9398 | 533.7194 | 571.4531 | 536.2327
1564.21 | 35.2782 | 0.94043 | 25.3222 | 0.018392 | 0 | 505.6074 | 2.5186 | 0.4735% | 567.1666 | 531.8884 | 569.6851 | 534.4069
1564.325 | 35.3202 | 0.9396 | 25.3584 | 0.026351 | 0 | 503.6885 | 2.5238 | 0.4762% | 565.3331 | 530.0129 | 567.8569 | 532.5366
1564.44 | 35.3817 | 0.93944 | 25.4053 | 0.026295 | 0 | 502.0545 | 2.529 | 0.4786% | 563.8073 | 528.4255 | 566.3363 | 530.9546
1564.555 | 35.4875 | 0.94035 | 25.4784 | 0.014185 | 3.7897e-13 | 500.8817 | 2.5343 | 0.4806% | 562.8021 | 527.3146 | 565.3364 | 529.8489
1564.67 | 35.5742 | 0.94114 | 25.5384 | 0.0037876 | 0 | 499.6531 | 2.5396 | 0.4827% | 561.7107 | 526.1364 | 564.2502 | 528.676
1564.785 | 35.5984 | 0.94127 | 25.5568 | 0.00083338 | 0 | 498.1457 | 2.5449 | 0.4851% | 560.243 | 524.6446 | 562.7879 | 527.1895
1564.9 | 35.5831 | 0.94116 | 25.5481 | 0.00073506 | 1.6609 | 496.5336 | 2.5501 | 0.486% | 560.2676 | 524.6845 | 562.8178 | 527.2347
1565.015 | 35.5545 | 0.94095 | 25.5304 | 0.0019023 | 131.2705 | 494.8805 | 2.5554 | 0.3916% | 688.1788 | 652.6243 | 690.7343 | 655.1798
1565.13 | 35.5148 | 0.94066 | 25.5051 | 0.0039882 | 3933.5612 | 493.1948 | 2.5608 | 0.0575% | 4488.7206 | 4453.2058 | 4491.2813 | 4455.7665
1565.245 | 35.4526 | 0.94031 | 25.4639 | 0.0065149 | 44817.0952 | 491.4835 | 2.5661 | 0.00566% | 45370.442 | 45334.9894 | 45373.008 | 45337.5555
1565.36 | 35.3756 | 0.94007 | 25.4116 | 0.0077365 | 195339.6073 | 489.8155 | 2.5714 | 0.001313% | 195891.1578 | 195855.7822 | 195893.7292 | 195858.3536
1565.475 | 35.3105 | 0.94016 | 25.3661 | 0.0051475 | 330992.453 | 488.2908 | 2.5768 | 0.0007773% | 331542.3656 | 331507.0552 | 331544.9424 | 331509.6319
1565.59 | 35.2497 | 0.9402 | 25.3241 | 0.0034767 | 229403.1202 | 486.7402 | 2.5821 | 0.001123% | 229951.3778 | 229916.1281 | 229953.9599 | 229918.7102
1565.705 | 35.1674 | 0.93973 | 25.269 | 0.0080774 | 84684.1405 | 484.9828 | 2.5875 | 0.003037% | 85230.5075 | 85195.3401 | 85233.095 | 85197.9275
1565.82 | 35.0595 | 0.93879 | 25.1978 | 0.01869 | 39761.5193 | 483.027 | 2.5928 | 0.006439% | 40305.761 | 40270.7015 | 40308.3539 | 40273.2944
1565.935 | 34.9623 | 0.93798 | 25.1337 | 0.027293 | 19572.7459 | 481.1323 | 2.5982 | 0.01294% | 20114.9395 | 20079.9772 | 20117.5377 | 20082.5754
1566.05 | 34.9129 | 0.93802 | 25.0998 | 0.025207 | 4446.497 | 479.5827 | 2.6036 | 0.05258% | 4987.0555 | 4952.1426 | 4989.6592 | 4954.7462
1566.165 | 34.897 | 0.93861 | 25.0872 | 0.015642 | 391.6281 | 478.2583 | 2.609 | 0.2912% | 930.8249 | 895.9278 | 933.4339 | 898.5368
1566.28 | 34.8807 | 0.93896 | 25.0754 | 0.0087829 | 19.9821 | 476.8349 | 2.6144 | 0.5% | 557.7207 | 522.8401 | 560.3352 | 525.4545
1566.395 | 34.8625 | 0.93892 | 25.0642 | 0.0067104 | 78.2608 | 475.2537 | 2.6199 | 0.4521% | 614.3868 | 579.5244 | 617.0067 | 582.1442
1566.51 | 34.8568 | 0.93871 | 25.063 | 0.0069962 | 334.9871 | 473.6015 | 2.6253 | 0.3146% | 869.4542 | 834.5974 | 872.0795 | 837.2227
1566.625 | 34.8672 | 0.93842 | 25.0736 | 0.008822 | 544.2924 | 471.9199 | 2.6307 | 0.2524% | 1077.1003 | 1042.2332 | 1079.7311 | 1044.8639
1566.74 | 34.8873 | 0.93797 | 25.092 | 0.012572 | 335.2382 | 470.1803 | 2.6362 | 0.3171% | 866.3483 | 831.461 | 868.9845 | 834.0972
1566.855 | 34.9116 | 0.93731 | 25.1145 | 0.017832 | 85.601 | 468.4394 | 2.6417 | 0.4554% | 615.0216 | 580.1101 | 617.6633 | 582.7517
1566.97 | 34.9458 | 0.93676 | 25.1436 | 0.021873 | 91.8955 | 467.1108 | 2.6471 | 0.4524% | 620.0543 | 585.1086 | 622.7015 | 587.7557
1567.085 | 34.9781 | 0.93626 | 25.1712 | 0.02475 | 364.8335 | 466.4752 | 2.6526 | 0.3094% | 892.4191 | 857.4409 | 895.0717 | 860.0935
1567.2 | 34.9978 | 0.93589 | 25.189 | 0.024988 | 592.4119 | 466.4232 | 2.6581 | 0.245% | 1119.9829 | 1084.9851 | 1122.641 | 1087.6432
1567.315 | 35.0012 | 0.93579 | 25.1937 | 0.02203 | 364.6084 | 466.6791 | 2.6636 | 0.3106% | 892.4402 | 857.439 | 895.1038 | 860.1026
1567.43 | 34.969 | 0.93555 | 25.1735 | 0.021227 | 85.4384 | 466.9129 | 2.6691 | 0.4614% | 613.4505 | 578.4816 | 616.1197 | 581.1507
1567.545 | 34.8952 | 0.93498 | 25.1252 | 0.025611 | 20.6353 | 467.0197 | 2.6747 | 0.5206% | 548.6361 | 513.7409 | 551.3107 | 516.4155
1567.66 | 34.7836 | 0.93394 | 25.0526 | 0.03381 | 148.9308 | 466.9356 | 2.6802 | 0.4176% | 676.6703 | 641.8867 | 679.3505 | 644.567
1567.775 | 34.6336 | 0.93217 | 24.9567 | 0.04635 | 637.7871 | 466.5596 | 2.6858 | 0.2376% | 1164.9154 | 1130.2818 | 1167.6011 | 1132.9676
1567.89 | 34.5072 | 0.93109 | 24.8738 | 0.053622 | 1038.1945 | 466.461 | 2.6913 | 0.1758% | 1565.0212 | 1530.514 | 1567.7125 | 1533.2053
1568.005 | 34.4279 | 0.9311 | 24.8185 | 0.048118 | 696.6403 | 466.7988 | 2.6969 | 0.2268% | 1223.6647 | 1189.2368 | 1226.3616 | 1191.9337
1568.12 | 34.3602 | 0.93102 | 24.7726 | 0.042412 | 824.5591 | 467.099 | 2.7025 | 0.2051% | 1351.7644 | 1317.4042 | 1354.4669 | 1320.1067
1568.235 | 34.2873 | 0.93013 | 24.7282 | 0.045891 | 3015.3065 | 467.0741 | 2.7081 | 0.0772% | 3542.3722 | 3508.0849 | 3545.0803 | 3510.793
1568.35 | 34.2087 | 0.92832 | 24.6851 | 0.055625 | 5320.2315 | 466.676 | 2.7137 | 0.04669% | 5846.7852 | 5812.5765 | 5849.4989 | 5815.2902
1568.465 | 34.1826 | 0.92713 | 24.6756 | 0.059638 | 3992.0111 | 466.5296 | 2.7193 | 0.06064% | 4518.3857 | 4484.2031 | 4521.105 | 4486.9224
1568.58 | 34.1608 | 0.92561 | 24.671 | 0.06567 | 1372.4853 | 466.2496 | 2.7249 | 0.1462% | 1898.5579 | 1864.3971 | 1901.2828 | 1867.1221
1568.695 | 34.1622 | 0.92466 | 24.6794 | 0.07027 | 224.2126 | 466.1976 | 2.7306 | 0.3813% | 750.2466 | 716.0844 | 752.9772 | 718.815
1568.81 | 34.111 | 0.92246 | 24.6581 | 0.081683 | 17.3072 | 465.6412 | 2.7362 | 0.538% | 542.7218 | 508.6108 | 545.458 | 511.347
1568.925 | 34.0308 | 0.9196 | 24.6207 | 0.096982 | 21.7946 | 464.8145 | 2.7419 | 0.5353% | 546.2772 | 512.2464 | 549.0191 | 514.9883
1569.04 | 33.9525 | 0.91693 | 24.5838 | 0.11152 | 240.9864 | 464.0619 | 2.7475 | 0.376% | 764.6131 | 730.6606 | 767.3606 | 733.4081
1569.155 | 33.8701 | 0.91448 | 24.5428 | 0.12491 | 1033.6911 | 463.3928 | 2.7532 | 0.1808% | 1556.5362 | 1522.6661 | 1559.2894 | 1525.4193
1569.27 | 33.7481 | 0.91143 | 24.4778 | 0.13902 | 1680.3803 | 462.478 | 2.7589 | 0.1272% | 2202.1347 | 2168.3865 | 2204.8936 | 2171.1454
1569.385 | 33.6326 | 0.90882 | 24.415 | 0.15013 | 1059.0894 | 461.7347 | 2.7646 | 0.1788% | 1579.9306 | 1546.298 | 1582.6952 | 1549.0626
1569.5 | 33.4541 | 0.90467 | 24.3167 | 0.1684 | 528.7186 | 460.3669 | 2.7703 | 0.2731% | 1047.9293 | 1014.4752 | 1050.6996 | 1017.2455
1569.615 | 33.3605 | 0.90255 | 24.2648 | 0.17448 | 1255.8008 | 459.8277 | 2.776 | 0.1595% | 1774.3309 | 1740.9703 | 1777.1069 | 1743.7464
1569.73 | 33.2058 | 0.89861 | 24.181 | 0.18929 | 2027.8557 | 458.5421 | 2.7818 | 0.1108% | 2544.8726 | 2511.6668 | 2547.6544 | 2514.4486
1569.845 | 33.1469 | 0.89665 | 24.1529 | 0.19662 | 1896.6882 | 458.0729 | 2.7875 | 0.1171% | 2413.1543 | 2380.0074 | 2415.9418 | 2382.7949
1569.96 | 33.1338 | 0.89525 | 24.1545 | 0.20382 | 8172.8274 | 457.8292 | 2.7933 | 0.03227% | 8689.044 | 8655.9102 | 8691.8373 | 8658.7034
1570.075 | 33.3513 | 0.89913 | 24.2861 | 0.19105 | 38192.2415 | 459.743 | 2.799 | 0.007237% | 38710.7121 | 38677.3608 | 38713.5111 | 38680.1598
1570.19 | 33.2831 | 0.89539 | 24.2641 | 0.20904 | 80651.4716 | 458.5121 | 2.8048 | 0.003457% | 81168.6355 | 81135.3524 | 81171.4403 | 81138.1572
1570.305 | 32.9326 | 0.88425 | 24.0897 | 0.25635 | 79981.7087 | 454.2372 | 2.8106 | 0.003493% | 80494.1087 | 80461.1761 | 80496.9193 | 80463.9867
1570.42 | 32.7843 | 0.87818 | 24.026 | 0.28441 | 37809.1977 | 452.0259 | 2.8164 | 0.007356% | 38319.1965 | 38286.4122 | 38322.0129 | 38289.2286
1570.535 | 32.6893 | 0.87353 | 23.9911 | 0.30819 | 9524.5513 | 450.4111 | 2.8222 | 0.02822% | 10032.8245 | 10000.1352 | 10035.6467 | 10002.9574
1570.65 | 32.9528 | 0.8781 | 24.153 | 0.28551 | 3430.2598 | 452.642 | 2.828 | 0.07236% | 3941.1713 | 3908.2184 | 3943.9993 | 3911.0464
1570.765 | 32.9179 | 0.87565 | 24.1486 | 0.29589 | 1752.5859 | 451.9865 | 2.8339 | 0.1271% | 2262.8104 | 2229.8925 | 2265.6442 | 2232.7264
1570.88 | 32.9302 | 0.87486 | 24.1639 | 0.30412 | 1300.2194 | 451.9709 | 2.8397 | 0.1598% | 1810.4634 | 1777.5331 | 1813.3031 | 1780.3729
1570.995 | 32.7865 | 0.87071 | 24.0856 | 0.32507 | 3984.0626 | 450.477 | 2.8456 | 0.0638% | 4492.6075 | 4459.821 | 4495.4531 | 4462.6666
1571.11 | 32.3595 | 0.85981 | 23.8505 | 0.37435 | 6420.3903 | 446.2211 | 2.8514 | 0.04137% | 6924.0556 | 6891.6961 | 6926.907 | 6894.5475
1571.225 | 32.6869 | 0.86779 | 24.0367 | 0.33522 | 3950.8109 | 449.911 | 2.8573 | 0.06456% | 4458.6485 | 4425.9616 | 4461.5058 | 4428.8189
1571.34 | 32.6187 | 0.866 | 24.0055 | 0.34557 | 921.0652 | 449.5409 | 2.8632 | 0.2051% | 1428.4419 | 1395.8232 | 1431.3051 | 1398.6864
1571.455 | 32.2963 | 0.85785 | 23.8292 | 0.39005 | 83.1006 | 446.4468 | 2.8691 | 0.5173% | 586.9207 | 554.6244 | 589.7898 | 557.4935
1571.57 | 32.1354 | 0.8537 | 23.7364 | 0.41002 | 55.536 | 444.9318 | 2.875 | 0.5471% | 557.6033 | 525.4679 | 560.4783 | 528.3429
1571.685 | 31.9257 | 0.84848 | 23.6172 | 0.43117 | 598.1277 | 443.0088 | 2.8809 | 0.2702% | 1097.9591 | 1066.0334 | 1100.84 | 1068.9143
1571.8 | 32.6437 | 0.86663 | 24.014 | 0.34617 | 2565.5102 | 450.9225 | 2.8869 | 0.09491% | 3074.3031 | 3041.6594 | 3077.19 | 3044.5463
1571.915 | 32.5469 | 0.86493 | 23.9541 | 0.35324 | 4168.4839 | 450.4782 | 2.8928 | 0.06229% | 4676.6813 | 4644.1343 | 4679.5741 | 4647.0271
1572.03 | 31.7899 | 0.84717 | 23.5257 | 0.43461 | 2567.5918 | 443.3142 | 2.8988 | 0.09549% | 3067.5034 | 3035.7135 | 3070.4021 | 3038.6122
1572.145 | 32.3358 | 0.86198 | 23.8241 | 0.36736 | 660.3235 | 449.8947 | 2.9047 | 0.2559% | 1167.6075 | 1135.2717 | 1170.5122 | 1138.1764
1572.26 | 32.2097 | 0.85997 | 23.7493 | 0.3774 | 757.5248 | 449.4024 | 2.9107 | 0.2363% | 1264.1234 | 1231.9137 | 1267.0341 | 1234.8244
1572.375 | 31.4778 | 0.84295 | 23.3351 | 0.44579 | 3024.6049 | 442.5535 | 2.9167 | 0.08353% | 3523.2601 | 3491.7823 | 3526.1768 | 3494.699
1572.49 | 31.6248 | 0.84792 | 23.4118 | 0.41029 | 4911.5494 | 444.9842 | 2.9227 | 0.05431% | 5412.8285 | 5381.2037 | 5415.7512 | 5384.1264
1572.605 | 31.5418 | 0.8468 | 23.3656 | 0.41651 | 3022.8383 | 444.912 | 2.9287 | 0.08386% | 3523.9209 | 3492.3791 | 3526.8496 | 3495.3078
1572.72 | 31.7967 | 0.85374 | 23.5051 | 0.39503 | 704.7365 | 448.1604 | 2.9347 | 0.2492% | 1209.4475 | 1177.6508 | 1212.3822 | 1180.5855
1572.835 | 31.9135 | 0.85677 | 23.565 | 0.37491 | 64.3774 | 449.6589 | 2.9408 | 0.5458% | 570.7465 | 538.8329 | 573.6872 | 541.7737
1572.95 | 31.5049 | 0.8462 | 23.3383 | 0.41627 | 66.2698 | 445.4786 | 2.9468 | 0.5494% | 567.854 | 536.3492 | 570.8008 | 539.296
1573.065 | 32.1695 | 0.86223 | 23.7138 | 0.34719 | 726.9081 | 452.5764 | 2.9529 | 0.2452% | 1236.5773 | 1204.4077 | 1239.5301 | 1207.3606
1573.18 | 32.3651 | 0.86619 | 23.8301 | 0.32012 | 3117.9703 | 454.5293 | 2.9589 | 0.08225% | 3629.8811 | 3597.516 | 3632.84 | 3600.4749
1573.295 | 31.7878 | 0.85067 | 23.5179 | 0.383 | 5067.9532 | 448.2784 | 2.965 | 0.05351% | 5572.7709 | 5540.9832 | 5575.736 | 5543.9482
1573.41 | 32.4472 | 0.86652 | 23.8913 | 0.31699 | 3175.1594 | 455.3269 | 2.9711 | 0.08128% | 3688.0083 | 3655.5611 | 3690.9795 | 3658.5322
1573.525 | 32.6701 | 0.8724 | 24.0155 | 0.28459 | 1393.6075 | 458.1335 | 2.9772 | 0.1586% | 1909.5835 | 1876.9134 | 1912.5608 | 1879.8907
1573.64 | 32.0118 | 0.8576 | 23.6409 | 0.34427 | 3172.6511 | 452.215 | 2.9833 | 0.08174% | 3681.7208 | 3649.7089 | 3684.7041 | 3652.6922
1573.755 | 32.4651 | 0.87182 | 23.875 | 0.28637 | 6518.5163 | 458.585 | 2.9895 | 0.04269% | 7034.5996 | 7002.1345 | 7037.5891 | 7005.124
1573.87 | 32.7702 | 0.88285 | 24.0236 | 0.23249 | 8105.9464 | 463.596 | 2.9956 | 0.03485% | 8627.4516 | 8594.6814 | 8630.4472 | 8597.677
1573.985 | 32.14 | 0.87084 | 23.6514 | 0.2738 | 7194.9349 | 458.8807 | 3.0018 | 0.03909% | 7710.7517 | 7678.6117 | 7713.7534 | 7681.6134
1574.1 | 32.1565 | 0.87606 | 23.6289 | 0.24612 | 3586.0469 | 461.4248 | 3.0079 | 0.07386% | 4104.3792 | 4072.2227 | 4107.3871 | 4075.2307
1574.215 | 32.5173 | 0.89077 | 23.7893 | 0.18054 | 782.7293 | 467.9493 | 3.0141 | 0.2363% | 1308.0565 | 1275.5392 | 1311.0706 | 1278.5533
1574.33 | 32.0798 | 0.88546 | 23.5066 | 0.19791 | 147.0286 | 466.0339 | 3.0203 | 0.4737% | 669.7321 | 637.6524 | 672.7524 | 640.6726
1574.445 | 31.7238 | 0.88254 | 23.2689 | 0.20696 | 905.6979 | 465.119 | 3.0265 | 0.2169% | 1426.8991 | 1395.1753 | 1429.9256 | 1398.2018
1574.56 | 32.0969 | 0.89803 | 23.4368 | 0.14421 | 3875.4823 | 471.963 | 3.0327 | 0.06937% | 4404.0212 | 4371.9243 | 4407.0539 | 4374.957
1574.675 | 32.0108 | 0.90017 | 23.3596 | 0.1304 | 6300.1679 | 473.1902 | 3.0389 | 0.0447% | 6829.7591 | 6797.7483 | 6832.798 | 6800.7872
1574.79 | 31.6455 | 0.89376 | 23.1381 | 0.14857 | 3976.2958 | 470.8125 | 3.0451 | 0.0681% | 4502.9342 | 4471.2887 | 4505.9793 | 4474.3339
1574.905 | 32.0148 | 0.90539 | 23.3312 | 0.10366 | 2045.9044 | 476.0572 | 3.0514 | 0.1198% | 2578.3166 | 2546.3018 | 2581.368 | 2549.3532
1575.02 | 32.3495 | 0.91453 | 23.5146 | 0.069237 | 4980.2416 | 480.259 | 3.0576 | 0.05575% | 5517.3484 | 5484.9989 | 5520.406 | 5488.0566
1575.135 | 32.3778 | 0.91401 | 23.5394 | 0.071894 | 7964.967 | 480.3803 | 3.0639 | 0.03617% | 8502.2503 | 8469.8725 | 8505.3142 | 8472.9364
1575.25 | 32.6435 | 0.91854 | 23.7049 | 0.058069 | 4900.4934 | 482.6203 | 3.0702 | 0.05677% | 5440.4387 | 5407.7952 | 5443.5089 | 5410.8654
1575.365 | 32.9791 | 0.92384 | 23.9163 | 0.039008 | 1142.4603 | 485.1876 | 3.0765 | 0.1862% | 1685.5061 | 1652.527 | 1688.5826 | 1655.6035
1575.48 | 33.0859 | 0.92227 | 24.0059 | 0.044475 | 102.8454 | 484.8535 | 3.0828 | 0.5032% | 645.7574 | 612.6716 | 648.8402 | 615.7544
1575.595 | 32.8693 | 0.91193 | 23.9196 | 0.081401 | 64.8015 | 480.8082 | 3.0891 | 0.5415% | 603.3919 | 570.5226 | 606.481 | 573.6117
1575.71 | 32.6885 | 0.90276 | 23.851 | 0.11723 | 779.3808 | 477.264 | 3.0954 | 0.2415% | 1314.2043 | 1281.5158 | 1317.2998 | 1284.6113
1575.825 | 33.0134 | 0.90785 | 24.0528 | 0.10334 | 4291.0853 | 479.7568 | 3.1018 | 0.06468% | 4828.9195 | 4795.9061 | 4832.0213 | 4799.0079
1575.94 | 33.0702 | 0.90772 | 24.0958 | 0.10444 | 11039.2076 | 480.0329 | 3.1081 | 0.02692% | 11577.4187 | 11544.3484 | 11580.5268 | 11547.4565
1576.055 | 32.5049 | 0.89323 | 23.7851 | 0.1589 | 13405.7262 | 474.2063 | 3.1145 | 0.0224% | 13937.2745 | 13904.7696 | 13940.389 | 13907.8841
1576.17 | 32.2321 | 0.88817 | 23.623 | 0.18 | 7296.9925 | 472.38 | 3.1209 | 0.04004% | 7826.2958 | 7794.0637 | 7829.4167 | 7797.1846
1576.285 | 32.4211 | 0.89719 | 23.6987 | 0.14952 | 2780.6164 | 476.5128 | 3.1273 | 0.09529% | 3314.2957 | 3281.8746 | 3317.4229 | 3285.0018
1576.4 | 31.7461 | 0.88605 | 23.2781 | 0.20283 | 5327.554 | 472.0074 | 3.1337 | 0.05381% | 5855.6745 | 5823.9284 | 5858.8082 | 5827.0621
1576.515 | 30.7789 | 0.86924 | 22.6852 | 0.27688 | 9055.5323 | 465.1122 | 3.1401 | 0.0329% | 9575.2547 | 9544.4758 | 9578.3948 | 9547.6159
1576.63 | 31.1045 | 0.88734 | 22.8052 | 0.20154 | 8216.482 | 473.2247 | 3.1465 | 0.03611% | 8744.7053 | 8713.6008 | 8747.8518 | 8716.7473
1576.745 | 31.3013 | 0.90135 | 22.856 | 0.14598 | 6214.5817 | 479.5743 | 3.1529 | 0.04693% | 6749.3606 | 6718.0594 | 6752.5136 | 6721.2123
1576.86 | 30.2133 | 0.87921 | 22.2025 | 0.24629 | 3194.7295 | 470.3544 | 3.1594 | 0.08566% | 3718.6252 | 3688.4119 | 3721.7846 | 3691.5713
1576.975 | 29.303 | 0.86001 | 21.661 | 0.32532 | 725.8556 | 462.3818 | 3.1658 | 0.2614% | 1240.3868 | 1211.0838 | 1243.5526 | 1214.2497
1577.09 | 29.8209 | 0.87736 | 21.9309 | 0.24449 | 128.1203 | 470.1813 | 3.1723 | 0.5105% | 651.1752 | 621.3543 | 654.3476 | 624.5266
1577.205 | 29.7897 | 0.87652 | 21.915 | 0.25295 | 732.3142 | 470.1462 | 3.1788 | 0.2594% | 1255.2946 | 1225.5049 | 1258.4734 | 1228.6837
1577.32 | 29.1278 | 0.85544 | 21.5677 | 0.35824 | 3132.1555 | 461.4005 | 3.1853 | 0.08808% | 3645.4652 | 3616.3374 | 3648.6505 | 3619.5227
1577.435 | 29.8723 | 0.87057 | 22.0179 | 0.29762 | 5089.4809 | 468.2991 | 3.1918 | 0.05719% | 5610.8384 | 5580.9661 | 5614.0302 | 5584.1579
1577.55 | 30.9284 | 0.89273 | 22.6494 | 0.19606 | 3145.6862 | 478.1563 | 3.1983 | 0.08768% | 3678.5091 | 3647.5807 | 3681.7074 | 3650.779
1577.665 | 30.4741 | 0.87288 | 22.446 | 0.29454 | 946.4426 | 469.7797 | 3.2049 | 0.2226% | 1470.3099 | 1439.8358 | 1473.5148 | 1443.0406
1577.78 | 29.8635 | 0.8477 | 22.1625 | 0.41771 | 1756.371 | 459.1429 | 3.2114 | 0.1434% | 2268.8053 | 2238.9418 | 2272.0167 | 2242.1532
1577.895 | 31.1769 | 0.87331 | 22.9574 | 0.2897 | 6649.3322 | 470.632 | 3.218 | 0.04504% | 7175.2615 | 7144.0846 | 7178.4795 | 7147.3026
1578.01 | 32.3839 | 0.897 | 23.6892 | 0.17435 | 13164.6422 | 481.2677 | 3.2245 | 0.02359% | 13703.0544 | 13670.6705 | 13706.2789 | 13673.895
1578.125 | 31.6835 | 0.87244 | 23.3441 | 0.30518 | 14020.2574 | 470.868 | 3.2311 | 0.02226% | 14547.3307 | 14515.6471 | 14550.5618 | 14518.8783
1578.24 | 30.8781 | 0.84665 | 22.9288 | 0.43855 | 11020.0016 | 459.9338 | 3.2377 | 0.02814% | 11535.0275 | 11504.1494 | 11538.2652 | 11507.3871
1578.355 | 32.0345 | 0.87276 | 23.6007 | 0.3044 | 9296.4117 | 471.6739 | 3.2443 | 0.03313% | 9824.898 | 9792.8634 | 9828.1423 | 9796.1078
1578.47 | 32.9679 | 0.89441 | 24.1409 | 0.19887 | 5055.4212 | 481.4815 | 3.251 | 0.05845% | 5595.1049 | 5562.1369 | 5598.3558 | 5565.3879
1578.585 | 32.0617 | 0.86977 | 23.6483 | 0.33637 | 1189.1278 | 471.0534 | 3.2576 | 0.1933% | 1717.0974 | 1685.0356 | 1720.355 | 1688.2932
1578.7 | 31.2589 | 0.84806 | 23.2095 | 0.45 | 463.8797 | 461.8732 | 3.2642 | 0.3435% | 981.5193 | 950.2604 | 984.7835 | 953.5247
1578.815 | 32.3557 | 0.87477 | 23.8315 | 0.30125 | 1556.0571 | 473.871 | 3.2709 | 0.1592% | 2087.2914 | 2054.9356 | 2090.5623 | 2058.2065
1578.93 | 33.136 | 0.89349 | 24.2785 | 0.19896 | 2525.901 | 482.4211 | 3.2776 | 0.108% | 3066.8291 | 3033.6931 | 3070.1067 | 3036.9707
1579.045 | 32.2443 | 0.86991 | 23.7919 | 0.32348 | 1647.3347 | 472.4699 | 3.2843 | 0.1531% | 2177.0342 | 2144.7899 | 2180.3185 | 2148.0741
1579.16 | 31.6278 | 0.85341 | 23.4553 | 0.40378 | 1434.6501 | 465.5616 | 3.2909 | 0.171% | 1956.5521 | 1924.9243 | 1959.843 | 1928.2152
1579.275 | 32.6733 | 0.87892 | 24.0454 | 0.26387 | 4633.2604 | 477.029 | 3.2977 | 0.06421% | 5168.151 | 5135.4776 | 5171.4486 | 5138.7753
1579.39 | 33.2592 | 0.89271 | 24.3833 | 0.19319 | 7477.2866 | 483.4225 | 3.3044 | 0.04138% | 8019.4375 | 7986.1783 | 8022.7419 | 7989.4827
1579.505 | 32.4113 | 0.8704 | 23.9227 | 0.31631 | 4601.3109 | 474.0344 | 3.3111 | 0.06492% | 5132.8659 | 5100.4546 | 5136.177 | 5103.7657
1579.62 | 32.0247 | 0.86005 | 23.7127 | 0.37173 | 1072.6929 | 469.8156 | 3.3179 | 0.2117% | 1599.4776 | 1567.4529 | 1602.7955 | 1570.7708
1579.735 | 33.0605 | 0.88572 | 24.2906 | 0.23375 | 94.8101 | 481.3461 | 3.3246 | 0.5527% | 634.6268 | 601.5663 | 637.9514 | 604.8909
1579.85 | 33.6396 | 0.89986 | 24.6163 | 0.16424 | 9.8896 | 487.8577 | 3.3314 | 0.6365% | 557.0673 | 523.4277 | 560.3987 | 526.759
1579.965 | 32.7977 | 0.87813 | 24.1532 | 0.28582 | 203.4689 | 478.6621 | 3.3382 | 0.4719% | 740.2459 | 707.4482 | 743.584 | 710.7863
1580.08 | 32.1633 | 0.86155 | 23.8059 | 0.36757 | 2378.6373 | 471.6988 | 3.345 | 0.1163% | 2907.5343 | 2875.3711 | 2910.8793 | 2878.716
1580.195 | 33.1117 | 0.88466 | 24.34 | 0.23565 | 11063.5934 | 482.164 | 3.3518 | 0.02897% | 11604.3294 | 11571.2177 | 11607.6812 | 11574.5695
1580.31 | 33.8551 | 0.90262 | 24.7605 | 0.13945 | 21809.1537 | 490.3807 | 3.3586 | 0.01504% | 22359.1921 | 22325.337 | 22362.5507 | 22328.6956
1580.425 | 33.1485 | 0.88432 | 24.3732 | 0.24329 | 20540.9042 | 482.6627 | 3.3654 | 0.01599% | 21082.2162 | 21049.0677 | 21085.5817 | 21052.4332
1580.54 | 32.4485 | 0.86653 | 23.987 | 0.33943 | 13673.0509 | 475.165 | 3.3723 | 0.02379% | 14205.8573 | 14173.4088 | 14209.2296 | 14176.7811
1580.655 | 33.2595 | 0.88703 | 24.4388 | 0.22226 | 20458.3935 | 484.5127 | 3.3792 | 0.01612% | 21001.7138 | 20968.4543 | 21005.093 | 20971.8335
1580.77 | 33.9778 | 0.90532 | 24.8381 | 0.11989 | 37683.136 | 492.8943 | 3.386 | 0.008864% | 38235.8714 | 38201.8936 | 38239.2574 | 38205.2796
1580.885 | 33.3491 | 0.88978 | 24.4888 | 0.20882 | 40281.3185 | 486.3799 | 3.3929 | 0.008317% | 40826.6348 | 40793.2857 | 40830.0277 | 40796.6787
1581 | 32.6373 | 0.87249 | 24.0911 | 0.30614 | 26070.7511 | 479.0944 | 3.3998 | 0.01279% | 26607.7525 | 26575.1152 | 26611.1524 | 26578.515
1581.115 | 33.2839 | 0.89011 | 24.4425 | 0.20463 | 11601.1096 | 487.1943 | 3.4067 | 0.02812% | 12147.125 | 12113.8411 | 12150.5317 | 12117.2479
1581.23 | 33.8733 | 0.90717 | 24.756 | 0.10676 | 3774.335 | 495.05 | 3.4137 | 0.07948% | 4329.0283 | 4295.155 | 4332.442 | 4298.5686
1581.345 | 33.2506 | 0.89445 | 24.3908 | 0.18095 | 839.8662 | 489.7775 | 3.4206 | 0.2524% | 1388.3606 | 1355.11 | 1391.7812 | 1358.5306
1581.46 | 32.4796 | 0.87866 | 23.9381 | 0.27538 | 111.2389 | 483.1545 | 3.4276 | 0.5533% | 651.9652 | 619.4857 | 655.3928 | 622.9132
1581.575 | 32.8692 | 0.89285 | 24.126 | 0.19596 | 7.4877 | 489.7547 | 3.4345 | 0.6574% | 555.3264 | 522.4572 | 558.7609 | 525.8917
1581.69 | 33.3835 | 0.91055 | 24.3817 | 0.090431 | 0.22288 | 497.899 | 3.4415 | 0.6574% | 556.8881 | 523.5046 | 560.3296 | 526.9461
1581.805 | 33.0955 | 0.9077 | 24.1922 | 0.10385 | 0.010847 | 496.9882 | 3.4485 | 0.6604% | 555.2982 | 522.2028 | 558.7467 | 525.6512
1581.92 | 32.3746 | 0.89331 | 23.7643 | 0.18427 | 0.6491 | 491.0003 | 3.4555 | 0.669% | 548.866 | 516.4913 | 552.3215 | 519.9468
1582.035 | 32.1435 | 0.89098 | 23.6137 | 0.19075 | 19.4054 | 490.308 | 3.4625 | 0.6479% | 566.5522 | 534.4087 | 570.0147 | 537.8712
1582.15 | 32.59 | 0.90526 | 23.8459 | 0.10642 | 219.7505 | 496.9213 | 3.4695 | 0.4679% | 774.1193 | 741.5293 | 777.5888 | 744.9989
1582.265 | 32.8127 | 0.91257 | 23.9601 | 0.068506 | 942.6157 | 500.4669 | 3.4766 | 0.2368% | 1500.8365 | 1468.0238 | 1504.3131 | 1471.5004
1582.38 | 32.384 | 0.90178 | 23.7197 | 0.1347 | 1531.568 | 496.0349 | 3.4836 | 0.1697% | 2084.7431 | 2052.3592 | 2088.2268 | 2055.8428
1582.495 | 32.0214 | 0.89167 | 23.5245 | 0.19246 | 943.0893 | 491.9026 | 3.4907 | 0.2392% | 1491.6219 | 1459.6005 | 1495.1126 | 1463.0912
1582.61 | 32.5073 | 0.90261 | 23.8086 | 0.1251 | 257.1325 | 497.0716 | 3.4978 | 0.449% | 811.5477 | 779.0405 | 815.0455 | 782.5383
1582.725 | 33.0118 | 0.91315 | 24.1089 | 0.062576 | 1141.3725 | 502.0692 | 3.5049 | 0.2101% | 1701.538 | 1668.5262 | 1705.0429 | 1672.0311
1582.84 | 32.8592 | 0.90624 | 24.0456 | 0.11065 | 13003.2405 | 499.3528 | 3.512 | 0.02596% | 13560.5149 | 13527.6557 | 13564.0269 | 13531.1677
1582.955 | 32.5916 | 0.89643 | 23.9168 | 0.1824 | 64659.2601 | 495.3538 | 3.5191 | 0.005399% | 65212.2011 | 65179.6096 | 65215.7203 | 65183.1287
1583.07 | 32.9336 | 0.90284 | 24.1237 | 0.14899 | 205672.9049 | 498.5338 | 3.5263 | 0.00171% | 206229.5478 | 206196.6142 | 206233.0741 | 206200.1405
1583.185 | 33.423 | 0.91375 | 24.4092 | 0.074813 | 558165.5847 | 503.6972 | 3.5334 | 0.0006324% | 558728.1027 | 558694.6797 | 558731.6361 | 558698.2131
1583.3 | 33.5301 | 0.91564 | 24.4764 | 0.055112 | 831362.3727 | 504.8676 | 3.5406 | 0.0004256% | 831926.2175 | 831892.6874 | 831929.7581 | 831896.228
1583.415 | 33.2368 | 0.90816 | 24.3141 | 0.096067 | 504998.5913 | 501.8853 | 3.5478 | 0.0007018% | 505559.0316 | 505525.7949 | 505562.5794 | 505529.3426
1583.53 | 32.9726 | 0.90205 | 24.1646 | 0.12878 | 117549.7913 | 499.5122 | 3.555 | 0.003011% | 118107.4716 | 118074.4989 | 118111.0266 | 118078.0539
1583.645 | 33.2087 | 0.90908 | 24.2925 | 0.081013 | 10869.763 | 502.9709 | 3.5622 | 0.03125% | 11431.2252 | 11398.0165 | 11434.7874 | 11401.5786
1583.76 | 33.4435 | 0.91604 | 24.4193 | 0.036192 | 2485.5391 | 506.3966 | 3.5694 | 0.1183% | 3050.7507 | 3017.3072 | 3054.3201 | 3020.8766
1583.875 | 33.2955 | 0.91287 | 24.3326 | 0.05789 | 3799.3793 | 505.3251 | 3.5766 | 0.0826% | 4363.3033 | 4330.0078 | 4366.8799 | 4333.5844
1583.99 | 33.0618 | 0.90708 | 24.2001 | 0.098412 | 5979.5989 | 503.0997 | 3.5839 | 0.05507% | 6540.9659 | 6507.9041 | 6544.5498 | 6511.488
1584.105 | 33.1594 | 0.90937 | 24.2576 | 0.085225 | 17223.1546 | 504.4566 | 3.5911 | 0.02023% | 17786.0228 | 17752.8634 | 17789.6139 | 17756.4545
1584.22 | 33.4384 | 0.91567 | 24.4231 | 0.040195 | 28093.2164 | 507.5895 | 3.5984 | 0.01257% | 28659.6233 | 28626.1849 | 28663.2217 | 28629.7833
1584.335 | 33.5839 | 0.91755 | 24.5196 | 0.023979 | 18799.912 | 508.7603 | 3.6057 | 0.01865% | 19367.7174 | 19334.1335 | 19371.3231 | 19337.7391
1584.45 | 33.5278 | 0.91333 | 24.5076 | 0.050718 | 8919.8002 | 507.2196 | 3.613 | 0.03822% | 9486.0192 | 9452.4914 | 9489.6322 | 9456.1044
1584.565 | 33.5008 | 0.90945 | 24.5145 | 0.075541 | 42527.4158 | 505.8318 | 3.6203 | 0.008408% | 43092.2479 | 43058.7471 | 43095.8682 | 43062.3674
1584.68 | 33.7624 | 0.91309 | 24.6835 | 0.051384 | 179612.9826 | 507.7916 | 3.6276 | 0.002014% | 180180.1845 | 180146.4222 | 180183.8122 | 180150.0498
1584.795 | 34.0235 | 0.91725 | 24.8483 | 0.027036 | 291774.0257 | 509.9844 | 3.635 | 0.001244% | 292343.8262 | 292309.8027 | 292347.4611 | 292313.4376
1584.91 | 34.0788 | 0.91701 | 24.8909 | 0.032293 | 179626.3111 | 510.2174 | 3.6423 | 0.002022% | 180196.4474 | 180162.3686 | 180200.0897 | 180166.0109
1585.025 | 33.9837 | 0.91383 | 24.8432 | 0.050857 | 42468.7212 | 509.1376 | 3.6497 | 0.008487% | 43037.6504 | 43003.6667 | 43041.3001 | 43007.3164
1585.14 | 33.8985 | 0.91176 | 24.7966 | 0.058952 | 6292.7886 | 508.5527 | 3.6571 | 0.05357% | 6861.0071 | 6827.1086 | 6864.6642 | 6830.7657
1585.255 | 33.9852 | 0.91473 | 24.8434 | 0.034796 | 4341.6285 | 510.2171 | 3.6645 | 0.07513% | 4911.6237 | 4877.6385 | 4915.2882 | 4881.303
1585.37 | 34.0548 | 0.91753 | 24.8782 | 0.013869 | 2598.8638 | 511.8079 | 3.6719 | 0.1171% | 3170.5361 | 3136.4813 | 3174.208 | 3140.1532
1585.485 | 33.974 | 0.91646 | 24.8264 | 0.021086 | 644.7469 | 511.668 | 3.6793 | 0.3112% | 1216.1528 | 1182.1788 | 1219.8321 | 1185.8581
1585.6 | 33.8507 | 0.91416 | 24.7508 | 0.037769 | 501.3348 | 510.9796 | 3.6867 | 0.3552% | 1071.8677 | 1038.0171 | 1075.5544 | 1041.7038
1585.715 | 33.8345 | 0.9146 | 24.7378 | 0.034475 | 1923.0681 | 511.5145 | 3.6942 | 0.1502% | 2494.104 | 2460.2695 | 2497.7982 | 2463.9637
1585.83 | 33.8858 | 0.91684 | 24.7644 | 0.016721 | 3125.9608 | 512.8571 | 3.7016 | 0.101% | 3698.4018 | 3664.516 | 3702.1034 | 3668.2176
1585.945 | 33.8831 | 0.91761 | 24.7601 | 0.01015 | 2050.3209 | 513.543 | 3.7091 | 0.1432% | 2623.435 | 2589.5519 | 2627.1441 | 2593.261
1586.06 | 33.7905 | 0.91572 | 24.705 | 0.027525 | 1909.7934 | 513.0359 | 3.7166 | 0.1518% | 2482.268 | 2448.4775 | 2485.9846 | 2452.1941
1586.175 | 33.6763 | 0.91292 | 24.6391 | 0.061183 | 6310.3726 | 512.1173 | 3.7241 | 0.05438% | 6881.7794 | 6848.1031 | 6885.5035 | 6851.8273
1586.29 | 33.6702 | 0.91305 | 24.6353 | 0.070147 | 10191.9562 | 512.516 | 3.7316 | 0.03478% | 10763.7608 | 10730.0906 | 10767.4925 | 10733.8223
1586.405 | 33.7399 | 0.91563 | 24.6732 | 0.03919 | 6329.7591 | 514.0166 | 3.7392 | 0.05443% | 6903.1438 | 6869.4038 | 6906.8829 | 6873.143
1586.52 | 33.7519 | 0.91702 | 24.6759 | 0.014359 | 2300.0139 | 514.98 | 3.7467 | 0.1319% | 2874.3532 | 2840.6012 | 2878.0999 | 2844.348
1586.635 | 33.6708 | 0.91612 | 24.6231 | 0.017302 | 6174.2183 | 514.9144 | 3.7543 | 0.05591% | 6748.3602 | 6714.6893 | 6752.1144 | 6718.4436
1586.75 | 33.5655 | 0.91489 | 24.5544 | 0.027896 | 26200.8181 | 514.6994 | 3.7619 | 0.01407% | 26774.5802 | 26741.0147 | 26778.342 | 26744.7765
1586.865 | 33.508 | 0.91544 | 24.5109 | 0.025608 | 67917.5995 | 515.2874 | 3.7694 | 0.005506% | 68491.847 | 68458.3389 | 68495.6164 | 68462.1084
1586.98 | 33.4413 | 0.91601 | 24.4606 | 0.025208 | 89004.1989 | 515.8829 | 3.7771 | 0.004218% | 89578.925 | 89545.4837 | 89582.702 | 89549.2607
1587.095 | 33.3181 | 0.9148 | 24.3787 | 0.045747 | 51898.0224 | 515.6791 | 3.7847 | 0.007217% | 52472.3588 | 52439.0407 | 52476.1435 | 52442.8254
1587.21 | 33.1886 | 0.91307 | 24.295 | 0.066913 | 14459.0909 | 515.2375 | 3.7923 | 0.02528% | 15032.792 | 14999.6033 | 15036.5843 | 15003.3956
1587.325 | 33.1289 | 0.91331 | 24.2517 | 0.054537 | 2954.8793 | 515.6852 | 3.8 | 0.1087% | 3528.913 | 3495.784 | 3532.7129 | 3499.584
1587.44 | 33.1165 | 0.91514 | 24.2346 | 0.026021 | 492.8483 | 516.8539 | 3.8076 | 0.3679% | 1067.9945 | 1034.878 | 1071.8021 | 1038.6856
1587.555 | 33.0831 | 0.91634 | 24.2056 | 0.00986 | 41.051 | 517.7351 | 3.8153 | 0.6534% | 617.0009 | 583.9178 | 620.8162 | 587.7331
1587.67 | 33.0205 | 0.91639 | 24.1612 | 0.0071685 | 1.3773 | 518.1008 | 3.823 | 0.702% | 577.5833 | 544.5629 | 581.4063 | 548.3858
1587.785 | 32.9299 | 0.91578 | 24.0996 | 0.011068 | 1.4368 | 518.1639 | 3.8307 | 0.7034% | 577.5571 | 544.6272 | 581.3878 | 548.4579
1587.9 | 32.8194 | 0.91528 | 24.0228 | 0.013946 | 42.4406 | 518.2796 | 3.8384 | 0.6554% | 618.4916 | 585.6722 | 622.33 | 589.5106
1588.015 | 32.713 | 0.91554 | 23.9455 | 0.011174 | 480.6062 | 518.7371 | 3.8461 | 0.3755% | 1056.9284 | 1024.2154 | 1060.7745 | 1028.0615
1588.13 | 32.5883 | 0.91579 | 23.8547 | 0.009253 | 2061.5664 | 519.1937 | 3.8539 | 0.1479% | 2638.1282 | 2605.5398 | 2641.9821 | 2609.3937
1588.245 | 32.4169 | 0.91571 | 23.7313 | 0.0092141 | 3350.7899 | 519.4962 | 3.8616 | 0.09915% | 3927.3592 | 3894.9423 | 3931.2209 | 3898.8039
1588.36 | 32.1715 | 0.91535 | 23.555 | 0.010867 | 2096.4558 | 519.6752 | 3.8694 | 0.1465% | 2672.7837 | 2640.6122 | 2676.6531 | 2644.4816
1588.475 | 31.8632 | 0.91492 | 23.3329 | 0.014141 | 875.8873 | 519.8214 | 3.8772 | 0.273% | 1451.8338 | 1419.9706 | 1455.711 | 1423.8479
1588.59 | 31.5595 | 0.91498 | 23.112 | 0.013037 | 1739.4007 | 520.1875 | 3.885 | 0.1701% | 2315.1878 | 2283.6283 | 2319.0728 | 2287.5133
1588.705 | 31.2881 | 0.91527 | 22.9136 | 0.0080928 | 2800.7631 | 520.6604 | 3.8928 | 0.1164% | 3376.5486 | 3345.2604 | 3380.4414 | 3349.1533
1588.82 | 31.0422 | 0.91538 | 22.7347 | 0.0041145 | 2199.7782 | 521.052 | 3.9007 | 0.1421% | 2775.5266 | 2744.4844 | 2779.4273 | 2748.3851
1588.935 | 30.8236 | 0.91515 | 22.5772 | 0.0044046 | 2558.4038 | 521.2876 | 3.9085 | 0.126% | 3134.0117 | 3103.1881 | 3137.9202 | 3107.0966
1589.05 | 30.6647 | 0.91481 | 22.4639 | 0.0065389 | 3549.5956 | 521.4767 | 3.9164 | 0.09565% | 4125.1223 | 4094.4576 | 4129.0387 | 4098.374
1589.165 | 30.6045 | 0.91481 | 22.4215 | 0.0055387 | 2164.8803 | 521.8181 | 3.9243 | 0.1448% | 2740.6447 | 2710.0402 | 2744.569 | 2713.9645
1589.28 | 30.6153 | 0.9149 | 22.4307 | 0.0038613 | 529.2702 | 522.2001 | 3.9322 | 0.3658% | 1105.435 | 1074.8197 | 1109.3672 | 1078.7519
1589.395 | 30.6593 | 0.91478 | 22.4651 | 0.0047591 | 563.067 | 522.4827 | 3.9401 | 0.3553% | 1139.5935 | 1108.9342 | 1143.5336 | 1112.8743
1589.51 | 30.735 | 0.91445 | 22.5237 | 0.0078308 | 4896.1823 | 522.6733 | 3.948 | 0.07254% | 5473.0366 | 5442.3016 | 5476.9846 | 5446.2495
1589.625 | 30.8626 | 0.91415 | 22.6201 | 0.010127 | 19407.7895 | 522.8797 | 3.9559 | 0.01982% | 19985.0762 | 19954.2136 | 19989.0321 | 19958.1695
1589.74 | 31.0461 | 0.91419 | 22.7561 | 0.0078228 | 30557.4126 | 523.2383 | 3.9639 | 0.01274% | 31135.3751 | 31104.329 | 31139.339 | 31108.2929
1589.855 | 31.2444 | 0.91425 | 22.9029 | 0.0055466 | 18604.4227 | 523.6066 | 3.9718 | 0.02074% | 19183.0964 | 19151.8519 | 19187.0682 | 19155.8238
1589.97 | 31.418 | 0.9139 | 23.0335 | 0.010212 | 4605.4064 | 523.7871 | 3.9798 | 0.07723% | 5184.5692 | 5153.1511 | 5188.549 | 5157.131
1590.085 | 31.5437 | 0.91289 | 23.132 | 0.027025 | 1642.7031 | 523.6695 | 3.9878 | 0.1821% | 2221.9882 | 2190.4445 | 2225.976 | 2194.4323
1590.2 | 31.633 | 0.91193 | 23.2038 | 0.043237 | 2064.32 | 523.5663 | 3.9958 | 0.153% | 2643.6782 | 2612.0452 | 2647.674 | 2616.041
1590.315 | 31.7193 | 0.91217 | 23.2675 | 0.036005 | 1262.8449 | 524.0211 | 4.0039 | 0.2211% | 1842.8009 | 1811.0816 | 1846.8048 | 1815.0855
1590.43 | 31.7803 | 0.91309 | 23.3096 | 0.015969 | 294.3675 | 524.783 | 4.0119 | 0.4757% | 875.1694 | 843.3891 | 879.1813 | 847.401
1590.545 | 31.795 | 0.91353 | 23.3199 | 0.0049035 | 25.9945 | 525.3296 | 4.0199 | 0.6984% | 607.3576 | 575.5625 | 611.3775 | 579.5825
1590.66 | 31.7881 | 0.91348 | 23.3168 | 0.0034368 | 0.87797 | 525.6487 | 4.028 | 0.7314% | 582.5484 | 550.7603 | 586.5764 | 554.7883
1590.775 | 31.787 | 0.91322 | 23.3189 | 0.0063853 | 0.67972 | 525.869 | 4.0361 | 0.7328% | 582.5742 | 550.7872 | 586.6103 | 554.8233
1590.89 | 31.8135 | 0.91296 | 23.3412 | 0.0093041 | 20.0004 | 526.0895 | 4.0442 | 0.7091% | 602.167 | 570.3534 | 606.2112 | 574.3976
1591.005 | 31.8815 | 0.91294 | 23.3929 | 0.007111 | 227.0887 | 526.4258 | 4.0523 | 0.521% | 809.7088 | 777.8274 | 813.7611 | 781.8797
1591.12 | 31.9815 | 0.91299 | 23.4678 | 0.0037351 | 992.0374 | 526.7893 | 4.0604 | 0.2631% | 1575.1928 | 1543.2113 | 1579.2533 | 1547.2717
1591.235 | 32.1058 | 0.91295 | 23.5609 | 0.0023224 | 1816.1396 | 527.1119 | 4.0686 | 0.1718% | 2399.8336 | 2367.7278 | 2403.9022 | 2371.7963
1591.35 | 32.2504 | 0.91281 | 23.6694 | 0.0028734 | 2025.8607 | 527.388 | 4.0768 | 0.1581% | 2610.0842 | 2577.8338 | 2614.1609 | 2581.9105
1591.465 | 32.4034 | 0.91233 | 23.7859 | 0.0099435 | 2308.8688 | 527.5084 | 4.0849 | 0.1428% | 2893.4887 | 2861.0853 | 2897.5737 | 2865.1702
1591.58 | 32.5392 | 0.91108 | 23.8937 | 0.032296 | 2883.1223 | 527.2707 | 4.0931 | 0.1192% | 3467.7693 | 3435.2301 | 3471.8624 | 3439.3232
1591.695 | 32.6844 | 0.91006 | 24.0073 | 0.05019 | 3237.6988 | 527.1406 | 4.1013 | 0.1082% | 3822.4912 | 3789.8069 | 3826.5926 | 3793.9082
1591.81 | 32.8893 | 0.91078 | 24.1556 | 0.033857 | 1867.3105 | 527.8177 | 4.1095 | 0.1698% | 2453.1178 | 2420.2285 | 2457.2274 | 2424.3381
1591.925 | 33.0979 | 0.91176 | 24.3054 | 0.012136 | 431.1538 | 528.6137 | 4.1178 | 0.418% | 1018.0948 | 984.9969 | 1022.2126 | 989.1147
1592.04 | 33.2703 | 0.91197 | 24.4326 | 0.0052512 | 38.9953 | 529.056 | 4.126 | 0.6953% | 626.6714 | 593.4012 | 630.7975 | 597.5272
1592.155 | 33.4119 | 0.91171 | 24.5397 | 0.0081967 | 30.4469 | 529.278 | 4.1343 | 0.7065% | 618.5964 | 585.1845 | 622.7307 | 589.3188
1592.27 | 33.5233 | 0.9111 | 24.6263 | 0.018337 | 330.7403 | 529.3322 | 4.1426 | 0.4678% | 919.1515 | 885.6282 | 923.2941 | 889.7708
1592.385 | 33.5997 | 0.91008 | 24.6895 | 0.035224 | 1428.6599 | 529.2017 | 4.1509 | 0.2093% | 2017.096 | 1983.4964 | 2021.2469 | 1987.6472
1592.5 | 33.6681 | 0.90946 | 24.745 | 0.044037 | 2434.8153 | 529.256 | 4.1592 | 0.1391% | 3023.4378 | 2989.7697 | 3027.597 | 2993.9289
1592.615 | 33.764 | 0.91019 | 24.8134 | 0.027443 | 1985.504 | 529.94 | 4.1675 | 0.164% | 2574.9591 | 2541.1951 | 2579.1266 | 2545.3626
1592.73 | 33.8391 | 0.91096 | 24.8663 | 0.010719 | 1257.0246 | 530.6383 | 4.1759 | 0.2303% | 1847.2901 | 1813.4509 | 1851.4659 | 1817.6268
1592.845 | 33.8726 | 0.91106 | 24.8922 | 0.0066723 | 686.5562 | 531.0272 | 4.1842 | 0.3365% | 1277.2659 | 1243.3933 | 1281.4501 | 1247.5775
1592.96 | 33.8884 | 0.91102 | 24.9058 | 0.0046907 | 1139.957 | 531.3533 | 4.1926 | 0.247% | 1731.0202 | 1697.1318 | 1735.2128 | 1701.3244
1593.075 | 33.8963 | 0.911 | 24.9135 | 0.0022085 | 4328.8461 | 531.6868 | 4.201 | 0.08597% | 4920.2559 | 4886.3596 | 4924.4569 | 4890.5606
1593.19 | 33.8964 | 0.9109 | 24.9159 | 0.0016376 | 7014.892 | 531.9814 | 4.2094 | 0.05559% | 7606.5982 | 7572.7018 | 7610.8076 | 7576.9112
1593.305 | 33.8891 | 0.91068 | 24.9135 | 0.0038191 | 4317.1349 | 532.2195 | 4.2178 | 0.08652% | 4909.0715 | 4875.1824 | 4913.2893 | 4879.4002
1593.42 | 33.8808 | 0.91046 | 24.9102 | 0.0057818 | 1006.4454 | 532.4635 | 4.2262 | 0.2701% | 1598.6161 | 1564.7354 | 1602.8424 | 1568.9616
1593.535 | 33.878 | 0.91042 | 24.9102 | 0.0040614 | 88.8755 | 532.7863 | 4.2347 | 0.654% | 681.3645 | 647.4865 | 685.5992 | 651.7212
1593.65 | 33.876 | 0.91039 | 24.9108 | 0.0022247 | 2.9755 | 533.1118 | 4.2432 | 0.7551% | 595.7867 | 561.9107 | 600.0298 | 566.1538
1593.765 | 33.8738 | 0.91027 | 24.9116 | 0.0021359 | 0.24521 | 533.3993 | 4.2516 | 0.7599% | 593.3423 | 559.4684 | 597.5939 | 563.7201
1593.88 | 33.8769 | 0.9101 | 24.9165 | 0.0029962 | 6.2047 | 533.6646 | 4.2601 | 0.7531% | 599.5758 | 565.6989 | 603.8359 | 569.959
1593.995 | 33.883 | 0.90973 | 24.9246 | 0.0084131 | 70.2636 | 533.8326 | 4.2687 | 0.6776% | 663.8219 | 629.9389 | 668.0905 | 634.2075
1594.11 | 33.8811 | 0.90889 | 24.9293 | 0.023715 | 301.3967 | 533.7808 | 4.2772 | 0.4967% | 894.9206 | 861.0394 | 899.1977 | 865.3166
1594.225 | 33.8725 | 0.90769 | 24.9309 | 0.045795 | 489.8922 | 533.5583 | 4.2857 | 0.4084% | 1083.2074 | 1049.3349 | 1087.4931 | 1053.6206
1594.34 | 33.8853 | 0.90698 | 24.9458 | 0.057114 | 306.9167 | 533.568 | 4.2943 | 0.4957% | 900.2799 | 866.3946 | 904.5742 | 870.6889
1594.455 | 33.9329 | 0.90724 | 24.9812 | 0.04955 | 132.8001 | 534.0347 | 4.3029 | 0.6211% | 726.7056 | 692.7728 | 731.0085 | 697.0757
1594.57 | 33.9861 | 0.90784 | 25.019 | 0.035606 | 274.454 | 534.6604 | 4.3115 | 0.5163% | 869.0629 | 835.0769 | 873.3744 | 839.3883
1594.685 | 34.0243 | 0.90844 | 25.0459 | 0.020816 | 436.0608 | 535.2828 | 4.3201 | 0.4332% | 1031.3431 | 997.3188 | 1035.6631 | 1001.6389
1594.8 | 34.0276 | 0.90865 | 25.0491 | 0.013186 | 268.2583 | 535.7261 | 4.3287 | 0.5216% | 863.983 | 829.9554 | 868.3117 | 834.2841
1594.915 | 33.9882 | 0.90842 | 25.0231 | 0.014809 | 63.0389 | 535.9598 | 4.3373 | 0.694% | 658.9332 | 624.945 | 663.2705 | 629.2823
1595.03 | 33.9227 | 0.90829 | 24.9774 | 0.014146 | 20.5409 | 536.2409 | 4.346 | 0.7459% | 616.6044 | 582.6816 | 620.9504 | 587.0276
1595.145 | 33.8413 | 0.9084 | 24.9187 | 0.0079894 | 170.2578 | 536.6397 | 4.3547 | 0.5943% | 766.574 | 732.7327 | 770.9287 | 737.0873
1595.26 | 33.7338 | 0.90846 | 24.8411 | 0.0034147 | 729.528 | 537.0081 | 4.3633 | 0.3376% | 1326.0228 | 1292.289 | 1330.3862 | 1296.6524
1595.375 | 33.5922 | 0.9084 | 24.7389 | 0.0021384 | 1185.3379 | 537.3248 | 4.372 | 0.2501% | 1781.9043 | 1748.3121 | 1786.2764 | 1752.6842
1595.49 | 33.4102 | 0.90826 | 24.6073 | 0.0024609 | 729.5256 | 537.6027 | 4.3808 | 0.3389% | 1326.0566 | 1292.6464 | 1330.4374 | 1297.0272
1595.605 | 33.2004 | 0.90806 | 24.4557 | 0.0035551 | 170.0731 | 537.8487 | 4.3895 | 0.5986% | 766.4895 | 733.2891 | 770.879 | 737.6786
1595.72 | 32.986 | 0.90781 | 24.3006 | 0.0046438 | 15.0185 | 538.0779 | 4.3983 | 0.7605% | 611.2955 | 578.3095 | 615.6937 | 582.7078
1595.835 | 32.7795 | 0.9076 | 24.1513 | 0.0055408 | 0.50236 | 538.3195 | 4.407 | 0.7815% | 596.6659 | 563.8863 | 601.0729 | 568.2933
1595.95 | 32.5792 | 0.90724 | 24.0072 | 0.01028 | 0.006365 | 538.491 | 4.4158 | 0.7837% | 596.0012 | 563.4221 | 600.4171 | 567.8379
1596.065 | 32.3786 | 0.90625 | 23.8661 | 0.027175 | 0 | 538.3651 | 4.4246 | 0.7857% | 595.5432 | 563.1646 | 599.9678 | 567.5893
1596.18 | 32.2222 | 0.90519 | 23.7578 | 0.045936 | 0.0012357 | 538.2053 | 4.4334 | 0.7876% | 595.1376 | 562.9154 | 599.5711 | 567.3489
1596.295 | 32.17 | 0.90526 | 23.7206 | 0.042267 | 0.097524 | 538.5805 | 4.4423 | 0.7885% | 595.5161 | 563.3461 | 599.9583 | 567.7884
1596.41 | 32.1876 | 0.90581 | 23.7325 | 0.028728 | 2.9156 | 539.1843 | 4.4511 | 0.7854% | 598.9545 | 566.7669 | 603.4056 | 571.218
1596.525 | 32.2222 | 0.90566 | 23.7605 | 0.029602 | 33.0166 | 539.4564 | 4.46 | 0.7469% | 629.3909 | 597.1687 | 633.8509 | 601.6287
1596.64 | 32.2935 | 0.90525 | 23.8168 | 0.035269 | 142.1932 | 539.6057 | 4.4689 | 0.6325% | 738.8497 | 706.5562 | 743.3186 | 711.025
1596.755 | 32.4383 | 0.90534 | 23.9248 | 0.028373 | 275.4354 | 539.9942 | 4.4778 | 0.5329% | 872.7264 | 840.2881 | 877.2042 | 844.7659
1596.87 | 32.6217 | 0.90531 | 24.062 | 0.023881 | 1516.0915 | 540.3227 | 4.4867 | 0.2156% | 2114.0271 | 2081.4054 | 2118.5138 | 2085.8921
1596.985 | 32.7994 | 0.90467 | 24.1985 | 0.033315 | 16180.0704 | 540.3581 | 4.4956 | 0.02685% | 16778.3644 | 16745.565 | 16782.86 | 16750.0606
1597.1 | 32.9553 | 0.90338 | 24.3227 | 0.05615 | 75867.3862 | 540.0849 | 4.5045 | 0.005893% | 76465.7086 | 76432.7534 | 76470.2132 | 76437.2579
1597.215 | 33.1102 | 0.90208 | 24.4462 | 0.07708 | 151675.1277 | 539.806 | 4.5135 | 0.002965% | 152273.4694 | 152240.3591 | 152277.9829 | 152244.8726
1597.33 | 33.3175 | 0.90236 | 24.5988 | 0.068881 | 139900.2948 | 540.2817 | 4.5225 | 0.00322% | 140499.4641 | 140466.1466 | 140503.9866 | 140470.6691
1597.445 | 33.5009 | 0.90275 | 24.7332 | 0.055473 | 61898.4321 | 540.8127 | 4.5315 | 0.007254% | 62498.4371 | 62464.9362 | 62502.9686 | 62469.4677
1597.56 | 33.6155 | 0.90254 | 24.8206 | 0.04847 | 12682.9092 | 541.0568 | 4.5405 | 0.03427% | 13283.3531 | 13249.7376 | 13287.8936 | 13254.2781
1597.675 | 33.6915 | 0.90231 | 24.8798 | 0.04431 | 1152.4581 | 541.2886 | 4.5495 | 0.2646% | 1753.2647 | 1719.5732 | 1757.8142 | 1724.1227
1597.79 | 33.7267 | 0.9017 | 24.9112 | 0.047692 | 46.9947 | 541.3374 | 4.5586 | 0.7422% | 647.9193 | 614.1926 | 652.4779 | 618.7512
1597.905 | 33.7448 | 0.90127 | 24.929 | 0.049328 | 1.2851 | 541.4721 | 4.5676 | 0.8033% | 602.3816 | 568.6368 | 606.9492 | 573.2044
1598.02 | 33.7309 | 0.90069 | 24.9247 | 0.052515 | 11.4663 | 541.5376 | 4.5767 | 0.7906% | 612.6127 | 578.8818 | 617.1894 | 583.4585
1598.135 | 33.6659 | 0.89953 | 24.8862 | 0.064418 | 129.7746 | 541.3201 | 4.5858 | 0.658% | 730.6108 | 696.9449 | 735.1966 | 701.5307
1598.25 | 33.5698 | 0.89837 | 24.8248 | 0.075634 | 556.6657 | 541.1042 | 4.5949 | 0.409% | 1157.1386 | 1123.5688 | 1161.7336 | 1128.1637
1598.365 | 33.4412 | 0.89712 | 24.7401 | 0.083433 | 904.4741 | 540.8427 | 4.6041 | 0.313% | 1504.4785 | 1471.0373 | 1509.0826 | 1475.6414
1598.48 | 33.3154 | 0.89634 | 24.654 | 0.088838 | 556.6657 | 540.8074 | 4.6132 | 0.4108% | 1156.4277 | 1123.1123 | 1161.0409 | 1127.7255
1598.595 | 33.1382 | 0.89433 | 24.5372 | 0.10978 | 129.7746 | 540.1785 | 4.6224 | 0.6646% | 728.6326 | 695.4944 | 733.255 | 700.1168
1598.71 | 32.9562 | 0.89216 | 24.4184 | 0.13112 | 11.4599 | 539.4774 | 4.6315 | 0.8036% | 609.3352 | 576.379 | 613.9668 | 581.0105
1598.825 | 32.8036 | 0.89059 | 24.3183 | 0.14011 | 0.38333 | 539.1059 | 4.6407 | 0.8216% | 597.6418 | 564.8382 | 602.2825 | 569.479
1598.94 | 32.6744 | 0.8892 | 24.2345 | 0.14457 | 0.0048569 | 539.0413 | 4.6499 | 0.824% | 596.9888 | 564.3144 | 601.6387 | 568.9643
1599.055 | 32.5253 | 0.88661 | 24.1439 | 0.16267 | 3.3569e-11 | 538.8831 | 4.6592 | 0.826% | 596.6016 | 564.0763 | 601.2608 | 568.7354
1599.17 | 32.4124 | 0.88435 | 24.078 | 0.1809 | 4.6392e-11 | 539.3697 | 4.6684 | 0.827% | 596.9253 | 564.5129 | 601.5938 | 569.1813
1599.285 | 32.2767 | 0.88106 | 24.0017 | 0.20838 | 7.3163e-11 | 539.5866 | 4.6777 | 0.8284% | 596.9544 | 564.6777 | 601.6321 | 569.3554
1599.4 | 32.222 | 0.87948 | 23.9734 | 0.22027 | 4.3221e-11 | 540.6873 | 4.687 | 0.8284% | 597.9824 | 565.7604 | 602.6694 | 570.4474
1599.515 | 32.1656 | 0.87737 | 23.9472 | 0.23541 | 3.1963e-11 | 541.532 | 4.6963 | 0.8289% | 598.7576 | 566.592 | 603.4539 | 571.2883
1599.63 | 32.2524 | 0.87851 | 24.0044 | 0.22483 | 3.6626e-12 | 543.9824 | 4.7056 | 0.8269% | 601.3425 | 569.0901 | 606.0481 | 573.7957
1599.745 | 32.2036 | 0.87623 | 23.9856 | 0.24564 | 4.8479e-11 | 544.7171 | 4.7149 | 0.8274% | 602.0281 | 569.8245 | 606.743 | 574.5394
1599.86 | 32.0528 | 0.87181 | 23.9064 | 0.28479 | 0 | 544.3764 | 4.7243 | 0.8296% | 601.4921 | 569.4394 | 606.2164 | 574.1636
1599.975 | 31.8666 | 0.86704 | 23.8032 | 0.32106 | 2.0934e-11 | 543.8211 | 4.7336 | 0.8322% | 600.679 | 568.8124 | 605.4126 | 573.546
1600.09 | 31.5763 | 0.8602 | 23.6372 | 0.37288 | 2.9241e-12 | 542.222 | 4.743 | 0.8364% | 598.6686 | 567.0923 | 603.4116 | 571.8353
1600.205 | 31.4605 | 0.85845 | 23.5641 | 0.38111 | 5.8965e-11 | 543.1914 | 4.7524 | 0.8367% | 599.4556 | 567.9951 | 604.208 | 572.7475
1600.32 | 31.3189 | 0.85682 | 23.4705 | 0.39632 | 0 | 544.2342 | 4.7618 | 0.8369% | 600.2768 | 568.9579 | 605.0386 | 573.7197
1600.435 | 31.5033 | 0.86415 | 23.5556 | 0.35067 | 0 | 549.8364 | 4.7713 | 0.8304% | 606.1101 | 574.6068 | 610.8813 | 579.3781
1600.55 | 31.2515 | 0.86031 | 23.3936 | 0.3839 | 0 | 549.6547 | 4.7807 | 0.8325% | 605.544 | 574.2925 | 610.3248 | 579.0732
1600.665 | 30.6055 | 0.84613 | 23.0117 | 0.49265 | 0 | 544.2126 | 4.7902 | 0.8425% | 599.1686 | 568.5631 | 603.9588 | 573.3533
1600.78 | 30.5353 | 0.84659 | 22.9577 | 0.48574 | 7.7234e-11 | 546.3384 | 4.7997 | 0.8411% | 601.1637 | 570.6284 | 605.9634 | 575.4281
1600.895 | 30.3946 | 0.8449 | 22.8665 | 0.50142 | 2.8498e-11 | 547.3507 | 4.8092 | 0.8414% | 601.9581 | 571.5635 | 606.7672 | 576.3727
1601.01 | 30.4138 | 0.8469 | 22.8668 | 0.48849 | 2.6787e-11 | 550.2298 | 4.8187 | 0.8389% | 604.8459 | 574.4321 | 609.6646 | 579.2508
1601.125 | 30.2157 | 0.84238 | 22.7459 | 0.52935 | 0.00022654 | 549.5745 | 4.8282 | 0.8416% | 603.9081 | 573.6924 | 608.7364 | 578.5207
1601.24 | 29.8185 | 0.83192 | 22.5189 | 0.62612 | 0.01788 | 545.8712 | 4.8378 | 0.8489% | 599.6845 | 569.866 | 604.5223 | 574.7038
1601.355 | 30.3659 | 0.84556 | 22.8343 | 0.52291 | 0.53453 | 554.9183 | 4.8474 | 0.8362% | 610.0215 | 579.6556 | 614.8689 | 584.503
1601.47 | 30.3089 | 0.84301 | 22.8097 | 0.53849 | 6.0532 | 555.3348 | 4.857 | 0.8294% | 615.8881 | 585.5792 | 620.7451 | 590.4361
1601.585 | 29.7485 | 0.82695 | 22.5023 | 0.66046 | 25.965 | 548.6382 | 4.8666 | 0.813% | 628.3415 | 598.593 | 633.208 | 603.4595
1601.7 | 30.1752 | 0.83642 | 22.7598 | 0.58215 | 42.1887 | 555.5817 | 4.8762 | 0.784% | 652.124 | 621.9488 | 657.0002 | 626.825
1601.815 | 30.091 | 0.83283 | 22.7272 | 0.61336 | 26.0051 | 555.5228 | 4.8858 | 0.8066% | 635.7924 | 605.7014 | 640.6782 | 610.5872
1601.93 | 29.6751 | 0.82091 | 22.4991 | 0.70364 | 7.2764 | 550.9405 | 4.8955 | 0.8408% | 611.9156 | 582.2406 | 616.8111 | 587.1361
1602.045 | 29.6283 | 0.81877 | 22.4754 | 0.72749 | 15.1236 | 551.4873 | 4.9052 | 0.8305% | 620.2608 | 590.6325 | 625.166 | 595.5377
1602.16 | 29.4641 | 0.81368 | 22.3867 | 0.78822 | 70.9389 | 550.5188 | 4.9149 | 0.7615% | 674.9105 | 645.4464 | 679.8254 | 650.3613
1602.275 | 30.1267 | 0.83009 | 22.7695 | 0.65514 | 151.0147 | 561.2738 | 4.9246 | 0.6686% | 766.6699 | 736.5432 | 771.5945 | 741.4678
1602.39 | 30.2109 | 0.83188 | 22.8183 | 0.62033 | 151.081 | 563.9334 | 4.9343 | 0.6674% | 769.4958 | 739.2849 | 774.4301 | 744.2192
1602.505 | 29.5848 | 0.81551 | 22.462 | 0.74497 | 74.2434 | 556.7834 | 4.9441 | 0.7548% | 684.6342 | 655.0493 | 689.5782 | 659.9934
1602.62 | 30.2196 | 0.83169 | 22.8265 | 0.61132 | 270.3816 | 567.5298 | 4.9538 | 0.5746% | 892.4005 | 862.1809 | 897.3543 | 867.1347
1602.735 | 30.2856 | 0.83319 | 22.8654 | 0.59018 | 7647.6928 | 570.067 | 4.9636 | 0.06022% | 8272.3343 | 8242.0487 | 8277.2979 | 8247.0123
1602.85 | 29.5906 | 0.81494 | 22.4714 | 0.73787 | 86590.2891 | 561.8169 | 4.9734 | 0.005705% | 87205.7208 | 87176.1302 | 87210.6942 | 87181.1036
1602.965 | 30.2568 | 0.83167 | 22.8565 | 0.60438 | 371427.3455 | 572.9749 | 4.9832 | 0.001339% | 372054.8698 | 372024.613 | 372059.8531 | 372029.5963
1603.08 | 30.39 | 0.83452 | 22.9382 | 0.57022 | 603497.5378 | 576.3158 | 4.9931 | 0.0008265% | 604128.5865 | 604098.1965 | 604133.5795 | 604103.1896
1603.195 | 29.7163 | 0.81634 | 22.5612 | 0.7092 | 371427.345 | 568.0334 | 5.0029 | 0.001345% | 372049.1815 | 372019.4651 | 372054.1844 | 372024.4681
1603.31 | 30.3852 | 0.83268 | 22.951 | 0.57751 | 86590.2489 | 579.0824 | 5.0128 | 0.005749% | 87224.0778 | 87193.6926 | 87229.0906 | 87198.7054
1603.425 | 30.7004 | 0.84031 | 23.1379 | 0.50513 | 7646.4675 | 585.1693 | 5.0227 | 0.06084% | 8286.8205 | 8256.1201 | 8291.8432 | 8261.1428
1603.54 | 30.049 | 0.82345 | 22.7727 | 0.63004 | 255.7708 | 577.5929 | 5.0326 | 0.5868% | 887.6389 | 857.5898 | 892.6715 | 862.6224
1603.655 | 30.4332 | 0.83342 | 22.993 | 0.54598 | 3.3081 | 585.1264 | 5.0425 | 0.8229% | 643.2402 | 612.807 | 648.2828 | 617.8495
1603.77 | 30.9225 | 0.84635 | 23.2699 | 0.42949 | 2.0182 | 594.2499 | 5.0525 | 0.8138% | 651.7363 | 620.8138 | 656.7888 | 625.8663
1603.885 | 30.4111 | 0.83391 | 22.9775 | 0.51996 | 22.9121 | 589.0733 | 5.0624 | 0.7956% | 666.7278 | 636.3168 | 671.7903 | 641.3792
1604 | 30.4081 | 0.83478 | 22.9695 | 0.52175 | 99.929 | 591.4423 | 5.0724 | 0.7087% | 746.1054 | 715.6973 | 751.1778 | 720.7697
1604.115 | 31.1257 | 0.85426 | 23.3664 | 0.37145 | 180.7065 | 604.2969 | 5.0824 | 0.6278% | 840.7213 | 809.5955 | 845.8037 | 814.678
1604.23 | 30.8567 | 0.84836 | 23.204 | 0.40085 | 189.3733 | 602.6811 | 5.0924 | 0.6237% | 847.3642 | 816.5076 | 852.4567 | 821.6
1604.345 | 30.2864 | 0.83482 | 22.8721 | 0.48455 | 170.8179 | 596.7805 | 5.1025 | 0.6444% | 822.0762 | 791.7898 | 827.1787 | 796.8923
1604.46 | 30.8971 | 0.85178 | 23.2118 | 0.35262 | 92.9697 | 608.3949 | 5.1125 | 0.7044% | 756.6779 | 725.7808 | 761.7904 | 730.8933
1604.575 | 31.0149 | 0.85578 | 23.2737 | 0.31513 | 21.2605 | 612.5436 | 5.1226 | 0.7782% | 689.2637 | 658.2488 | 694.3863 | 663.3714
1604.69 | 30.6013 | 0.8457 | 23.0365 | 0.38004 | 1.872 | 608.6343 | 5.1327 | 0.8086% | 665.3698 | 634.7685 | 670.5025 | 639.9012
1604.805 | 31.198 | 0.86137 | 23.3747 | 0.26832 | 0.062584 | 619.6065 | 5.1428 | 0.7984% | 675.3716 | 644.1735 | 680.5144 | 649.3163
1604.92 | 31.6208 | 0.872 | 23.6189 | 0.18648 | 0.00079292 | 627.6662 | 5.1529 | 0.7899% | 683.9652 | 652.3444 | 689.1182 | 657.4974
1605.035 | 31.4002 | 0.86541 | 23.5017 | 0.22352 | 4.2616e-12 | 625.7827 | 5.1631 | 0.7939% | 681.7736 | 650.3733 | 686.9366 | 655.5364
1605.15 | 31.6425 | 0.87046 | 23.6477 | 0.18738 | 0.0013973 | 630.6493 | 5.1732 | 0.7894% | 686.9988 | 655.3563 | 692.1721 | 660.5295
1605.265 | 32.19 | 0.88332 | 23.9676 | 0.099022 | 0.11028 | 640.0207 | 5.1834 | 0.7794% | 697.271 | 665.0809 | 702.4544 | 670.2643
1605.38 | 32.3223 | 0.88563 | 24.0506 | 0.077354 | 3.2984 | 643.2729 | 5.1936 | 0.7733% | 703.9071 | 671.5849 | 709.1008 | 676.7785
1605.495 | 32.2378 | 0.883 | 24.0064 | 0.088655 | 37.446 | 643.6715 | 5.2039 | 0.737% | 738.3334 | 706.0956 | 743.5372 | 711.2995
1605.61 | 32.4065 | 0.88774 | 24.1016 | 0.058247 | 163.4408 | 648.3862 | 5.2141 | 0.623% | 869.2811 | 836.8747 | 874.4952 | 842.0887
1605.725 | 32.5677 | 0.89302 | 24.1877 | 0.026245 | 297.4586 | 653.4099 | 5.2243 | 0.5353% | 1008.5432 | 975.9754 | 1013.7675 | 981.1998
1605.84 | 32.439 | 0.89132 | 24.1042 | 0.038672 | 319.9032 | 654.3326 | 5.2346 | 0.5238% | 1031.709 | 999.27 | 1036.9436 | 1004.5047
1605.955 | 31.947 | 0.88059 | 23.8116 | 0.10853 | 296.9007 | 649.907 | 5.2449 | 0.5398% | 1003.5555 | 971.6085 | 1008.8005 | 976.8534
1606.07 | 31.5141 | 0.87167 | 23.5509 | 0.16749 | 163.0482 | 646.5514 | 5.2552 | 0.63% | 865.7037 | 834.1896 | 870.9589 | 839.4448
1606.185 | 31.6754 | 0.8781 | 23.627 | 0.13086 | 37.3528 | 652.3133 | 5.2656 | 0.7372% | 745.9775 | 714.3021 | 751.243 | 719.5677
1606.3 | 31.6941 | 0.88032 | 23.6257 | 0.12519 | 3.2901 | 655.5295 | 5.2759 | 0.772% | 715.1449 | 683.4508 | 720.4208 | 688.7267
1606.415 | 31.0527 | 0.86479 | 23.254 | 0.23594 | 0.11001 | 648.0973 | 5.2863 | 0.786% | 703.6148 | 672.5621 | 708.9011 | 677.8484
1606.53 | 30.6263 | 0.85447 | 23.0076 | 0.30281 | 0.0013938 | 643.7975 | 5.2967 | 0.793% | 698.59 | 667.9637 | 703.8867 | 673.2604
1606.645 | 30.9681 | 0.8637 | 23.1997 | 0.23838 | 0 | 651.2397 | 5.3071 | 0.7856% | 706.5096 | 675.5415 | 711.8167 | 680.8486
1606.76 | 30.7297 | 0.85686 | 23.0684 | 0.29448 | 1.5454e-05 | 648.8766 | 5.3175 | 0.79% | 703.826 | 673.0963 | 709.1436 | 678.4139
1606.875 | 30.1348 | 0.83983 | 22.7412 | 0.42825 | 0.001236 | 640.3924 | 5.328 | 0.8019% | 694.5377 | 664.4029 | 699.8657 | 669.7309
1606.99 | 30.7528 | 0.85391 | 23.1064 | 0.33771 | 0.037749 | 650.9552 | 5.3384 | 0.7905% | 706.0438 | 675.291 | 711.3823 | 680.6294
1607.105 | 31.4419 | 0.86954 | 23.5137 | 0.22688 | 0.45136 | 662.3677 | 5.3489 | 0.7781% | 718.8711 | 687.4292 | 724.22 | 692.7781
1607.22 | 30.7789 | 0.84979 | 23.1533 | 0.38441 | 2.2065 | 651.9462 | 5.3594 | 0.7898% | 709.3191 | 678.5402 | 714.6785 | 683.8996
1607.335 | 30.0254 | 0.82751 | 22.7431 | 0.56229 | 4.7859 | 640.0391 | 5.3699 | 0.8027% | 698.9834 | 668.9579 | 704.3533 | 674.3278
1607.45 | 30.9197 | 0.84807 | 23.2713 | 0.4025 | 9.2069 | 654.7556 | 5.3805 | 0.7815% | 719.4042 | 688.4844 | 724.7846 | 693.8649
1607.565 | 31.6807 | 0.86587 | 23.7193 | 0.27017 | 191.8102 | 667.6973 | 5.391 | 0.6096% | 916.0436 | 884.3628 | 921.4346 | 889.7538
1607.68 | 30.8341 | 0.84289 | 23.2454 | 0.46838 | 3878.6828 | 655.1308 | 5.4016 | 0.1185% | 4589.2043 | 4558.3703 | 4594.6059 | 4563.7719
1607.795 | 30.0256 | 0.82132 | 22.7897 | 0.63996 | 36248.3224 | 643.4755 | 5.4122 | 0.01466% | 36946.0745 | 36916.0489 | 36951.4867 | 36921.4611
1607.91 | 30.9145 | 0.84364 | 23.3015 | 0.45098 | 143025.0526 | 659.442 | 5.4228 | 0.003773% | 143740.0052 | 143709.0908 | 143745.428 | 143714.5136
1608.025 | 31.4359 | 0.85687 | 23.6042 | 0.35847 | 224718.6059 | 669.692 | 5.4334 | 0.00241% | 225444.5534 | 225413.1174 | 225449.9868 | 225418.5509
1608.14 | 30.4855 | 0.83264 | 23.0654 | 0.5827 | 136516.8893 | 656.2696 | 5.4441 | 0.003968% | 137228.1251 | 137197.6396 | 137233.5692 | 137203.0837
1608.255 | 29.978 | 0.81986 | 22.7743 | 0.68719 | 31668.0709 | 650.033 | 5.4548 | 0.01687% | 32372.3633 | 32342.3852 | 32377.818 | 32347.84
1608.37 | 30.8814 | 0.84323 | 23.2865 | 0.48107 | 2791.21 | 666.7316 | 5.4655 | 0.1569% | 3513.4338 | 3482.5524 | 3518.8993 | 3488.0178
1608.485 | 31.0708 | 0.84839 | 23.3952 | 0.43804 | 93.2974 | 671.8663 | 5.4762 | 0.6933% | 820.9162 | 789.8454 | 826.3924 | 795.3216
1608.6 | 30.1106 | 0.82428 | 22.8499 | 0.65445 | 1.1816 | 658.3869 | 5.4869 | 0.8023% | 714.0077 | 683.8971 | 719.4946 | 689.384
1608.715 | 30.0725 | 0.82424 | 22.8227 | 0.66345 | 7.7897e-13 | 660.2617 | 5.4977 | 0.8031% | 714.6445 | 684.5721 | 720.1422 | 690.0697
1608.83 | 31.0184 | 0.85019 | 23.3466 | 0.42191 | 8.8606e-12 | 678.7184 | 5.5084 | 0.7832% | 734.3555 | 703.3371 | 739.8639 | 708.8456
1608.945 | 30.8583 | 0.84855 | 23.2368 | 0.42536 | 0 | 679.4658 | 5.5192 | 0.784% | 734.8348 | 703.9765 | 740.354 | 709.4957
1609.06 | 29.7146 | 0.82255 | 22.5634 | 0.6695 | 0 | 664.6048 | 5.53 | 0.803% | 718.3749 | 688.6602 | 723.9049 | 694.1903
1609.175 | 29.6633 | 0.82575 | 22.5039 | 0.65904 | 1.1831e-11 | 668.6136 | 5.5409 | 0.8% | 722.2656 | 692.6023 | 727.8064 | 698.1432
1609.29 | 30.5402 | 0.85362 | 22.9663 | 0.40239 | 3.4487e-11 | 688.524 | 5.5517 | 0.7789% | 743.2866 | 712.7464 | 748.8383 | 718.2981
1609.405 | 30.5044 | 0.85777 | 22.9091 | 0.36404 | 6.6577e-11 | 693.0349 | 5.5626 | 0.7756% | 747.6702 | 717.1658 | 753.2328 | 722.7284
1609.52 | 29.2887 | 0.83071 | 22.1819 | 0.6197 | 1.1579e-11 | 677.2312 | 5.5735 | 0.7952% | 730.1522 | 700.8635 | 735.7256 | 706.437
1609.635 | 28.7164 | 0.82048 | 21.8215 | 0.69921 | 5.0655e-11 | 672.4024 | 5.5844 | 0.8026% | 724.4599 | 695.7435 | 730.0443 | 701.3279
1609.75 | 29.5734 | 0.84789 | 22.2787 | 0.43193 | 2.3234e-11 | 692.246 | 5.5953 | 0.7817% | 745.3779 | 715.8045 | 750.9732 | 721.3998
1609.865 | 29.8934 | 0.86002 | 22.4368 | 0.32695 | 0 | 702.0903 | 5.6062 | 0.7725% | 755.6074 | 725.7141 | 761.2137 | 731.3203
1609.98 | 28.8896 | 0.83558 | 21.8467 | 0.56882 | 0 | 687.8214 | 5.6172 | 0.79% | 739.9622 | 711.0726 | 745.5794 | 716.6898
1610.095 | 28.2846 | 0.82095 | 21.4896 | 0.7027 | 4.9799e-13 | 680.0076 | 5.6282 | 0.8006% | 731.3055 | 703.0209 | 736.9337 | 708.6491
1610.21 | 29.1887 | 0.84607 | 22.0012 | 0.45862 | 1.8596e-11 | 698.5649 | 5.6392 | 0.7812% | 751.0595 | 721.8708 | 756.6987 | 727.51
1610.325 | 29.8453 | 0.8631 | 22.3813 | 0.31008 | 3.4909e-11 | 711.7382 | 5.6502 | 0.7684% | 765.138 | 735.2927 | 770.7883 | 740.9429
1610.44 | 29.1237 | 0.84138 | 21.984 | 0.53904 | 1.351e-11 | 699.0301 | 5.6613 | 0.7837% | 751.5182 | 722.3945 | 757.1795 | 728.0558
1610.555 | 28.4781 | 0.82071 | 21.6367 | 0.73502 | 1.6563e-11 | 687.0595 | 5.6723 | 0.7986% | 738.73 | 710.2519 | 744.4023 | 715.9243
1610.67 | 29.4876 | 0.84421 | 22.2396 | 0.48727 | 0 | 704.7779 | 5.6834 | 0.7803% | 757.8365 | 728.3489 | 763.5199 | 734.0323
1610.785 | 30.4225 | 0.86567 | 22.8008 | 0.26602 | 2.3532e-11 | 721.0996 | 5.6945 | 0.7643% | 775.4545 | 745.032 | 781.149 | 750.7265
1610.9 | 29.8669 | 0.8475 | 22.5078 | 0.44598 | 0 | 710.678 | 5.7057 | 0.7768% | 764.3462 | 734.4793 | 770.0518 | 740.185
1611.015 | 29.2212 | 0.82738 | 22.1593 | 0.64676 | 1.5027e-11 | 698.9731 | 5.7168 | 0.7911% | 751.8277 | 722.6065 | 757.5445 | 728.3233
1611.13 | 30.0681 | 0.84762 | 22.658 | 0.4421 | 0 | 714.6462 | 5.728 | 0.7755% | 768.662 | 738.5939 | 774.39 | 744.3219
1611.245 | 30.8764 | 0.86762 | 23.1304 | 0.23657 | 0 | 730.149 | 5.7392 | 0.7608% | 785.2599 | 754.3835 | 790.9991 | 760.1227
1611.36 | 30.4386 | 0.85519 | 22.89 | 0.35648 | 0 | 723.5895 | 5.7504 | 0.7691% | 778.1298 | 747.6912 | 783.8801 | 753.4416
1611.475 | 29.7525 | 0.83648 | 22.506 | 0.54678 | 0 | 712.7812 | 5.7616 | 0.7821% | 766.4229 | 736.6705 | 772.1845 | 742.4321
1611.59 | 30.1924 | 0.84765 | 22.7595 | 0.44144 | 1.8252e-12 | 722.3667 | 5.7728 | 0.7734% | 776.6076 | 746.4152 | 782.3804 | 752.188
1611.705 | 31.0263 | 0.8694 | 23.2353 | 0.22 | 9.5045e-12 | 739.147 | 5.7841 | 0.7576% | 794.498 | 763.4717 | 800.2821 | 769.2558
1611.82 | 31.1649 | 0.87286 | 23.3161 | 0.18325 | 0 | 743.3885 | 5.7954 | 0.7548% | 798.9257 | 767.7608 | 804.7211 | 773.5562
1611.935 | 30.492 | 0.85476 | 22.9373 | 0.36681 | 0 | 732.8193 | 5.8067 | 0.7671% | 787.4702 | 756.9782 | 793.2769 | 762.7849
1612.05 | 29.9924 | 0.84103 | 22.6586 | 0.49763 | 0 | 725.2663 | 5.818 | 0.7765% | 779.2559 | 749.2635 | 785.0739 | 755.0816
1612.165 | 30.6434 | 0.85736 | 23.035 | 0.32459 | 0 | 738.4978 | 5.8294 | 0.7643% | 793.3581 | 762.7148 | 799.1875 | 768.5441
1612.28 | 31.2414 | 0.87209 | 23.3828 | 0.17429 | 3.452 | 750.6029 | 5.8407 | 0.7503% | 809.7256 | 778.4842 | 815.5663 | 784.3249
1612.395 | 30.8585 | 0.86077 | 23.1753 | 0.29298 | 272.4528 | 744.6257 | 5.8521 | 0.5619% | 1072.2661 | 1041.4076 | 1078.1182 | 1047.2597
1612.51 | 30.411 | 0.84737 | 22.9331 | 0.43272 | 8145.2183 | 737.2399 | 5.8635 | 0.06583% | 8937.0823 | 8906.6714 | 8942.9459 | 8912.5349
1612.625 | 30.9779 | 0.86033 | 23.2685 | 0.29866 | 92238.2108 | 748.2371 | 5.875 | 0.006316% | 93041.8534 | 93010.8754 | 93047.7284 | 93016.7504
1612.74 | 31.6658 | 0.87643 | 23.6734 | 0.12782 | 395654.1777 | 761.4204 | 5.8864 | 0.001485% | 396471.9415 | 396440.2757 | 396477.828 | 396446.1621
1612.855 | 31.7355 | 0.87647 | 23.7264 | 0.12778 | 642861.4513 | 763.3808 | 5.8979 | 0.0009163% | 643681.2983 | 643649.5627 | 643687.1961 | 643655.4606
1612.97 | 31.2915 | 0.86342 | 23.4857 | 0.26536 | 395654.1777 | 756.1488 | 5.9094 | 0.001491% | 396466.2324 | 396434.9409 | 396472.1418 | 396440.8503
1613.085 | 31.0098 | 0.85507 | 23.3347 | 0.34646 | 92238.2108 | 752.2152 | 5.9209 | 0.006366% | 93045.972 | 93014.9622 | 93051.8929 | 93020.8831
1613.2 | 31.4636 | 0.86641 | 23.5968 | 0.2315 | 8145.2183 | 762.1511 | 5.9324 | 0.06642% | 8963.5277 | 8932.0641 | 8969.4601 | 8937.9965
1613.315 | 31.8047 | 0.87539 | 23.7895 | 0.1547 | 272.453 | 770.4181 | 5.944 | 0.5567% | 1099.4954 | 1067.6907 | 1105.4394 | 1073.6347
1613.43 | 31.495 | 0.86785 | 23.6104 | 0.24174 | 3.4565 | 767.0011 | 5.9555 | 0.749% | 826.6725 | 795.1775 | 832.6281 | 801.1331
1613.545 | 31.1539 | 0.85969 | 23.4129 | 0.31473 | 0.053454 | 763.1575 | 5.9671 | 0.7574% | 818.9522 | 787.7983 | 824.9194 | 793.7654
1613.66 | 31.4549 | 0.86823 | 23.5803 | 0.21008 | 0.2598 | 771.1927 | 5.9788 | 0.751% | 827.566 | 796.1111 | 833.5447 | 802.0899
1613.775 | 31.8586 | 0.87931 | 23.8077 | 0.08298 | 0.55298 | 781.0285 | 5.9904 | 0.7429% | 838.2101 | 806.3516 | 844.2005 | 812.3419
1613.89 | 31.8884 | 0.88038 | 23.8239 | 0.068106 | 0.55353 | 783.7275 | 6.0021 | 0.7419% | 840.9418 | 809.0534 | 846.9438 | 815.0554
1614.005 | 31.5704 | 0.87204 | 23.6437 | 0.15988 | 0.27769 | 779.6924 | 6.0137 | 0.7474% | 836.216 | 804.6457 | 842.2298 | 810.6594
1614.12 | 31.3133 | 0.86503 | 23.5002 | 0.23663 | 0.26728 | 776.621 | 6.0254 | 0.7518% | 832.8034 | 801.4901 | 838.8288 | 807.5155
1614.235 | 31.5919 | 0.87188 | 23.6627 | 0.15865 | 1.0437 | 783.5093 | 6.0371 | 0.746% | 840.8381 | 809.2462 | 846.8753 | 815.2834
1614.35 | 31.913 | 0.87979 | 23.8496 | 0.066921 | 2.212 | 791.1625 | 6.0489 | 0.7393% | 850.0839 | 818.1708 | 856.1327 | 824.2197
1614.465 | 31.8875 | 0.87876 | 23.8374 | 0.077774 | 2.2115 | 792.3645 | 6.0607 | 0.7397% | 851.2574 | 819.3698 | 857.318 | 825.4305
1614.58 | 31.628 | 0.87194 | 23.6891 | 0.15826 | 1.0388 | 789.3804 | 6.0724 | 0.745% | 846.7664 | 815.1385 | 852.8389 | 821.2109
1614.695 | 31.4897 | 0.86885 | 23.6077 | 0.19456 | 0.21372 | 789.0993 | 6.0842 | 0.7475% | 845.4739 | 813.9841 | 851.5581 | 820.0684
1614.81 | 31.6646 | 0.87465 | 23.701 | 0.12351 | 0.017921 | 795.2717 | 6.0961 | 0.7434% | 851.6534 | 819.9888 | 857.7495 | 826.0849
1614.925 | 31.7649 | 0.8792 | 23.7465 | 0.065915 | 0.00058738 | 800.5397 | 6.1079 | 0.7401% | 856.9968 | 825.2319 | 863.1047 | 831.3398
1615.04 | 31.5586 | 0.8765 | 23.6108 | 0.095643 | 7.349e-06 | 800.5163 | 6.1198 | 0.7417% | 856.6579 | 825.0993 | 862.7777 | 831.219
1615.155 | 31.2429 | 0.87168 | 23.4064 | 0.15189 | 0 | 798.9456 | 6.1317 | 0.7447% | 854.6185 | 823.3757 | 860.7502 | 829.5073
1615.27 | 31.1308 | 0.87283 | 23.3147 | 0.13725 | 0 | 801.7554 | 6.1436 | 0.7437% | 857.2109 | 826.0802 | 863.3545 | 832.2237
1615.385 | 31.1282 | 0.87726 | 23.2846 | 0.082392 | 0 | 806.9664 | 6.1555 | 0.7405% | 862.3388 | 831.2106 | 868.4943 | 837.3661
1615.5 | 31.0207 | 0.87879 | 23.1954 | 0.062037 | 0 | 810.0471 | 6.1675 | 0.7393% | 865.204 | 834.1833 | 871.3714 | 840.3507
1615.615 | 30.7611 | 0.87569 | 23.0218 | 0.097717 | 0 | 809.7124 | 6.1794 | 0.7412% | 864.4687 | 833.7076 | 870.6482 | 839.887
1615.73 | 30.5162 | 0.87236 | 22.8604 | 0.13861 | 4.1601e-11 | 809.2075 | 6.1914 | 0.7432% | 863.5951 | 833.0789 | 869.7865 | 839.2703
1615.845 | 30.4969 | 0.87445 | 22.8331 | 0.11383 | 4.9212e-11 | 812.7235 | 6.2034 | 0.7416% | 867.0417 | 836.5448 | 873.2452 | 842.7483
1615.96 | 30.5609 | 0.87808 | 22.8591 | 0.066435 | 5.6053e-11 | 817.3831 | 6.2155 | 0.7389% | 871.7476 | 841.1867 | 877.9631 | 847.4022
1616.075 | 30.5481 | 0.87885 | 22.8459 | 0.054677 | 5.3021e-11 | 819.9154 | 6.2275 | 0.7381% | 874.2429 | 843.6948 | 880.4705 | 849.9224
1616.19 | 30.4353 | 0.87609 | 22.7796 | 0.089077 | 8.9797e-12 | 819.8101 | 6.2396 | 0.7397% | 873.9901 | 843.5548 | 880.2297 | 849.7945
1616.305 | 30.3421 | 0.87314 | 22.7287 | 0.12603 | 1.2561e-12 | 819.5631 | 6.2517 | 0.7413% | 873.6331 | 843.291 | 879.8848 | 849.5427
1616.42 | 30.4317 | 0.87451 | 22.7875 | 0.11427 | 4.068e-11 | 822.5603 | 6.2639 | 0.7401% | 876.7682 | 846.3365 | 883.0321 | 852.6004
1616.535 | 30.5702 | 0.87659 | 22.8788 | 0.1028 | 2.0851e-11 | 826.0904 | 6.276 | 0.7384% | 880.5188 | 849.9486 | 886.7948 | 856.2246
1616.65 | 30.644 | 0.8763 | 22.9368 | 0.11535 | 4.7766e-11 | 827.8289 | 6.2882 | 0.7383% | 882.4014 | 851.7573 | 888.6895 | 858.0455
1616.765 | 30.6753 | 0.87446 | 22.9733 | 0.13051 | 3.9008e-11 | 828.3979 | 6.3004 | 0.7392% | 883.0515 | 852.3762 | 889.3519 | 858.6765
1616.88 | 30.7289 | 0.87306 | 23.0236 | 0.13788 | 0 | 829.2977 | 6.3126 | 0.7398% | 884.0611 | 853.3322 | 890.3737 | 859.6448
1616.995 | 30.9154 | 0.87515 | 23.1507 | 0.099064 | 3.5642e-12 | 832.8582 | 6.3248 | 0.738% | 887.8985 | 856.9831 | 894.2233 | 863.3079
1617.11 | 31.1101 | 0.87731 | 23.2831 | 0.0602 | 0 | 836.4686 | 6.3371 | 0.7363% | 891.7994 | 860.6893 | 898.1364 | 867.0263
1617.225 | 31.2304 | 0.8773 | 23.3736 | 0.055182 | 0 | 838.4289 | 6.3493 | 0.736% | 893.9654 | 862.735 | 900.3148 | 869.0844
1617.34 | 31.3112 | 0.87619 | 23.4415 | 0.06833 | 5.331e-11 | 839.5435 | 6.3616 | 0.7364% | 895.2406 | 863.9294 | 901.6022 | 870.2911
1617.455 | 31.4103 | 0.87566 | 23.5197 | 0.075596 | 1.2627e-11 | 841.1071 | 6.374 | 0.7364% | 896.9884 | 865.5781 | 903.3624 | 871.9521
1617.57 | 31.5486 | 0.87633 | 23.6203 | 0.065708 | 0 | 843.5923 | 6.3863 | 0.7356% | 899.7033 | 868.1546 | 906.0896 | 874.5409
1617.685 | 31.6709 | 0.87676 | 23.7102 | 0.055841 | 2.9058e-12 | 845.8905 | 6.3987 | 0.735% | 902.2042 | 870.5333 | 908.6028 | 876.9319
1617.8 | 31.7668 | 0.87681 | 23.7827 | 0.050984 | 0 | 847.9025 | 6.411 | 0.7347% | 904.3798 | 872.613 | 910.7909 | 879.0241
1617.915 | 31.8387 | 0.87678 | 23.8378 | 0.050584 | 0 | 849.8472 | 6.4235 | 0.7344% | 906.451 | 874.6123 | 912.8745 | 881.0358
1618.03 | 31.8532 | 0.87583 | 23.8551 | 0.063858 | 0 | 851.0803 | 6.4359 | 0.7348% | 907.7283 | 875.8751 | 914.1642 | 882.311
1618.145 | 31.8496 | 0.87499 | 23.8583 | 0.072663 | 0 | 852.394 | 6.4483 | 0.7351% | 909.0495 | 877.2 | 915.4979 | 883.6483
1618.26 | 31.8877 | 0.87582 | 23.8833 | 0.057916 | 6.4195e-12 | 855.0183 | 6.4608 | 0.7343% | 911.723 | 879.8353 | 918.1839 | 886.2961
1618.375 | 31.9362 | 0.87733 | 23.9123 | 0.036097 | 8.4633e-11 | 858.1727 | 6.4733 | 0.7331% | 914.9346 | 882.9984 | 921.4079 | 889.4717
1618.49 | 31.9092 | 0.87704 | 23.8948 | 0.04232 | 5.841e-11 | 859.9143 | 6.4858 | 0.7331% | 916.6377 | 884.7285 | 923.1235 | 891.2143
1618.605 | 31.8047 | 0.87473 | 23.8308 | 0.084632 | 2.4843e-11 | 860.0656 | 6.4984 | 0.7344% | 916.6603 | 884.8557 | 923.1587 | 891.3541
1618.72 | 31.727 | 0.87306 | 23.7833 | 0.12447 | 2.6556e-11 | 860.7266 | 6.5109 | 0.7353% | 917.2345 | 885.5075 | 923.7454 | 892.0184
1618.835 | 31.744 | 0.87379 | 23.7924 | 0.11673 | 0.55913 | 863.2737 | 6.5235 | 0.7341% | 920.3598 | 888.6158 | 926.8833 | 895.1393
1618.95 | 31.7872 | 0.87505 | 23.818 | 0.078551 | 44.5147 | 866.247 | 6.5361 | 0.6987% | 967.3206 | 935.5333 | 973.8567 | 942.0695
1619.065 | 31.7895 | 0.87522 | 23.8196 | 0.058931 | 1349.7155 | 868.3517 | 6.5488 | 0.292% | 2274.6104 | 2242.8209 | 2281.1592 | 2249.3697
1619.18 | 31.7689 | 0.87529 | 23.8047 | 0.053266 | 15849.7487 | 870.3797 | 6.5614 | 0.03918% | 16776.6304 | 16744.8616 | 16783.1919 | 16751.423
1619.295 | 31.7337 | 0.8759 | 23.7761 | 0.042148 | 74388.6928 | 872.8466 | 6.5741 | 0.008732% | 75317.9672 | 75286.2335 | 75324.5413 | 75292.8076
1619.41 | 31.6639 | 0.87649 | 23.7217 | 0.029387 | 148327.8105 | 875.293 | 6.5868 | 0.004414% | 149259.3951 | 149227.7311 | 149265.9819 | 149234.3179
1619.525 | 31.5358 | 0.87631 | 23.6276 | 0.028869 | 135914.3883 | 877.1242 | 6.5995 | 0.004824% | 136847.5811 | 136816.0453 | 136854.1807 | 136822.6449
1619.64 | 31.3707 | 0.87582 | 23.5075 | 0.034778 | 59161.1543 | 878.7085 | 6.6123 | 0.01101% | 60095.6516 | 60064.2809 | 60102.2639 | 60070.8932
1619.755 | 31.2015 | 0.87578 | 23.382 | 0.033736 | 11636.3867 | 880.6532 | 6.625 | 0.05283% | 12572.5328 | 12541.3314 | 12579.1579 | 12547.9564
1619.87 | 31.038 | 0.87614 | 23.2587 | 0.026323 | 957.0262 | 882.9235 | 6.6378 | 0.3561% | 1895.1489 | 1864.1109 | 1901.7868 | 1870.7488
1619.985 | 30.8699 | 0.87601 | 23.1344 | 0.025886 | 31.2567 | 884.7998 | 6.6506 | 0.7074% | 970.9627 | 940.0928 | 977.6133 | 946.7434
1620.1 | 30.7076 | 0.87535 | 23.0171 | 0.033324 | 0.39435 | 886.2426 | 6.6635 | 0.7318% | 941.2703 | 910.5627 | 947.9338 | 917.2262
1620.215 | 30.5887 | 0.87533 | 22.9291 | 0.03109 | 0.00012173 | 888.2083 | 6.6763 | 0.732% | 942.6327 | 912.044 | 949.309 | 918.7203
1620.33 | 30.5066 | 0.87579 | 22.8665 | 0.021142 | 0.001061 | 890.5575 | 6.6892 | 0.7316% | 944.8285 | 914.3219 | 951.5177 | 921.0111
1620.445 | 30.4268 | 0.87529 | 22.8101 | 0.025475 | 0.039546 | 892.1349 | 6.7021 | 0.7318% | 946.3121 | 915.8853 | 953.0142 | 922.5874
1620.56 | 30.3782 | 0.87412 | 22.7805 | 0.041557 | 0.682 | 893.1581 | 6.715 | 0.7319% | 947.9145 | 917.5363 | 954.6295 | 924.2513
1620.675 | 30.4151 | 0.87394 | 22.8102 | 0.04343 | 5.588 | 894.9907 | 6.728 | 0.7279% | 954.7213 | 924.3062 | 961.4493 | 931.0342
1620.79 | 30.5267 | 0.87487 | 22.8902 | 0.027232 | 20.827 | 897.7314 | 6.741 | 0.7153% | 972.8774 | 942.3507 | 979.6184 | 949.0917
1620.905 | 30.6479 | 0.87532 | 22.9799 | 0.017727 | 35.6015 | 900.0833 | 6.754 | 0.7039% | 990.2056 | 959.5577 | 996.9596 | 966.3117
1621.02 | 30.7456 | 0.87459 | 23.0577 | 0.028057 | 38.1751 | 901.4654 | 6.767 | 0.7023% | 994.3464 | 963.6009 | 1001.1134 | 970.3678
1621.135 | 30.844 | 0.87365 | 23.1372 | 0.04228 | 36.0943 | 902.6725 | 6.78 | 0.7042% | 993.6638 | 962.8199 | 1000.4439 | 969.5999
1621.25 | 30.96 | 0.87354 | 23.2258 | 0.040777 | 19.9502 | 904.5596 | 6.7931 | 0.7161% | 979.6099 | 948.6499 | 986.403 | 955.443
1621.365 | 31.0616 | 0.87383 | 23.3015 | 0.032339 | 4.5755 | 906.7837 | 6.8062 | 0.7275% | 966.6285 | 935.5669 | 973.4346 | 942.3731
1621.48 | 31.1288 | 0.87378 | 23.3532 | 0.031407 | 0.40312 | 908.7234 | 6.8193 | 0.7306% | 964.5138 | 933.385 | 971.3331 | 940.2043
1621.595 | 31.1784 | 0.87346 | 23.3931 | 0.036243 | 0.015389 | 910.4384 | 6.8324 | 0.7309% | 965.935 | 934.7566 | 972.7674 | 941.589
1621.71 | 31.229 | 0.87327 | 23.4331 | 0.038101 | 0.058474 | 912.2671 | 6.8456 | 0.7308% | 967.899 | 936.67 | 974.7446 | 943.5156
1621.825 | 31.2923 | 0.87363 | 23.4799 | 0.028553 | 0.69545 | 914.5537 | 6.8588 | 0.7299% | 970.9235 | 939.6312 | 977.7823 | 946.4899
1621.94 | 31.348 | 0.87399 | 23.5209 | 0.018037 | 3.3871 | 916.8391 | 6.872 | 0.7275% | 975.9871 | 944.6391 | 982.8591 | 951.5111
1622.055 | 31.3793 | 0.87371 | 23.5469 | 0.018335 | 7.3133 | 918.5852 | 6.8852 | 0.7245% | 981.7168 | 950.3375 | 988.602 | 957.2227
1622.17 | 31.4044 | 0.87313 | 23.5697 | 0.024661 | 8.003 | 920.0805 | 6.8984 | 0.7242% | 983.9554 | 952.551 | 990.8539 | 959.4494
1622.285 | 31.4462 | 0.87283 | 23.6036 | 0.026683 | 6.1116 | 921.8154 | 6.9117 | 0.7257% | 983.8762 | 952.4301 | 990.788 | 959.3418
1622.4 | 31.509 | 0.8729 | 23.6515 | 0.023707 | 5.5623 | 923.8578 | 6.925 | 0.7259% | 985.4772 | 953.9682 | 992.4023 | 960.8932
1622.515 | 31.5899 | 0.87321 | 23.7117 | 0.018711 | 4.6404 | 926.1125 | 6.9383 | 0.7263% | 986.9465 | 955.3566 | 993.8849 | 962.295
1622.63 | 31.6682 | 0.87318 | 23.7718 | 0.018287 | 3.0426 | 928.0667 | 6.9517 | 0.7273% | 987.4407 | 955.7725 | 994.3924 | 962.7242
1622.745 | 31.7348 | 0.8726 | 23.8258 | 0.024387 | 11.14 | 929.5603 | 6.9651 | 0.7215% | 997.1578 | 965.423 | 1004.1229 | 972.3881
1622.86 | 31.8109 | 0.87233 | 23.8854 | 0.024766 | 47.0557 | 931.3155 | 6.9785 | 0.6957% | 1034.9646 | 1003.1537 | 1041.9431 | 1010.1322
1622.975 | 31.8974 | 0.8726 | 23.95 | 0.017598 | 160.6111 | 933.5407 | 6.9919 | 0.6248% | 1150.8894 | 1118.992 | 1157.8813 | 1125.9839
1623.09 | 31.9654 | 0.87271 | 24.0017 | 0.014002 | 2675.556 | 935.6165 | 7.0053 | 0.1927% | 3668.0264 | 3636.0609 | 3675.0317 | 3643.0662
1623.205 | 32.0048 | 0.8724 | 24.0338 | 0.017286 | 31578.9165 | 937.3447 | 7.0188 | 0.02157% | 32573.1895 | 32541.1847 | 32580.2083 | 32548.2035
1623.32 | 32.0334 | 0.87213 | 24.0578 | 0.020038 | 155681.8282 | 939.0991 | 7.0323 | 0.004489% | 156677.9107 | 156645.8773 | 156684.943 | 156652.9096
1623.435 | 32.0529 | 0.87186 | 24.075 | 0.019991 | 339897.5215 | 940.8494 | 7.0458 | 0.002067% | 340895.3906 | 340863.3377 | 340902.4364 | 340870.3835
1623.55 | 32.0496 | 0.87122 | 24.0769 | 0.024476 | 350463.3367 | 942.2907 | 7.0593 | 0.002009% | 351462.6497 | 351430.6 | 351469.709 | 351437.6593
1623.665 | 32.0265 | 0.87046 | 24.0646 | 0.03272 | 168649.1355 | 943.6177 | 7.0729 | 0.00417% | 169649.7474 | 169617.721 | 169656.8203 | 169624.7939
1623.78 | 31.9764 | 0.86949 | 24.0333 | 0.043981 | 35162.4102 | 944.7646 | 7.0865 | 0.01961% | 36164.0981 | 36132.1216 | 36171.1845 | 36139.2081
1623.895 | 31.9261 | 0.86903 | 23.9992 | 0.047105 | 2966.0984 | 946.3493 | 7.1001 | 0.1803% | 3969.289 | 3937.363 | 3976.3891 | 3944.463
1624.01 | 31.8923 | 0.86951 | 23.9721 | 0.037848 | 97.4564 | 948.7559 | 7.1137 | 0.6642% | 1102.984 | 1071.0918 | 1110.0977 | 1078.2055
1624.125 | 31.8434 | 0.86992 | 23.934 | 0.03021 | 1.4474 | 951.1027 | 7.1274 | 0.7292% | 1009.2277 | 977.3843 | 1016.3551 | 984.5117
1624.24 | 31.7847 | 0.87024 | 23.8893 | 0.024768 | 6.765 | 953.368 | 7.141 | 0.725% | 1016.702 | 984.9174 | 1023.8431 | 992.0584
1624.355 | 31.7333 | 0.87077 | 23.8491 | 0.01856 | 76.6097 | 955.8227 | 7.1547 | 0.6768% | 1088.9041 | 1057.1708 | 1096.0588 | 1064.3255
1624.47 | 31.6807 | 0.87107 | 23.8092 | 0.016208 | 328.6289 | 958.0773 | 7.1685 | 0.5466% | 1343.0834 | 1311.4027 | 1350.2519 | 1318.5711
1624.585 | 31.6222 | 0.87089 | 23.7672 | 0.022474 | 534.014 | 959.913 | 7.1822 | 0.473% | 1550.2098 | 1518.5876 | 1557.392 | 1525.7698
1624.7 | 31.5706 | 0.87059 | 23.731 | 0.028911 | 328.7552 | 961.6422 | 7.196 | 0.5472% | 1346.5985 | 1315.0279 | 1353.7945 | 1322.2239
1624.815 | 31.5427 | 0.87061 | 23.7111 | 0.022777 | 76.834 | 963.6533 | 7.2098 | 0.6769% | 1096.6345 | 1065.0918 | 1103.8443 | 1072.3016
1624.93 | 31.5318 | 0.87069 | 23.7036 | 0.014609 | 10.8722 | 965.7108 | 7.2236 | 0.7215% | 1032.7036 | 1001.1718 | 1039.9272 | 1008.3954
1625.045 | 31.5284 | 0.87044 | 23.7034 | 0.016476 | 46.5026 | 967.4847 | 7.2375 | 0.6969% | 1070.1061 | 1038.5776 | 1077.3436 | 1045.8151
1625.16 | 31.5294 | 0.86985 | 23.7081 | 0.024119 | 198.4965 | 968.9508 | 7.2513 | 0.6083% | 1223.5789 | 1192.0494 | 1230.8302 | 1199.3008
1625.275 | 31.5412 | 0.86923 | 23.7211 | 0.028602 | 322.5137 | 970.3925 | 7.2652 | 0.5514% | 1349.0664 | 1317.5252 | 1356.3317 | 1324.7905
1625.39 | 31.5713 | 0.86894 | 23.7463 | 0.028532 | 198.4936 | 972.1282 | 7.2792 | 0.609% | 1226.837 | 1195.2657 | 1234.1162 | 1202.5448
1625.505 | 31.6032 | 0.86875 | 23.7723 | 0.028105 | 46.2745 | 973.9475 | 7.2931 | 0.698% | 1076.4943 | 1044.8911 | 1083.7874 | 1052.1843
1625.62 | 31.6221 | 0.86841 | 23.7894 | 0.03061 | 4.0863 | 975.6378 | 7.3071 | 0.7275% | 1036.0347 | 1004.4125 | 1043.3417 | 1011.7196
1625.735 | 31.6249 | 0.86789 | 23.7954 | 0.035739 | 0.13669 | 977.1619 | 7.3211 | 0.7306% | 1033.6225 | 1001.9976 | 1040.9436 | 1009.3187
1625.85 | 31.5932 | 0.86671 | 23.7794 | 0.050214 | 0.0017318 | 978.0865 | 7.3351 | 0.7315% | 1034.3778 | 1002.7845 | 1041.7129 | 1010.1196
1625.965 | 31.5519 | 0.86543 | 23.7566 | 0.066938 | 0 | 978.9214 | 7.3492 | 0.7323% | 1035.1624 | 1003.6104 | 1042.5115 | 1010.9596
1626.08 | 31.5653 | 0.86566 | 23.7661 | 0.063149 | 0 | 981.122 | 7.3632 | 0.7321% | 1037.3822 | 1005.8169 | 1044.7455 | 1013.1802
1626.195 | 31.6154 | 0.86685 | 23.7982 | 0.043414 | 0 | 984.196 | 7.3773 | 0.7312% | 1040.5198 | 1008.9044 | 1047.8972 | 1016.2817
1626.31 | 31.6623 | 0.86785 | 23.8292 | 0.024388 | 0 | 987.0977 | 7.3914 | 0.7305% | 1043.4815 | 1011.8192 | 1050.8729 | 1019.2106
1626.425 | 31.6805 | 0.86792 | 23.8437 | 0.018341 | 0.0081049 | 989.153 | 7.4056 | 0.7304% | 1045.5716 | 1013.8911 | 1052.9772 | 1021.2967
1626.54 | 31.6856 | 0.86754 | 23.8506 | 0.020146 | 0.64777 | 990.8058 | 7.4198 | 0.7302% | 1047.8775 | 1016.1919 | 1055.2973 | 1023.6116
1626.655 | 31.7181 | 0.86789 | 23.8743 | 0.014395 | 19.7626 | 993.1185 | 7.434 | 0.7164% | 1069.3557 | 1037.6376 | 1076.7897 | 1045.0716
1626.77 | 31.7566 | 0.8683 | 23.9022 | 0.0076987 | 235.6598 | 995.4976 | 7.4482 | 0.593% | 1287.6922 | 1255.9356 | 1295.1404 | 1263.3838
1626.885 | 31.7802 | 0.86813 | 23.922 | 0.0076139 | 1145.2122 | 997.333 | 7.4624 | 0.3443% | 2199.1231 | 2167.3429 | 2206.5856 | 2174.8053
1627 | 31.778 | 0.86708 | 23.927 | 0.017385 | 2437.0561 | 998.3628 | 7.4767 | 0.2161% | 3492.0084 | 3460.2304 | 3499.4851 | 3467.7071
1627.115 | 31.7412 | 0.86502 | 23.9118 | 0.037866 | 2436.2944 | 998.4581 | 7.491 | 0.2165% | 3491.3084 | 3459.5672 | 3498.7994 | 3467.0582
1627.23 | 31.7253 | 0.86353 | 23.9092 | 0.051892 | 1144.2773 | 999.0735 | 7.5053 | 0.3462% | 2199.9007 | 2168.1754 | 2207.406 | 2175.6807
1627.345 | 31.7868 | 0.86422 | 23.9525 | 0.043409 | 235.4053 | 1001.7072 | 7.5197 | 0.5959% | 1293.7594 | 1261.9726 | 1301.2791 | 1269.4923
1627.46 | 31.8663 | 0.86557 | 24.0057 | 0.027327 | 20.1112 | 1004.9543 | 7.534 | 0.7176% | 1081.8304 | 1049.964 | 1089.3644 | 1057.4981
1627.575 | 31.9074 | 0.86607 | 24.0348 | 0.019511 | 12.023 | 1007.4211 | 7.5484 | 0.7228% | 1076.2718 | 1044.3645 | 1083.8203 | 1051.9129
1627.69 | 31.9306 | 0.86632 | 24.052 | 0.015798 | 135.6742 | 1009.6403 | 7.5629 | 0.6463% | 1202.1792 | 1170.2486 | 1209.742 | 1177.8115
1627.805 | 31.9308 | 0.86611 | 24.0547 | 0.019893 | 659.4084 | 1011.3395 | 7.5773 | 0.4469% | 1727.6195 | 1695.6887 | 1735.1968 | 1703.266
1627.92 | 31.8696 | 0.86432 | 24.0202 | 0.04898 | 1403.7216 | 1011.0418 | 7.5918 | 0.3112% | 2471.5666 | 2439.697 | 2479.1584 | 2447.2888
1628.035 | 31.7622 | 0.86132 | 23.9583 | 0.098866 | 1403.872 | 1008.2911 | 7.6063 | 0.3121% | 2468.8437 | 2437.0815 | 2476.45 | 2444.6878
1628.15 | 31.7262 | 0.86021 | 23.9387 | 0.11631 | 659.5929 | 1005.7193 | 7.6208 | 0.4509% | 1721.9537 | 1690.2274 | 1729.5744 | 1697.8482
1628.265 | 31.7941 | 0.86184 | 23.9804 | 0.083011 | 135.7173 | 1004.8557 | 7.6353 | 0.6551% | 1197.2924 | 1165.4983 | 1204.9278 | 1173.1336
1628.38 | 31.8546 | 0.86332 | 24.0176 | 0.049522 | 11.3808 | 1003.6615 | 7.6499 | 0.7356% | 1071.8274 | 1039.9728 | 1079.4774 | 1047.6228
1628.495 | 31.8435 | 0.86302 | 24.0119 | 0.046526 | 0.37303 | 1000.7981 | 7.6645 | 0.747% | 1057.936 | 1026.0926 | 1065.6006 | 1033.7571
1628.61 | 31.7877 | 0.86176 | 23.9783 | 0.059308 | 0.0046673 | 997.0377 | 7.6792 | 0.7514% | 1053.7294 | 1021.9417 | 1061.4086 | 1029.6209
1628.725 | 31.7673 | 0.86181 | 23.9639 | 0.055556 | 4.0909e-11 | 994.4913 | 7.6938 | 0.7548% | 1051.1399 | 1019.3726 | 1058.8337 | 1027.0664
1628.84 | 31.7956 | 0.86355 | 23.9765 | 0.031404 | 0 | 993.5026 | 7.7085 | 0.7569% | 1050.1696 | 1018.374 | 1057.8781 | 1026.0825
1628.955 | 31.7911 | 0.86472 | 23.9674 | 0.014602 | 8.6421e-11 | 991.9794 | 7.7232 | 0.7595% | 1048.6172 | 1016.8261 | 1056.3404 | 1024.5493
1629.07 | 31.7311 | 0.86463 | 23.9236 | 0.012942 | 1.5437e-12 | 989.3023 | 7.7379 | 0.763% | 1045.8346 | 1014.1035 | 1053.5725 | 1021.8414
1629.185 | 31.6412 | 0.86387 | 23.8609 | 0.01988 | 0 | 986.0064 | 7.7527 | 0.767% | 1042.3922 | 1010.751 | 1050.1448 | 1018.5037
1629.3 | 31.5427 | 0.86291 | 23.7928 | 0.029296 | 0 | 982.534 | 7.7675 | 0.7712% | 1038.7616 | 1007.2189 | 1046.5291 | 1014.9864
1629.415 | 31.4796 | 0.86286 | 23.7465 | 0.027851 | 0 | 979.8875 | 7.7823 | 0.7747% | 1036.0042 | 1004.5247 | 1043.7865 | 1012.3069
1629.53 | 31.4516 | 0.86359 | 23.7226 | 0.017462 | 0 | 977.9574 | 7.7971 | 0.7777% | 1034.0126 | 1002.561 | 1041.8097 | 1010.3581
1629.645 | 31.4195 | 0.86399 | 23.6973 | 0.011201 | 0.071847 | 975.7194 | 7.8119 | 0.7809% | 1031.7832 | 1000.3637 | 1039.5951 | 1008.1756
1629.76 | 31.38 | 0.86395 | 23.6688 | 0.0099107 | 5.6705 | 973.0844 | 7.8268 | 0.7801% | 1034.6776 | 1003.2975 | 1042.5044 | 1011.1244
1629.875 | 31.3467 | 0.8638 | 23.6455 | 0.010054 | 169.525 | 970.3399 | 7.8417 | 0.6735% | 1195.731 | 1164.3843 | 1203.5727 | 1172.226
1629.99 | 31.3253 | 0.86353 | 23.6319 | 0.011543 | 1919.7379 | 967.4956 | 7.8567 | 0.2698% | 2943.0657 | 2911.7404 | 2950.9224 | 2919.5971
1630.105 | 31.3194 | 0.8631 | 23.6308 | 0.015301 | 8234.6818 | 964.5114 | 7.8716 | 0.08534% | 9255.0218 | 9223.7024 | 9262.8935 | 9231.5741
1630.22 | 31.2852 | 0.86146 | 23.616 | 0.03758 | 13379.764 | 960.4519 | 7.8866 | 0.0549% | 14396.0161 | 14364.7309 | 14403.9027 | 14372.6175
1630.335 | 31.1365 | 0.85649 | 23.5366 | 0.11379 | 8234.6818 | 953.4358 | 7.9017 | 0.08577% | 9243.7611 | 9212.6246 | 9251.6627 | 9220.5262
1630.45 | 30.9338 | 0.85 | 23.4273 | 0.22192 | 1919.7379 | 945.0771 | 7.9167 | 0.274% | 2920.2481 | 2889.3143 | 2928.1648 | 2897.231
1630.565 | 30.905 | 0.8482 | 23.4182 | 0.25921 | 169.525 | 940.8899 | 7.9318 | 0.6989% | 1165.8456 | 1134.9406 | 1173.7774 | 1142.8723
1630.68 | 31.0874 | 0.85218 | 23.5298 | 0.19362 | 5.6705 | 941.8308 | 7.9469 | 0.8175% | 1003.1643 | 972.0769 | 1011.1112 | 980.0238
1630.795 | 31.3117 | 0.85759 | 23.6644 | 0.095871 | 0.071847 | 944.0245 | 7.962 | 0.8219% | 1000.0259 | 968.7143 | 1007.9879 | 976.6762
1630.91 | 31.4346 | 0.86069 | 23.7385 | 0.038714 | 0.019475 | 944.1631 | 7.9771 | 0.8234% | 1000.2551 | 968.8205 | 1008.2322 | 976.7976
1631.025 | 31.4519 | 0.8612 | 23.7492 | 0.025886 | 1.5564 | 942.006 | 7.9923 | 0.8255% | 999.6505 | 968.1987 | 1007.6428 | 976.191
1631.14 | 31.442 | 0.86107 | 23.7435 | 0.024247 | 47.9931 | 939.2879 | 8.0075 | 0.7913% | 1043.3518 | 1011.9098 | 1051.3593 | 1019.9173
1631.255 | 31.4289 | 0.86085 | 23.7359 | 0.024382 | 606.5661 | 936.4996 | 8.0227 | 0.5118% | 1599.1157 | 1567.6868 | 1607.1384 | 1575.7095
1631.37 | 31.3969 | 0.86004 | 23.7171 | 0.031654 | 3960.3172 | 933.1911 | 8.038 | 0.1634% | 4949.5139 | 4918.117 | 4957.5519 | 4926.155
1631.485 | 31.3842 | 0.85968 | 23.7104 | 0.035134 | 19555.8805 | 930.2735 | 8.0533 | 0.03926% | 20542.1434 | 20510.7592 | 20550.1967 | 20518.8125
1631.6 | 31.4065 | 0.86028 | 23.725 | 0.030192 | 64642.734 | 928.1904 | 8.0686 | 0.0123% | 65626.9465 | 65595.54 | 65635.015 | 65603.6086
1631.715 | 31.4327 | 0.86107 | 23.7418 | 0.022094 | 98283.7112 | 926.2639 | 8.0839 | 0.008146% | 99266.0328 | 99234.6001 | 99274.1167 | 99242.684
1631.83 | 31.4252 | 0.86103 | 23.7376 | 0.018527 | 59366.151 | 923.6265 | 8.0993 | 0.01343% | 60345.8199 | 60314.3947 | 60353.9192 | 60322.494
1631.945 | 31.367 | 0.85973 | 23.702 | 0.029957 | 13755.7834 | 919.9025 | 8.1147 | 0.0552% | 14731.6446 | 14700.2776 | 14739.7592 | 14708.3922
1632.06 | 31.3087 | 0.85852 | 23.6657 | 0.046129 | 1212.0987 | 916.2616 | 8.1301 | 0.3776% | 2184.2394 | 2152.9307 | 2192.3694 | 2161.0608
1632.175 | 31.3021 | 0.85879 | 23.6601 | 0.054151 | 40.5116 | 913.8838 | 8.1455 | 0.8321% | 1010.2705 | 978.9684 | 1018.416 | 987.114
1632.29 | 31.2681 | 0.85837 | 23.6379 | 0.090827 | 0.51305 | 910.9267 | 8.161 | 0.8719% | 967.2949 | 936.0268 | 975.4559 | 944.1878
1632.405 | 31.1954 | 0.85697 | 23.5918 | 0.13979 | 1.1364e-12 | 907.1349 | 8.1765 | 0.8776% | 962.9189 | 931.7235 | 971.0954 | 939.9
1632.52 | 31.1511 | 0.85648 | 23.5617 | 0.13105 | 1.5775e-11 | 904.1207 | 8.192 | 0.8821% | 959.8211 | 928.67 | 968.0131 | 936.862
1632.635 | 31.0844 | 0.85576 | 23.5169 | 0.11417 | 3.745e-11 | 900.9183 | 8.2076 | 0.8869% | 956.4895 | 925.4051 | 964.697 | 933.6127
1632.75 | 30.8974 | 0.85243 | 23.399 | 0.15922 | 2.0902e-11 | 895.5217 | 8.2231 | 0.8939% | 950.8297 | 919.9324 | 959.0529 | 928.1555
1632.865 | 30.6227 | 0.84726 | 23.2267 | 0.23682 | 3.2722e-11 | 888.5924 | 8.2387 | 0.9025% | 943.5259 | 912.9032 | 951.7646 | 921.142
1632.98 | 30.4602 | 0.8454 | 23.1166 | 0.26024 | 0 | 884.4438 | 8.2544 | 0.9084% | 939.1262 | 908.666 | 947.3806 | 916.9204
1633.095 | 30.4573 | 0.84794 | 23.0978 | 0.21416 | 0 | 883.9758 | 8.27 | 0.9107% | 938.5929 | 908.1357 | 946.8629 | 916.4057
1633.21 | 30.5413 | 0.85264 | 23.1315 | 0.13357 | 0 | 885.2964 | 8.2857 | 0.9111% | 939.9554 | 909.4141 | 948.2411 | 917.6998
1633.325 | 30.6031 | 0.85629 | 23.1561 | 0.066373 | 0 | 885.7307 | 8.3014 | 0.9124% | 940.4126 | 909.8095 | 948.714 | 918.1109
1633.44 | 30.5658 | 0.85658 | 23.1266 | 0.047295 | 5.1991e-11 | 883.3759 | 8.3172 | 0.9166% | 937.9722 | 907.4064 | 946.2893 | 915.7235
1633.555 | 30.4967 | 0.85519 | 23.0829 | 0.05657 | 0.12389 | 879.6193 | 8.3329 | 0.9221% | 934.2346 | 903.7379 | 942.5675 | 912.0708
1633.67 | 30.4883 | 0.85485 | 23.0791 | 0.059218 | 9.902 | 876.7308 | 8.3487 | 0.9168% | 941.1143 | 910.6259 | 949.463 | 918.9747
1633.785 | 30.5305 | 0.85554 | 23.1079 | 0.05278 | 302.1005 | 874.689 | 8.3646 | 0.6966% | 1231.3362 | 1200.8056 | 1239.7007 | 1209.1702
1633.9 | 30.6013 | 0.85674 | 23.1558 | 0.039614 | 3602.5907 | 873.0628 | 8.3804 | 0.1862% | 4530.307 | 4499.7056 | 4538.6874 | 4508.0861
1634.015 | 30.6755 | 0.85774 | 23.2075 | 0.025965 | 17509.0386 | 871.2686 | 8.3963 | 0.04562% | 18435.0739 | 18404.3984 | 18443.4702 | 18412.7947
1634.13 | 30.7244 | 0.8577 | 23.2456 | 0.023626 | 37267.0707 | 868.6251 | 8.4122 | 0.02204% | 38190.547 | 38159.8226 | 38198.9592 | 38168.2348
1634.245 | 30.7508 | 0.85668 | 23.2718 | 0.034975 | 37264.2994 | 865.1873 | 8.4281 | 0.02209% | 38184.4009 | 38153.6501 | 38192.8291 | 38162.0783
1634.36 | 30.786 | 0.85556 | 23.3055 | 0.046363 | 17505.6372 | 861.6673 | 8.4441 | 0.04591% | 18422.2979 | 18391.5119 | 18430.742 | 18399.956
1634.475 | 30.8622 | 0.8554 | 23.3652 | 0.043326 | 3602.2001 | 858.9254 | 8.4601 | 0.1886% | 4516.2517 | 4485.3894 | 4524.7118 | 4493.8495
1634.59 | 30.9807 | 0.85645 | 23.4502 | 0.02742 | 346.1439 | 857.152 | 8.4761 | 0.6904% | 1258.6106 | 1227.63 | 1267.0867 | 1236.1061
1634.705 | 31.0612 | 0.85666 | 23.5108 | 0.02658 | 1356.4081 | 854.7151 | 8.4922 | 0.3799% | 2266.5785 | 2235.5173 | 2275.0707 | 2244.0094
1634.82 | 31.0664 | 0.85526 | 23.5232 | 0.056609 | 16060.0763 | 850.9857 | 8.5082 | 0.05024% | 16966.5635 | 16935.4971 | 16975.0717 | 16944.0053
1634.935 | 31.0637 | 0.85422 | 23.5278 | 0.090455 | 78081.7863 | 847.5444 | 8.5243 | 0.0108% | 78984.8669 | 78953.8032 | 78993.3912 | 78962.3275
1635.05 | 31.0952 | 0.85459 | 23.5508 | 0.092537 | 166300.5868 | 845.2206 | 8.5405 | 0.005109% | 167201.4005 | 167170.3053 | 167209.9409 | 167178.8458
1635.165 | 31.0104 | 0.85227 | 23.5048 | 0.12328 | 166421.6802 | 840.7804 | 8.5566 | 0.005115% | 167317.9514 | 167286.941 | 167326.508 | 167295.4976
1635.28 | 30.5274 | 0.83974 | 23.2268 | 0.32852 | 78230.4383 | 828.2842 | 8.5728 | 0.01084% | 79113.645 | 79083.1176 | 79122.2178 | 79091.6904
1635.395 | 29.9698 | 0.82532 | 22.9044 | 0.56857 | 16101.5026 | 814.308 | 8.589 | 0.0507% | 16970.0786 | 16940.1089 | 16978.6676 | 16948.6979
1635.51 | 30.1466 | 0.8301 | 23.0051 | 0.47574 | 1356.6306 | 815.4878 | 8.6053 | 0.3918% | 2226.5759 | 2196.4293 | 2235.1812 | 2205.0346
1635.625 | 30.7161 | 0.84539 | 23.3317 | 0.20379 | 198.3827 | 824.9178 | 8.6215 | 0.8229% | 1078.3975 | 1047.6814 | 1087.019 | 1056.3029
1635.74 | 30.9889 | 0.85335 | 23.4843 | 0.059894 | 1813.0955 | 828.5583 | 8.6378 | 0.324% | 2697.0402 | 2666.0513 | 2705.678 | 2674.6891
1635.855 | 30.9651 | 0.85419 | 23.4603 | 0.038701 | 8800.686 | 826.6064 | 8.6542 | 0.08967% | 9682.6106 | 9651.6455 | 9691.2648 | 9660.2997
1635.97 | 30.834 | 0.8531 | 23.3678 | 0.050669 | 18733.5647 | 823.1491 | 8.6705 | 0.04428% | 19611.8194 | 19580.9854 | 19620.4899 | 19589.6559
1636.085 | 30.696 | 0.85254 | 23.2673 | 0.056154 | 18737.9653 | 820.1051 | 8.6869 | 0.04436% | 19612.9424 | 19582.2464 | 19621.6293 | 19590.9333
1636.2 | 30.5978 | 0.85352 | 23.1885 | 0.041422 | 8804.986 | 818.2337 | 8.7033 | 0.09021% | 9677.9009 | 9647.3031 | 9686.6042 | 9656.0065
1636.315 | 30.5046 | 0.85479 | 23.112 | 0.022622 | 1811.85 | 816.5913 | 8.7197 | 0.3287% | 2682.9353 | 2652.4308 | 2691.6551 | 2661.1505
1636.43 | 30.3635 | 0.85453 | 23.0078 | 0.025643 | 151.9432 | 813.7816 | 8.7362 | 0.8828% | 1019.9762 | 989.6128 | 1028.7125 | 998.349
1636.545 | 30.1552 | 0.85197 | 22.8662 | 0.060994 | 5.0193 | 809.2148 | 8.7527 | 1.044% | 868.1686 | 838.0134 | 876.9213 | 846.7661
1636.66 | 29.9756 | 0.84952 | 22.7453 | 0.092846 | 0.50446 | 804.7356 | 8.7692 | 1.058% | 858.9034 | 828.9278 | 867.6726 | 837.697
1636.775 | 29.9581 | 0.85072 | 22.725 | 0.074687 | 1.8978 | 803.0227 | 8.7858 | 1.06% | 858.5291 | 828.571 | 867.3149 | 837.3568
1636.89 | 30.0035 | 0.85308 | 22.746 | 0.040867 | 3.1205 | 802.1886 | 8.8024 | 1.062% | 858.9526 | 828.9491 | 867.755 | 837.7515
1637.005 | 30.0098 | 0.85402 | 22.7464 | 0.023801 | 2.3388 | 800.2741 | 8.819 | 1.067% | 856.2469 | 826.2371 | 865.0659 | 835.0561
1637.12 | 29.9871 | 0.85378 | 22.7311 | 0.02381 | 2.3392 | 797.4755 | 8.8356 | 1.073% | 853.4105 | 823.4234 | 862.2461 | 832.259
1637.235 | 29.9704 | 0.85326 | 22.7221 | 0.030266 | 3.1213 | 794.4636 | 8.8523 | 1.078% | 851.161 | 821.1906 | 860.0133 | 830.0429
1637.35 | 29.9335 | 0.85186 | 22.7032 | 0.051497 | 1.8983 | 790.8029 | 8.869 | 1.086% | 846.2413 | 816.3078 | 855.1103 | 825.1768
1637.465 | 29.6696 | 0.84463 | 22.5503 | 0.1737 | 0.44227 | 782.8042 | 8.8857 | 1.101% | 836.4847 | 806.8151 | 845.3704 | 815.7008
1637.58 | 28.8194 | 0.82251 | 22.0531 | 0.54616 | 0.039053 | 763.7324 | 8.9025 | 1.131% | 816.0126 | 787.1932 | 824.9151 | 796.0957
1637.695 | 27.9549 | 0.80092 | 21.5426 | 0.90557 | 0.0013063 | 745.0878 | 8.9193 | 1.161% | 796.2931 | 768.3382 | 805.2123 | 777.2574
1637.81 | 28.2632 | 0.81172 | 21.7047 | 0.72629 | 1.6551e-05 | 750.5565 | 8.9361 | 1.155% | 802.0625 | 773.7992 | 810.9986 | 782.7353
1637.925 | 29.0483 | 0.83621 | 22.1376 | 0.31507 | 0 | 766.1252 | 8.9529 | 1.134% | 818.4624 | 789.4141 | 827.4154 | 798.3671
1638.04 | 29.3603 | 0.8486 | 22.2934 | 0.10061 | 1.4553e-11 | 772.668 | 8.9698 | 1.127% | 825.2708 | 795.9106 | 834.2406 | 804.8804
1638.155 | 29.2956 | 0.85106 | 22.229 | 0.05479 | 0 | 771.8545 | 8.9867 | 1.13% | 824.2849 | 794.9893 | 833.2717 | 803.976
1638.27 | 29.1568 | 0.85106 | 22.1243 | 0.050228 | 0.65137 | 769.2322 | 9.0037 | 1.136% | 822.066 | 792.9092 | 831.0697 | 801.9128
1638.385 | 29.0525 | 0.85102 | 22.0464 | 0.044444 | 51.4092 | 766.582 | 9.0206 | 1.073% | 869.9855 | 840.933 | 879.0061 | 849.9536
1638.5 | 28.9442 | 0.84993 | 21.9712 | 0.056642 | 1536.9245 | 763.1784 | 9.0376 | 0.3891% | 2351.925 | 2322.9807 | 2360.9626 | 2332.0183
1638.615 | 28.872 | 0.84917 | 21.9217 | 0.066542 | 17404.4653 | 760.0052 | 9.0546 | 0.04979% | 18216.1799 | 18187.3079 | 18225.2345 | 18196.3625
1638.73 | 28.8824 | 0.85003 | 21.9261 | 0.052179 | 74656.1468 | 757.9964 | 9.0717 | 0.01203% | 75465.8539 | 75436.9715 | 75474.9256 | 75446.0432
1638.845 | 28.8713 | 0.84921 | 21.9236 | 0.063902 | 121301.7872 | 754.7925 | 9.0888 | 0.007445% | 122108.2877 | 122079.4164 | 122117.3765 | 122088.5051
1638.96 | 28.8488 | 0.84689 | 21.9202 | 0.098549 | 74656.1468 | 750.5199 | 9.1059 | 0.01207% | 75458.3811 | 75429.5323 | 75467.487 | 75438.6382
1639.075 | 28.9277 | 0.84668 | 21.9813 | 0.10114 | 17404.4653 | 747.7485 | 9.123 | 0.05019% | 18204.0706 | 18175.1429 | 18213.1936 | 18184.2659
1639.19 | 29.0302 | 0.84673 | 22.0597 | 0.10559 | 1536.9245 | 745.1688 | 9.1402 | 0.3965% | 2334.1355 | 2305.1053 | 2343.2757 | 2314.2455
1639.305 | 29.0938 | 0.84556 | 22.1162 | 0.1557 | 51.4092 | 741.7287 | 9.1574 | 1.122% | 845.3493 | 816.2554 | 854.5066 | 825.4128
1639.42 | 29.1459 | 0.84426 | 22.1647 | 0.2527 | 0.65137 | 738.207 | 9.1746 | 1.204% | 791.2658 | 762.1199 | 800.4404 | 771.2945
1639.535 | 29.1504 | 0.84214 | 22.1822 | 0.32777 | 0 | 734.1096 | 9.1919 | 1.214% | 786.6121 | 757.4617 | 795.804 | 766.6535
1639.65 | 29.1933 | 0.84193 | 22.2165 | 0.2597 | 0 | 731.3499 | 9.2092 | 1.22% | 783.8614 | 754.6681 | 793.0705 | 763.8772
1639.765 | 29.3051 | 0.84463 | 22.2855 | 0.1393 | 0 | 730.6049 | 9.2265 | 1.224% | 783.1795 | 753.8744 | 792.406 | 763.1008
1639.88 | 29.3533 | 0.84615 | 22.3137 | 0.092926 | 3.7838e-13 | 729.0393 | 9.2438 | 1.229% | 781.6454 | 752.2921 | 790.8892 | 761.5359
1639.995 | 29.2447 | 0.84352 | 22.248 | 0.13573 | 0 | 724.6153 | 9.2612 | 1.238% | 777.0873 | 747.8426 | 786.3485 | 757.1038
1640.11 | 28.8264 | 0.83258 | 22.001 | 0.32598 | 2.1906e-11 | 714.4427 | 9.2786 | 1.258% | 766.4286 | 737.6022 | 775.7072 | 746.8808
1640.225 | 27.7006 | 0.80251 | 21.3414 | 0.83822 | 4.6708e-11 | 691.0418 | 9.296 | 1.302% | 741.7245 | 714.0239 | 751.0206 | 723.3199
1640.34 | 26.797 | 0.77856 | 20.811 | 1.2364 | 9.5184e-13 | 671.8725 | 9.3135 | 1.341% | 721.4955 | 694.6986 | 730.809 | 704.0121
1640.455 | 27.5754 | 0.80039 | 21.2623 | 0.85879 | 0 | 684.3743 | 9.331 | 1.319% | 734.8712 | 707.2958 | 744.2022 | 716.6268
1640.57 | 28.7168 | 0.83213 | 21.9254 | 0.31522 | 0 | 703.6648 | 9.3485 | 1.286% | 755.4543 | 726.7375 | 764.8029 | 736.086
1640.685 | 29.0522 | 0.84193 | 22.1179 | 0.138 | 0 | 707.8088 | 9.3661 | 1.281% | 759.9588 | 730.9066 | 769.3249 | 740.2727
1640.8 | 29.0104 | 0.84149 | 22.0899 | 0.1347 | 4.3394e-12 | 704.9095 | 9.3837 | 1.289% | 756.986 | 727.9756 | 766.3697 | 737.3593
1640.915 | 29.0477 | 0.84327 | 22.1077 | 0.10527 | 0.29889 | 703.4784 | 9.4013 | 1.293% | 755.8813 | 726.8335 | 765.2826 | 736.2348
1641.03 | 29.0049 | 0.84272 | 22.0789 | 0.10738 | 23.5896 | 700.5026 | 9.419 | 1.261% | 776.1261 | 747.1212 | 785.545 | 756.5402
1641.145 | 28.8993 | 0.84031 | 22.0142 | 0.13942 | 705.2314 | 696.2764 | 9.4366 | 0.6625% | 1453.401 | 1424.5017 | 1462.8377 | 1433.9384
1641.26 | 28.9755 | 0.84285 | 22.0566 | 0.10818 | 7986.1925 | 695.3279 | 9.4543 | 0.1086% | 8733.5035 | 8704.528 | 8742.9579 | 8713.9824
1641.375 | 29.0487 | 0.84516 | 22.0984 | 0.07785 | 34256.632 | 694.2308 | 9.4721 | 0.02708% | 35002.9329 | 34973.8842 | 35012.405 | 34983.3563
1641.49 | 28.9382 | 0.84203 | 22.0347 | 0.12323 | 55660.3958 | 689.5637 | 9.4899 | 0.01683% | 56401.8976 | 56372.9595 | 56411.3875 | 56382.4493
1641.605 | 28.8492 | 0.83909 | 21.9867 | 0.16921 | 34256.632 | 685.0068 | 9.5077 | 0.02719% | 34993.4829 | 34964.6337 | 35002.9906 | 34974.1414
1641.72 | 28.9567 | 0.84125 | 22.056 | 0.14038 | 7986.1925 | 683.7893 | 9.5255 | 0.1096% | 8721.9762 | 8693.0194 | 8731.5017 | 8702.5449
1641.835 | 28.9776 | 0.84069 | 22.0767 | 0.13558 | 705.2314 | 680.8169 | 9.5434 | 0.6773% | 1438.0789 | 1409.1013 | 1447.6223 | 1418.6446
1641.95 | 28.9309 | 0.83796 | 22.0594 | 0.16154 | 23.5896 | 676.4207 | 9.5613 | 1.322% | 752.0001 | 723.0692 | 761.5613 | 732.6304
1642.065 | 29.0927 | 0.84076 | 22.1652 | 0.12432 | 0.29889 | 675.6012 | 9.5792 | 1.37% | 728.1231 | 699.0304 | 737.7023 | 708.6096
1642.18 | 29.1983 | 0.84181 | 22.239 | 0.12051 | 0 | 673.6674 | 9.5971 | 1.377% | 726.0671 | 696.8688 | 735.6642 | 706.4659
1642.295 | 29.1459 | 0.83836 | 22.2209 | 0.17325 | 0 | 668.8437 | 9.6151 | 1.389% | 721.2221 | 692.0763 | 730.8373 | 701.6914
1642.41 | 29.2229 | 0.83847 | 22.2795 | 0.16062 | 0 | 666.2804 | 9.6331 | 1.397% | 718.7819 | 689.559 | 728.4151 | 699.1921
1642.525 | 29.3734 | 0.84067 | 22.3818 | 0.12544 | 0 | 665.0513 | 9.6512 | 1.402% | 717.7726 | 688.3992 | 727.4238 | 698.0504
1642.64 | 29.0823 | 0.83095 | 22.2262 | 0.28923 | 0 | 656.283 | 9.6693 | 1.423% | 708.7117 | 679.6294 | 718.381 | 689.2987
1642.755 | 27.973 | 0.7994 | 21.5928 | 0.82913 | 3.9665e-12 | 633.6756 | 9.6874 | 1.475% | 684.87 | 656.897 | 694.5574 | 666.5843
1642.87 | 26.8822 | 0.76878 | 20.9688 | 1.3741 | 0 | 611.698 | 9.7055 | 1.529% | 661.6918 | 634.8096 | 671.3973 | 644.5151
1642.985 | 27.2092 | 0.77663 | 21.167 | 1.2328 | 5.0366e-11 | 614.137 | 9.7237 | 1.526% | 664.5226 | 637.3135 | 674.2464 | 647.0372
1643.1 | 28.4351 | 0.80904 | 21.8823 | 0.64513 | 7.6557e-11 | 632.0411 | 9.7419 | 1.486% | 683.8126 | 655.3775 | 693.5545 | 665.1194
1643.215 | 29.278 | 0.83186 | 22.3697 | 0.24685 | 3.0779e-11 | 643.7792 | 9.7602 | 1.463% | 696.5056 | 667.2276 | 706.2657 | 676.9878
1643.33 | 29.5277 | 0.8393 | 22.5109 | 0.11951 | 0 | 645.8098 | 9.7784 | 1.461% | 698.8072 | 669.2795 | 708.5856 | 679.0579
1643.445 | 29.4521 | 0.8382 | 22.4625 | 0.12396 | 0 | 642.5189 | 9.7967 | 1.471% | 695.3956 | 665.9435 | 705.1923 | 675.7403
1643.56 | 29.3298 | 0.83585 | 22.3864 | 0.15009 | 0.0028923 | 638.4482 | 9.8151 | 1.483% | 691.1532 | 661.8234 | 700.9683 | 671.6385
1643.675 | 29.4044 | 0.83871 | 22.4251 | 0.11206 | 1.4757 | 637.5569 | 9.8334 | 1.484% | 691.8128 | 662.4084 | 701.6462 | 672.2418
1643.79 | 29.4379 | 0.84024 | 22.4404 | 0.091136 | 105.2793 | 635.8742 | 9.8518 | 1.289% | 793.9632 | 764.5253 | 803.815 | 774.3771
1643.905 | 29.3333 | 0.83803 | 22.3748 | 0.11593 | 3020.6776 | 631.9121 | 9.8702 | 0.2685% | 3705.2518 | 3675.9185 | 3715.122 | 3685.7887
1644.02 | 29.3133 | 0.83842 | 22.3584 | 0.10511 | 33663.1506 | 629.5063 | 9.8887 | 0.02882% | 34345.2722 | 34315.9588 | 34355.1608 | 34325.8475
1644.135 | 29.3724 | 0.84118 | 22.3877 | 0.06678 | 143514.2599 | 628.5265 | 9.9072 | 0.006872% | 144195.4544 | 144166.082 | 144205.3616 | 144175.9892
1644.25 | 29.2985 | 0.84026 | 22.3384 | 0.076739 | 232647.2682 | 625.3509 | 9.9257 | 0.004255% | 233325.1731 | 233295.8746 | 233335.0988 | 233305.8003
1644.365 | 29.1829 | 0.83801 | 22.2653 | 0.10304 | 143302.8683 | 621.3691 | 9.9443 | 0.006908% | 143976.6267 | 143947.4438 | 143986.5709 | 143957.388
1644.48 | 29.2513 | 0.8404 | 22.303 | 0.071768 | 36319.1058 | 620.1466 | 9.9628 | 0.02695% | 36991.7189 | 36962.4676 | 37001.6817 | 36972.4304
1644.595 | 29.3309 | 0.84246 | 22.3507 | 0.045725 | 17416.5417 | 618.7302 | 9.9815 | 0.05527% | 18087.8417 | 18058.5108 | 18097.8231 | 18068.4923
1644.71 | 29.2974 | 0.84081 | 22.3352 | 0.065762 | 30852.928 | 615.1253 | 10.0001 | 0.03176% | 31520.5925 | 31491.295 | 31530.5926 | 31501.2952
1644.825 | 29.2965 | 0.83962 | 22.3429 | 0.078725 | 30690.948 | 611.782 | 10.0188 | 0.03198% | 31355.2877 | 31325.9912 | 31365.3065 | 31336.01
1644.94 | 29.3962 | 0.841 | 22.4119 | 0.068802 | 14393.4207 | 609.9413 | 10.0375 | 0.0668% | 15056.0798 | 15026.6837 | 15066.1173 | 15036.7212
1645.055 | 29.4207 | 0.84035 | 22.4355 | 0.11124 | 2958.5954 | 606.9331 | 10.0563 | 0.2802% | 3618.3363 | 3588.9156 | 3628.3925 | 3598.9718
1645.17 | 29.3402 | 0.83696 | 22.3952 | 0.20416 | 247.986 | 602.3283 | 10.075 | 1.153% | 903.0908 | 873.7506 | 913.1658 | 883.8256
1645.285 | 28.9597 | 0.8256 | 22.1762 | 0.43325 | 8.1268 | 593.0429 | 10.0938 | 1.616% | 653.5644 | 624.6047 | 663.6582 | 634.6985
1645.4 | 27.4123 | 0.78288 | 21.2666 | 1.2485 | 0.10167 | 565.4358 | 10.1127 | 1.717% | 616.2478 | 588.8355 | 626.3605 | 598.9482
1645.515 | 25.9231 | 0.74152 | 20.3963 | 2.0458 | 6.3941e-11 | 538.7328 | 10.1316 | 1.803% | 587.8394 | 561.9164 | 597.971 | 572.0479
1645.63 | 27.0231 | 0.76937 | 21.0638 | 1.5179 | 0 | 552.4801 | 10.1505 | 1.763% | 602.8543 | 575.8312 | 613.0048 | 585.9817
1645.745 | 28.8854 | 0.81754 | 22.1781 | 0.57037 | 0 | 577.899 | 10.1694 | 1.691% | 630.3504 | 601.465 | 640.5198 | 611.6344
1645.86 | 29.6639 | 0.83676 | 22.6476 | 0.1994 | 0 | 586.3652 | 10.1884 | 1.67% | 639.7129 | 610.049 | 649.9013 | 620.2374
1645.975 | 29.8147 | 0.83938 | 22.7456 | 0.1608 | 2.0696e-11 | 585.2348 | 10.2074 | 1.676% | 638.7953 | 608.9806 | 649.0027 | 619.188
1646.09 | 29.8362 | 0.8389 | 22.7658 | 0.13488 | 2.0847e-11 | 582.3215 | 10.2264 | 1.687% | 635.8972 | 606.061 | 646.1236 | 616.2875
1646.205 | 29.8473 | 0.83855 | 22.7774 | 0.10633 | 1.3737e-11 | 579.4848 | 10.2455 | 1.699% | 633.0543 | 603.2071 | 643.2998 | 613.4525
1646.32 | 29.899 | 0.83962 | 22.8114 | 0.09011 | 2.2984e-11 | 577.4226 | 10.2646 | 1.707% | 631.0627 | 601.1637 | 641.3273 | 611.4283
1646.435 | 29.9322 | 0.84032 | 22.8336 | 0.081872 | 0 | 575.162 | 10.2837 | 1.717% | 628.85 | 598.9178 | 639.1337 | 609.2015
1646.55 | 29.8903 | 0.839 | 22.8109 | 0.081659 | 0 | 571.7985 | 10.3029 | 1.73% | 625.4203 | 595.5301 | 635.7232 | 605.833
1646.665 | 29.8512 | 0.83768 | 22.7904 | 0.081319 | 1.5011e-11 | 568.4259 | 10.3221 | 1.743% | 621.9865 | 592.1353 | 632.3086 | 602.4574
1646.78 | 29.9109 | 0.83891 | 22.8291 | 0.064184 | 2.8262e-11 | 566.4406 | 10.3413 | 1.752% | 620.0836 | 590.1727 | 630.4249 | 600.5141
1646.895 | 29.9532 | 0.83963 | 22.8575 | 0.059245 | 0 | 564.1865 | 10.3606 | 1.762% | 617.896 | 587.9428 | 628.2566 | 598.3034
1647.01 | 29.8839 | 0.8374 | 22.8197 | 0.0842 | 0.20008 | 560.3467 | 10.3799 | 1.777% | 614.172 | 584.2881 | 624.5519 | 594.668
1647.125 | 29.8199 | 0.83538 | 22.7849 | 0.10146 | 15.9924 | 556.6158 | 10.3992 | 1.744% | 626.1498 | 596.3299 | 636.549 | 606.7292
1647.24 | 29.8926 | 0.83709 | 22.8303 | 0.074136 | 487.9776 | 554.8729 | 10.4186 | 0.9768% | 1096.4846 | 1066.592 | 1106.9032 | 1077.0106
1647.355 | 29.9142 | 0.83741 | 22.8447 | 0.071274 | 5821.5517 | 552.4071 | 10.438 | 0.1632% | 6427.6264 | 6397.7122 | 6438.0644 | 6408.1502
1647.47 | 29.7985 | 0.83407 | 22.7778 | 0.12159 | 28351.101 | 548.0054 | 10.4574 | 0.03616% | 28952.6383 | 28922.8397 | 28963.0957 | 28933.2972
1647.585 | 29.7384 | 0.8323 | 22.7438 | 0.1543 | 61538.6098 | 544.4277 | 10.4769 | 0.01687% | 62136.5063 | 62106.7679 | 62146.9831 | 62117.2448
1647.7 | 29.7977 | 0.83379 | 22.7803 | 0.13793 | 74074.9384 | 542.5639 | 10.4964 | 0.01406% | 74671.052 | 74641.2543 | 74681.5484 | 74651.7507
1647.815 | 29.7377 | 0.83214 | 22.747 | 0.15362 | 86986.1417 | 539.0768 | 10.5159 | 0.01201% | 87578.689 | 87548.9513 | 87589.2049 | 87559.4672
1647.93 | 29.4814 | 0.82547 | 22.5971 | 0.26701 | 101010.8746 | 532.9964 | 10.5355 | 0.01037% | 101597.042 | 101567.5606 | 101607.5775 | 101578.0961
1648.045 | 28.9109 | 0.81104 | 22.2607 | 0.56294 | 59057.6163 | 522.9324 | 10.5551 | 0.01771% | 59633.0942 | 59604.1833 | 59643.6493 | 59614.7384
1648.16 | 27.7603 | 0.78188 | 21.5811 | 1.1047 | 13669.6761 | 505.2696 | 10.5747 | 0.07448% | 14226.1736 | 14198.4133 | 14236.7483 | 14208.988
1648.275 | 27.1064 | 0.7662 | 21.1871 | 1.3579 | 1205.8996 | 494.5574 | 10.5944 | 0.6146% | 1750.8746 | 1723.7682 | 1761.469 | 1734.3625
1648.39 | 27.9119 | 0.78932 | 21.6446 | 0.92008 | 40.3299 | 503.8685 | 10.6141 | 1.87% | 595.4643 | 567.5525 | 606.0784 | 578.1665
1648.505 | 28.9251 | 0.818 | 22.2244 | 0.4137 | 0.51099 | 515.9952 | 10.6338 | 1.969% | 568.8873 | 539.9622 | 579.5212 | 550.596
1648.62 | 29.3248 | 0.83026 | 22.4479 | 0.1925 | 7.0919e-12 | 519.6215 | 10.6536 | 1.962% | 572.417 | 543.0922 | 583.0706 | 553.7457
1648.735 | 29.2883 | 0.83052 | 22.4197 | 0.16619 | 1.7502e-12 | 517.1359 | 10.6734 | 1.975% | 569.8405 | 540.5523 | 580.5139 | 551.2256
1648.85 | 29.1322 | 0.82702 | 22.3242 | 0.21041 | 5.2057e-11 | 512.7546 | 10.6932 | 1.995% | 565.2485 | 536.1163 | 575.9417 | 546.8095
1648.965 | 29.1934 | 0.82888 | 22.3585 | 0.19139 | 6.2554e-11 | 511.0255 | 10.7131 | 2.005% | 563.5977 | 534.4043 | 574.3107 | 545.1174
1649.08 | 29.2924 | 0.83148 | 22.4174 | 0.16666 | 4.5692e-11 | 509.6772 | 10.733 | 2.013% | 562.3851 | 533.0928 | 573.1181 | 543.8257
1649.195 | 29.1651 | 0.82778 | 22.3454 | 0.22242 | 0 | 505.2355 | 10.7529 | 2.034% | 557.7962 | 528.6311 | 568.5491 | 539.384
1649.31 | 29.044 | 0.82391 | 22.2793 | 0.27514 | 0 | 500.6999 | 10.7729 | 2.056% | 553.1223 | 524.0783 | 563.8952 | 534.8512
1649.425 | 29.2149 | 0.82735 | 22.3873 | 0.2322 | 0 | 499.7235 | 10.7929 | 2.063% | 552.3853 | 523.1704 | 563.1782 | 533.9633
1649.54 | 29.3911 | 0.83041 | 22.502 | 0.20085 | 6.1968e-11 | 498.5742 | 10.8129 | 2.071% | 551.4986 | 522.1075 | 562.3115 | 532.9205
1649.655 | 29.3736 | 0.82793 | 22.5067 | 0.2254 | 1.5022 | 494.7507 | 10.833 | 2.084% | 549.1864 | 519.8129 | 560.0194 | 530.6459
1649.77 | 29.4073 | 0.82672 | 22.543 | 0.21476 | 118.5598 | 491.5172 | 10.8531 | 1.713% | 663.0687 | 633.6614 | 673.9218 | 644.5146
1649.885 | 29.6481 | 0.83143 | 22.6978 | 0.12599 | 3544.4502 | 491.0995 | 10.8733 | 0.2679% | 4088.853 | 4059.2049 | 4099.7263 | 4070.0782
1650 | 29.7821 | 0.83407 | 22.783 | 0.081544 | 40138.1196 | 489.7069 | 10.8934 | 0.0268% | 40681.3072 | 40651.5251 | 40692.2006 | 40662.4185
1650.115 | 29.6568 | 0.8306 | 22.7098 | 0.13531 | 172171.7556 | 485.4397 | 10.9136 | 0.00632% | 172710.5278 | 172680.871 | 172721.4414 | 172691.7846
1650.23 | 29.5158 | 0.82759 | 22.6225 | 0.18419 | 279745.7753 | 481.3752 | 10.9339 | 0.003901% | 280280.3005 | 280250.7847 | 280291.2344 | 280261.7186
1650.345 | 29.5387 | 0.82959 | 22.6269 | 0.16718 | 172171.7556 | 479.6483 | 10.9542 | 0.006344% | 172704.5663 | 172675.0276 | 172715.5205 | 172685.9818
1650.46 | 29.522 | 0.83068 | 22.6063 | 0.16627 | 40138.1196 | 477.516 | 10.9745 | 0.027% | 40668.7609 | 40639.2389 | 40679.7353 | 40650.2133
1650.575 | 29.3312 | 0.82703 | 22.4851 | 0.22424 | 3544.4502 | 473.1982 | 10.9948 | 0.2721% | 4070.5159 | 4041.1848 | 4081.5108 | 4052.1796
1650.69 | 28.8259 | 0.81473 | 22.1809 | 0.45061 | 118.5598 | 464.907 | 11.0152 | 1.815% | 635.7389 | 606.913 | 646.7541 | 617.9282
1650.805 | 27.5781 | 0.78225 | 21.4409 | 1.1079 | 1.5022 | 447.3442 | 11.0356 | 2.337% | 499.7555 | 472.1773 | 510.7911 | 483.213
1650.92 | 26.4206 | 0.75187 | 20.7576 | 1.7375 | 8.8663e-11 | 430.7966 | 11.0561 | 2.435% | 480.4643 | 454.0436 | 491.5203 | 465.0997
1651.035 | 27.1122 | 0.77057 | 21.1667 | 1.3704 | 1.2857e-10 | 436.8252 | 11.0766 | 2.407% | 487.245 | 460.1328 | 498.3216 | 471.2094
1651.15 | 28.4548 | 0.80645 | 21.9571 | 0.62247 | 4.8238e-11 | 450.6201 | 11.0971 | 2.341% | 502.4609 | 474.0061 | 513.558 | 485.1032
1651.265 | 29.1651 | 0.82507 | 22.3762 | 0.22557 | 6.1328e-11 | 456.4052 | 11.1176 | 2.317% | 508.9971 | 479.832 | 520.1147 | 490.9496
1651.38 | 29.3821 | 0.82983 | 22.5106 | 0.12328 | 6.3051e-11 | 455.896 | 11.1382 | 2.324% | 508.7417 | 479.3597 | 519.88 | 490.4979
1651.495 | 29.374 | 0.82801 | 22.5171 | 0.15085 | 1.2616e-11 | 452.4498 | 11.1589 | 2.345% | 505.3198 | 475.9458 | 516.4786 | 487.1046
1651.61 | 29.4072 | 0.82696 | 22.551 | 0.16904 | 2.3602e-12 | 449.3314 | 11.1795 | 2.364% | 502.2856 | 472.8784 | 513.4651 | 484.0579
1651.725 | 29.5912 | 0.82991 | 22.6742 | 0.14013 | 2.6142e-11 | 447.9508 | 11.2002 | 2.375% | 501.1863 | 471.5951 | 512.3865 | 482.7953
1651.84 | 29.6755 | 0.8305 | 22.736 | 0.2233 | 0 | 445.5608 | 11.221 | 2.391% | 499.026 | 469.3506 | 510.247 | 480.5715
1651.955 | 29.5455 | 0.82591 | 22.6675 | 0.44307 | 2.1884e-11 | 440.9418 | 11.2417 | 2.418% | 494.4237 | 464.8783 | 505.6655 | 476.12
1652.07 | 29.4846 | 0.8238 | 22.6363 | 0.49508 | 1.9597e-11 | 437.3776 | 11.2625 | 2.441% | 490.8174 | 461.3328 | 502.0799 | 472.5954
1652.185 | 29.6594 | 0.8286 | 22.7399 | 0.2785 | 0 | 436.7482 | 11.2834 | 2.45% | 490.2546 | 460.5951 | 501.5379 | 471.8785
1652.3 | 29.7801 | 0.83224 | 22.8084 | 0.12405 | 3.3678e-11 | 435.6308 | 11.3042 | 2.461% | 489.1756 | 459.3955 | 500.4799 | 470.6997
1652.415 | 29.7233 | 0.83113 | 22.7718 | 0.13014 | 2.0443e-11 | 432.506 | 11.3251 | 2.482% | 485.9623 | 456.239 | 497.2874 | 467.5641
1652.53 | 29.6671 | 0.82995 | 22.7371 | 0.13219 | 0 | 429.3471 | 11.3461 | 2.504% | 482.7134 | 453.0463 | 494.0595 | 464.3924
1652.645 | 29.7287 | 0.83181 | 22.7741 | 0.073788 | 0 | 427.4414 | 11.3671 | 2.52% | 480.8498 | 451.1211 | 492.2168 | 462.4882
1652.76 | 29.7844 | 0.8333 | 22.8085 | 0.035274 | 0 | 425.3876 | 11.3881 | 2.536% | 478.8491 | 449.0647 | 490.2372 | 460.4528
1652.875 | 29.7414 | 0.83203 | 22.7838 | 0.057309 | 0 | 422.201 | 11.4091 | 2.559% | 475.6155 | 445.8741 | 487.0247 | 457.2832
1652.99 | 29.678 | 0.83024 | 22.7462 | 0.091305 | 0 | 418.8021 | 11.4302 | 2.583% | 472.1479 | 442.4699 | 483.5781 | 453.9001
1653.105 | 29.703 | 0.83082 | 22.7623 | 0.084991 | 0 | 416.3637 | 11.4513 | 2.602% | 469.7449 | 440.0419 | 481.1962 | 451.4932
1653.22 | 29.732 | 0.83129 | 22.783 | 0.10837 | 0 | 413.8853 | 11.4725 | 2.622% | 467.3399 | 437.6079 | 478.8124 | 449.0804
1653.335 | 29.617 | 0.82759 | 22.7199 | 0.27065 | 1.835e-06 | 409.7555 | 11.4937 | 2.651% | 463.1907 | 433.5737 | 474.6844 | 445.0674
1653.45 | 29.2105 | 0.81604 | 22.4856 | 0.58977 | 0.00014482 | 402.525 | 11.5149 | 2.7% | 455.627 | 426.4165 | 467.1419 | 437.9314
1653.565 | 28.1678 | 0.78787 | 21.8774 | 1.116 | 0.0043297 | 388.7295 | 11.5362 | 2.797% | 440.6828 | 412.515 | 452.219 | 424.0512
1653.68 | 27.2142 | 0.76223 | 21.3221 | 1.5498 | 0.049031 | 375.9662 | 11.5575 | 2.892% | 426.8635 | 399.6493 | 438.421 | 411.2068
1653.795 | 27.9033 | 0.77999 | 21.7316 | 1.183 | 0.2104 | 380.3613 | 11.5788 | 2.864% | 432.1696 | 404.2663 | 443.7484 | 415.8451
1653.91 | 29.1379 | 0.81248 | 22.4581 | 0.49667 | 0.34445 | 390.4941 | 11.6002 | 2.798% | 443.7438 | 414.6058 | 455.344 | 426.2061
1654.025 | 29.6914 | 0.82754 | 22.7815 | 0.14457 | 0.2423 | 393.7066 | 11.6216 | 2.782% | 447.3939 | 417.7025 | 459.0155 | 429.3241
1654.14 | 29.789 | 0.83094 | 22.8348 | 0.054452 | 0.1979 | 392.3475 | 11.6431 | 2.797% | 446.0546 | 416.2656 | 457.6977 | 427.9087
1654.255 | 29.7632 | 0.83116 | 22.8144 | 0.043899 | 0.29619 | 389.7575 | 11.6646 | 2.819% | 443.5065 | 413.7432 | 455.171 | 425.4078
1654.37 | 29.7137 | 0.83065 | 22.7802 | 0.051483 | 0.26098 | 386.8863 | 11.6861 | 2.845% | 440.5234 | 410.8097 | 452.2095 | 422.4958
1654.485 | 29.675 | 0.83027 | 22.7536 | 0.055579 | 0.11079 | 384.0667 | 11.7076 | 2.871% | 437.492 | 407.817 | 449.1997 | 419.5246
1654.6 | 29.6694 | 0.8306 | 22.7485 | 0.051553 | 0.021434 | 381.51 | 11.7292 | 2.895% | 434.8315 | 405.1621 | 446.5607 | 416.8913
1654.715 | 29.6451 | 0.83017 | 22.7333 | 0.069037 | 0.0017458 | 378.6779 | 11.7509 | 2.921% | 431.9572 | 402.3121 | 443.7081 | 414.063
1654.83 | 29.565 | 0.82795 | 22.6858 | 0.12042 | 0.53837 | 375.1959 | 11.7725 | 2.948% | 428.9334 | 399.3684 | 440.7059 | 411.1409
1654.945 | 29.4707 | 0.82508 | 22.632 | 0.19456 | 42.4866 | 371.488 | 11.7942 | 2.695% | 467.0969 | 437.6261 | 478.8911 | 449.4204
1655.06 | 29.4591 | 0.82422 | 22.6292 | 0.2259 | 1270.1732 | 368.5052 | 11.816 | 0.7108% | 1691.8167 | 1662.3577 | 1703.6327 | 1674.1736
1655.175 | 29.5395 | 0.82562 | 22.6825 | 0.17047 | 14383.7151 | 366.332 | 11.8378 | 0.08013% | 14803.2653 | 14773.7258 | 14815.103 | 14785.5635
1655.29 | 29.5966 | 0.82623 | 22.7229 | 0.12845 | 61698.6923 | 363.8811 | 11.8596 | 0.0191% | 62115.8477 | 62086.251 | 62127.7072 | 62098.1106
1655.405 | 29.6155 | 0.82575 | 22.7412 | 0.12908 | 100248.4319 | 361.0406 | 11.8814 | 0.01181% | 100662.784 | 100633.1685 | 100674.6654 | 100645.0499
1655.52 | 29.667 | 0.82617 | 22.7791 | 0.12145 | 61698.6923 | 358.5095 | 11.9033 | 0.01917% | 62110.5955 | 62080.9285 | 62122.4988 | 62092.8318
1655.635 | 29.6901 | 0.82588 | 22.7999 | 0.14621 | 14383.7151 | 355.7411 | 11.9252 | 0.08078% | 14792.9183 | 14763.2283 | 14804.8435 | 14775.1535
1655.75 | 29.6397 | 0.8237 | 22.7763 | 0.24007 | 1270.1732 | 352.322 | 11.9472 | 0.7257% | 1675.9749 | 1646.3352 | 1687.922 | 1658.2823
1655.865 | 29.6435 | 0.82306 | 22.7842 | 0.2846 | 42.4866 | 349.4277 | 11.9692 | 2.879% | 445.4496 | 415.8061 | 457.4188 | 427.7753
1655.98 | 29.7379 | 0.82494 | 22.845 | 0.20646 | 0.53832 | 347.3899 | 11.9912 | 3.225% | 401.5425 | 371.8046 | 413.5337 | 383.7958
1656.095 | 29.8028 | 0.82613 | 22.8874 | 0.15318 | 6.6564e-11 | 345.115 | 12.0133 | 3.256% | 398.7846 | 368.9818 | 410.7979 | 380.9951
1656.21 | 29.8085 | 0.82587 | 22.8944 | 0.16717 | 0 | 342.3557 | 12.0354 | 3.286% | 396.0516 | 366.2431 | 408.087 | 378.2785
1656.325 | 29.6288 | 0.82091 | 22.7918 | 0.26097 | 0 | 338.0523 | 12.0576 | 3.332% | 391.5548 | 361.926 | 403.6124 | 373.9836
1656.44 | 28.9868 | 0.80402 | 22.4175 | 0.55187 | 0 | 329.8439 | 12.0798 | 3.416% | 382.6041 | 353.6173 | 394.6838 | 365.6971
1656.555 | 28.4909 | 0.79113 | 22.128 | 0.75174 | 5.5876e-11 | 322.9427 | 12.102 | 3.491% | 375.1044 | 346.6136 | 387.2064 | 358.7155
1656.67 | 29.0191 | 0.80506 | 22.4376 | 0.47873 | 0 | 324.819 | 12.1242 | 3.479% | 377.5594 | 348.5403 | 389.6837 | 360.6646
1656.785 | 29.6626 | 0.822 | 22.8149 | 0.16435 | 4.5415e-11 | 327.676 | 12.1465 | 3.456% | 381.1399 | 351.4772 | 393.2864 | 363.6238
1656.9 | 29.8261 | 0.82631 | 22.9107 | 0.090486 | 0 | 326.4081 | 12.1689 | 3.474% | 380.0617 | 350.2356 | 392.2306 | 362.4045
1657.015 | 29.7941 | 0.82539 | 22.8918 | 0.14458 | 6.8647e-12 | 323.4425 | 12.1912 | 3.51% | 377.0984 | 347.3043 | 389.2896 | 359.4956
1657.13 | 29.7466 | 0.82398 | 22.8645 | 0.22352 | 3.5683e-11 | 320.3185 | 12.2137 | 3.548% | 373.977 | 344.2304 | 386.1907 | 356.4441
1657.245 | 29.7458 | 0.82379 | 22.8658 | 0.24002 | 8.0378e-11 | 317.5766 | 12.2361 | 3.583% | 371.2521 | 341.5062 | 383.4882 | 353.7423
1657.36 | 29.7945 | 0.82496 | 22.8974 | 0.18755 | 3.8491e-11 | 315.25 | 12.2586 | 3.614% | 368.9545 | 339.16 | 381.2131 | 351.4186
1657.475 | 29.8552 | 0.82648 | 22.9363 | 0.10431 | 3.8813e-11 | 313.0294 | 12.2811 | 3.645% | 366.7516 | 336.8965 | 379.0328 | 349.1776
1657.59 | 29.873 | 0.82688 | 22.9487 | 0.075983 | 8.0594e-12 | 310.4647 | 12.3037 | 3.68% | 364.1893 | 334.3162 | 376.4929 | 346.6199
1657.705 | 29.8353 | 0.82581 | 22.9267 | 0.14189 | 9.3684e-11 | 307.4592 | 12.3263 | 3.72% | 361.189 | 331.3537 | 373.5153 | 343.68
1657.82 | 29.8001 | 0.82488 | 22.9059 | 0.20159 | 3.5025e-11 | 304.4908 | 12.3489 | 3.76% | 358.2233 | 328.4232 | 370.5722 | 340.7721
1657.935 | 29.8218 | 0.82557 | 22.9195 | 0.14355 | 3.684e-12 | 302.005 | 12.3716 | 3.796% | 355.7155 | 325.8936 | 368.0871 | 338.2652
1658.05 | 29.8487 | 0.82652 | 22.9356 | 0.06252 | 0.033246 | 299.5927 | 12.3943 | 3.832% | 353.2993 | 323.4506 | 365.6936 | 335.845
1658.165 | 29.8475 | 0.82689 | 22.9337 | 0.028223 | 2.6527 | 297.0062 | 12.4171 | 3.839% | 353.2952 | 323.4477 | 365.7123 | 335.8648
1658.28 | 29.8276 | 0.82693 | 22.9192 | 0.019529 | 80.7135 | 294.3242 | 12.4399 | 3.119% | 428.6308 | 398.8033 | 441.0707 | 411.2431
1658.395 | 29.7859 | 0.82655 | 22.8901 | 0.027114 | 956.1615 | 291.5232 | 12.4627 | 0.9802% | 1301.2143 | 1271.4284 | 1313.677 | 1283.8911
1658.51 | 29.7211 | 0.82569 | 22.8456 | 0.045765 | 4578.6963 | 288.5894 | 12.4856 | 0.2553% | 4920.7238 | 4891.0027 | 4933.2094 | 4903.4883
1658.625 | 29.6488 | 0.8247 | 22.7962 | 0.066265 | 9486.6866 | 285.6211 | 12.5085 | 0.1277% | 9825.6436 | 9795.9949 | 9838.1521 | 9808.5033
1658.74 | 29.604 | 0.82446 | 22.7639 | 0.070905 | 9164.9464 | 282.8606 | 12.5314 | 0.1323% | 9501.0703 | 9471.4663 | 9513.6017 | 9483.9977
1658.855 | 29.5859 | 0.82486 | 22.7488 | 0.054173 | 4183.8004 | 280.2769 | 12.5544 | 0.2798% | 4517.291 | 4487.7051 | 4529.8454 | 4500.2595
1658.97 | 29.5703 | 0.82512 | 22.7363 | 0.038747 | 846.7145 | 277.6547 | 12.5774 | 1.096% | 1177.5397 | 1147.9694 | 1190.1171 | 1160.5469
1659.085 | 29.5453 | 0.82487 | 22.7197 | 0.038303 | 70.467 | 274.8945 | 12.6005 | 3.415% | 398.4897 | 368.9444 | 411.0902 | 381.5449
1659.2 | 29.4449 | 0.82234 | 22.6604 | 0.081831 | 2.3026 | 271.5382 | 12.6236 | 4.245% | 326.8502 | 297.4053 | 339.4738 | 310.0289
1659.315 | 29.1405 | 0.81409 | 22.4835 | 0.22186 | 0.028753 | 266.6972 | 12.6467 | 4.357% | 319.386 | 290.2455 | 332.0328 | 302.8922
1659.43 | 28.9152 | 0.80768 | 22.3555 | 0.32648 | 3.2983e-11 | 262.3326 | 12.6699 | 4.433% | 314.7373 | 285.8222 | 327.4073 | 298.4921
1659.545 | 29.1899 | 0.81423 | 22.5228 | 0.21312 | 1.7577e-11 | 261.3392 | 12.6931 | 4.455% | 314.0792 | 284.8893 | 326.7723 | 297.5824
1659.66 | 29.5073 | 0.82161 | 22.7162 | 0.091628 | 0 | 260.5688 | 12.7164 | 4.474% | 313.7055 | 284.1981 | 326.4219 | 296.9145
1659.775 | 29.592 | 0.82259 | 22.7736 | 0.086315 | 5.5186e-11 | 258.1617 | 12.7397 | 4.52% | 311.4362 | 281.8442 | 324.1759 | 294.5839
1659.89 | 29.6228 | 0.82203 | 22.801 | 0.11433 | 4.91e-11 | 255.5361 | 12.763 | 4.57% | 308.8963 | 279.2735 | 321.6593 | 292.0365
1660.005 | 29.6907 | 0.82247 | 22.8518 | 0.11594 | 8.7182e-11 | 253.8829 | 12.7864 | 4.605% | 307.3638 | 277.6731 | 320.1502 | 290.4595
1660.12 | 29.7809 | 0.8236 | 22.916 | 0.073365 | 2.1968e-12 | 253.5271 | 12.8098 | 4.619% | 307.1209 | 277.34 | 319.9307 | 290.1499
1660.235 | 29.8537 | 0.82439 | 22.9689 | 0.029155 | 1.3382e-11 | 253.7651 | 12.8333 | 4.623% | 307.4413 | 277.5876 | 320.2746 | 290.4209
1660.35 | 29.8992 | 0.82459 | 23.0038 | 0.010204 | 0 | 254.0188 | 12.8568 | 4.627% | 307.7566 | 277.8574 | 320.6134 | 290.7142
1660.465 | 29.9279 | 0.82453 | 23.0272 | 0.0056029 | 0.056916 | 254.2206 | 12.8803 | 4.631% | 308.0628 | 278.1349 | 320.9431 | 291.0152
1660.58 | 29.9481 | 0.8244 | 23.0444 | 0.0048426 | 4.5488 | 254.406 | 12.9039 | 4.562% | 312.7766 | 282.8285 | 325.6805 | 295.7323
1660.695 | 29.9602 | 0.8242 | 23.0557 | 0.0062404 | 138.7709 | 254.5729 | 12.9275 | 3.098% | 447.1902 | 417.23 | 460.1177 | 430.1575
1660.81 | 29.9605 | 0.82381 | 23.0589 | 0.012018 | 1654.6137 | 254.6941 | 12.9511 | 0.6699% | 1963.163 | 1933.2026 | 1976.1142 | 1946.1537
1660.925 | 29.9531 | 0.82336 | 23.0565 | 0.021827 | 8038.9526 | 254.7999 | 12.9748 | 0.156% | 8347.6073 | 8317.6542 | 8360.5822 | 8330.6291
1661.04 | 29.9337 | 0.82273 | 23.0461 | 0.053757 | 17100.3588 | 254.8611 | 12.9986 | 0.07479% | 17409.0763 | 17379.1426 | 17422.0748 | 17392.1412
1661.155 | 29.8535 | 0.82059 | 22.9983 | 0.18314 | 17086.5223 | 254.5476 | 13.0223 | 0.07499% | 17394.9254 | 17365.0719 | 17407.9477 | 17378.0943
1661.27 | 29.7206 | 0.81719 | 22.918 | 0.40129 | 8021.97 | 253.9178 | 13.0462 | 0.1572% | 8329.7449 | 8300.0243 | 8342.7911 | 8313.0705
1661.385 | 29.674 | 0.81623 | 22.8891 | 0.46363 | 1649.9069 | 253.8973 | 13.07 | 0.6779% | 1957.6472 | 1927.9732 | 1970.7172 | 1941.0432
1661.5 | 29.7477 | 0.81862 | 22.9313 | 0.29449 | 138.3303 | 254.7079 | 13.0939 | 3.139% | 446.8302 | 417.0826 | 459.9241 | 430.1765
1661.615 | 29.7997 | 0.82053 | 22.9596 | 0.16248 | 4.5337 | 255.4003 | 13.1178 | 4.621% | 313.6764 | 283.8767 | 326.7942 | 296.9945
1661.73 | 29.7906 | 0.82089 | 22.951 | 0.13989 | 0.056722 | 255.7081 | 13.1418 | 4.699% | 309.4673 | 279.6767 | 322.6091 | 292.8185
1661.845 | 29.7458 | 0.82035 | 22.9205 | 0.16968 | 4.2478e-11 | 255.79 | 13.1658 | 4.707% | 309.4463 | 279.7005 | 322.6121 | 292.8663
1661.96 | 29.6905 | 0.81956 | 22.8835 | 0.19947 | 5.9622e-11 | 255.8095 | 13.1899 | 4.716% | 309.4026 | 279.7121 | 322.5924 | 292.9019
1662.075 | 29.5843 | 0.81748 | 22.8175 | 0.21196 | 9.82e-12 | 255.5029 | 13.214 | 4.73% | 308.9341 | 279.3498 | 322.1481 | 292.5638
1662.19 | 29.2357 | 0.80902 | 22.6095 | 0.35989 | 0 | 253.5907 | 13.2381 | 4.773% | 306.6048 | 277.3691 | 319.8429 | 290.6072
1662.305 | 28.8907 | 0.80055 | 22.4029 | 0.57195 | 0 | 251.6765 | 13.2623 | 4.815% | 304.3427 | 275.4519 | 317.6049 | 288.7142
1662.42 | 29.0701 | 0.80575 | 22.5041 | 0.49558 | 0 | 253.2059 | 13.2865 | 4.796% | 306.0814 | 277.0113 | 319.3679 | 290.2977
1662.535 | 29.3969 | 0.81488 | 22.6927 | 0.24142 | 0 | 255.7206 | 13.3107 | 4.763% | 308.8664 | 279.4696 | 322.1772 | 292.7803
1662.65 | 29.5208 | 0.81876 | 22.7629 | 0.090319 | 0 | 256.9141 | 13.335 | 4.753% | 310.107 | 280.5861 | 323.442 | 293.9212
1662.765 | 29.5413 | 0.81991 | 22.7727 | 0.04482 | 0 | 257.4206 | 13.3594 | 4.753% | 310.5994 | 281.0581 | 323.9588 | 294.4175
1662.88 | 29.532 | 0.82017 | 22.765 | 0.038571 | 0 | 257.7027 | 13.3837 | 4.757% | 310.8584 | 281.3264 | 324.2421 | 294.7101
1662.995 | 29.5151 | 0.82011 | 22.7532 | 0.048179 | 6.8592e-12 | 257.9046 | 13.4082 | 4.763% | 311.0412 | 281.5261 | 324.4493 | 294.9343
1663.11 | 29.4977 | 0.81989 | 22.7419 | 0.06196 | 1.4088e-11 | 258.069 | 13.4326 | 4.769% | 311.1905 | 281.6928 | 324.6231 | 295.1254
1663.225 | 29.4633 | 0.81909 | 22.7213 | 0.10216 | 6.1558e-11 | 258.0824 | 13.4571 | 4.777% | 311.1883 | 281.7249 | 324.6454 | 295.1821
1663.34 | 29.3749 | 0.8167 | 22.6688 | 0.25821 | 3.6211e-11 | 257.6973 | 13.4817 | 4.79% | 310.816 | 281.4411 | 324.2977 | 294.9227
1663.455 | 29.3099 | 0.81486 | 22.631 | 0.39866 | 4.7816e-12 | 257.4507 | 13.5062 | 4.801% | 310.6051 | 281.2953 | 324.1114 | 294.8015
1663.57 | 29.3701 | 0.8164 | 22.6686 | 0.29063 | 0 | 258.0572 | 13.5309 | 4.801% | 311.2029 | 281.8328 | 324.7338 | 295.3637
1663.685 | 29.4397 | 0.81826 | 22.7113 | 0.14253 | 0 | 258.7446 | 13.5555 | 4.8% | 311.8563 | 282.4166 | 325.4118 | 295.9721
1663.8 | 29.4433 | 0.81841 | 22.7136 | 0.10405 | 0 | 259.0009 | 13.5802 | 4.805% | 312.0803 | 282.6369 | 325.6605 | 296.2171
1663.915 | 29.4377 | 0.8184 | 22.7102 | 0.076367 | 0 | 259.2157 | 13.605 | 4.81% | 312.2583 | 282.8206 | 325.8633 | 296.4255
1664.03 | 29.443 | 0.81875 | 22.7133 | 0.042122 | 0 | 259.5247 | 13.6298 | 4.814% | 312.542 | 283.0989 | 326.1717 | 296.7287
1664.145 | 29.4431 | 0.81899 | 22.7132 | 0.026174 | 0 | 259.802 | 13.6546 | 4.819% | 312.8035 | 283.3604 | 326.4581 | 297.0149
1664.26 | 29.4299 | 0.81883 | 22.7047 | 0.027324 | 4.6201e-11 | 259.9811 | 13.6795 | 4.825% | 312.9618 | 283.532 | 326.6413 | 297.2115
1664.375 | 29.4159 | 0.81867 | 22.6957 | 0.032491 | 4.2658e-11 | 260.1584 | 13.7044 | 4.83% | 313.1212 | 283.7053 | 326.8256 | 297.4097
1664.49 | 29.4053 | 0.81867 | 22.6885 | 0.032096 | 0 | 260.3758 | 13.7293 | 4.836% | 313.3204 | 283.9151 | 327.0497 | 297.6444
1664.605 | 29.3897 | 0.81862 | 22.6778 | 0.02605 | 2.0397e-11 | 260.5823 | 13.7543 | 4.841% | 313.4945 | 284.1047 | 327.2488 | 297.8591
1664.72 | 29.3599 | 0.81831 | 22.6573 | 0.027342 | 0 | 260.7204 | 13.7794 | 4.848% | 313.5832 | 284.2233 | 327.3625 | 298.0027
1664.835 | 29.3129 | 0.81768 | 22.6252 | 0.039308 | 0 | 260.7795 | 13.8044 | 4.856% | 313.5747 | 284.2618 | 327.3791 | 298.0662
1664.95 | 29.2508 | 0.81679 | 22.5833 | 0.058456 | 0 | 260.7698 | 13.8296 | 4.866% | 313.4791 | 284.2283 | 327.3087 | 298.0579
1665.065 | 29.1131 | 0.814 | 22.4961 | 0.12086 | 0 | 260.2693 | 13.8547 | 4.884% | 312.8133 | 283.7002 | 326.668 | 297.5549
1665.18 | 28.6132 | 0.80163 | 22.1946 | 0.39577 | 7.538e-12 | 257.2926 | 13.8799 | 4.945% | 309.2979 | 280.6847 | 323.1778 | 294.5646
1665.295 | 27.3863 | 0.77002 | 21.4648 | 1.1074 | 0 | 249.3001 | 13.9052 | 5.1% | 300.0287 | 272.6423 | 313.9338 | 286.5475
1665.41 | 25.7081 | 0.72639 | 20.4676 | 2.1311 | 2.3214e-11 | 238.1239 | 13.9305 | 5.328% | 287.1571 | 261.4491 | 301.0876 | 275.3795
1665.525 | 24.5962 | 0.6975 | 19.8047 | 2.8749 | 0 | 230.7578 | 13.9558 | 5.491% | 278.7311 | 254.135 | 292.687 | 268.0908
1665.64 | 24.4984 | 0.69517 | 19.7446 | 3.0303 | 6.7139e-12 | 230.3422 | 13.9812 | 5.508% | 278.3106 | 253.8123 | 292.2918 | 267.7935
1665.755 | 25.154 | 0.71259 | 20.1313 | 2.725 | 0 | 235.0871 | 14.0066 | 5.415% | 283.81 | 258.656 | 297.8166 | 272.6626
1665.87 | 25.7003 | 0.727 | 20.4507 | 2.4625 | 7.482e-13 | 239.0129 | 14.0321 | 5.342% | 288.3533 | 262.6531 | 302.3854 | 276.6851
1665.985 | 25.7075 | 0.72712 | 20.452 | 2.4952 | 7.3684e-12 | 239.2015 | 14.0576 | 5.348% | 288.5833 | 262.8758 | 302.6409 | 276.9333
1666.1 | 26.0588 | 0.73628 | 20.6643 | 2.3186 | 0 | 241.8297 | 14.0831 | 5.303% | 291.6076 | 265.5488 | 305.6907 | 279.6319
1666.215 | 26.3318 | 0.74326 | 20.8329 | 2.2412 | 1.4274e-11 | 243.9071 | 14.1087 | 5.27% | 294.0562 | 267.7244 | 308.1649 | 281.8331
1666.33 | 26.7619 | 0.75428 | 21.0944 | 1.9553 | 0 | 247.0425 | 14.1343 | 5.219% | 297.6084 | 270.8465 | 311.7427 | 284.9808
1666.445 | 27.1902 | 0.76517 | 21.3542 | 1.5494 | 0 | 250.1334 | 14.16 | 5.172% | 300.9924 | 273.8021 | 315.1524 | 287.9621
1666.56 | 27.8273 | 0.78151 | 21.7345 | 1.0433 | 0 | 254.6266 | 14.1857 | 5.099% | 306.0132 | 278.1859 | 320.1989 | 292.3716
1666.675 | 27.9917 | 0.78547 | 21.8356 | 0.9286 | 0 | 255.87 | 14.2115 | 5.086% | 307.4113 | 279.4196 | 321.6228 | 293.6311
1666.79 | 27.7621 | 0.77919 | 21.7034 | 1.0929 | 0 | 254.4377 | 14.2373 | 5.121% | 305.7752 | 278.0131 | 320.0125 | 292.2504
1666.905 | 28.1716 | 0.78993 | 21.9459 | 0.78569 | 0 | 257.4683 | 14.2631 | 5.076% | 309.1614 | 280.9898 | 323.4245 | 295.253
1667.02 | 28.3807 | 0.79563 | 22.0688 | 0.6266 | 0 | 259.1823 | 14.289 | 5.055% | 311.054 | 282.6733 | 325.343 | 296.9623
1667.135 | 28.1864 | 0.79094 | 21.952 | 0.7638 | 0 | 258.1774 | 14.3149 | 5.082% | 309.8705 | 281.6841 | 324.1854 | 295.999
1667.25 | 28.3385 | 0.79565 | 22.0362 | 0.62829 | 0 | 259.6303 | 14.3409 | 5.066% | 311.429 | 283.0905 | 325.7699 | 297.4314
1667.365 | 28.5554 | 0.80239 | 22.1567 | 0.4205 | 0 | 261.6127 | 14.3669 | 5.041% | 313.5476 | 284.9922 | 327.9145 | 299.3591
1667.48 | 28.7007 | 0.80767 | 22.2337 | 0.24595 | 0 | 263.2118 | 14.393 | 5.024% | 315.1998 | 286.4991 | 329.5928 | 300.8921
1667.595 | 28.7748 | 0.81152 | 22.2662 | 0.11733 | 8.8329e-12 | 264.4332 | 14.4191 | 5.013% | 316.4031 | 287.6283 | 330.8222 | 302.0474
1667.71 | 28.7184 | 0.81212 | 22.2189 | 0.08987 | 0 | 264.8086 | 14.4452 | 5.017% | 316.6479 | 287.9295 | 331.0931 | 302.3748
1667.825 | 28.6041 | 0.81123 | 22.1364 | 0.11377 | 0 | 264.7943 | 14.4714 | 5.027% | 316.4599 | 287.8558 | 330.9313 | 302.3272
1667.94 | 28.4784 | 0.80993 | 22.0478 | 0.15409 | 4.6083e-12 | 264.6746 | 14.4977 | 5.039% | 316.1649 | 287.6865 | 330.6625 | 302.1841
1668.055 | 28.3579 | 0.8084 | 21.9653 | 0.20196 | 3.0048e-11 | 264.4905 | 14.5239 | 5.052% | 315.824 | 287.4661 | 330.348 | 301.9901
1668.17 | 28.2431 | 0.80634 | 21.8906 | 0.24907 | 1.8566e-11 | 264.1689 | 14.5503 | 5.068% | 315.358 | 287.1149 | 329.9082 | 301.6651
1668.285 | 28.2173 | 0.80605 | 21.873 | 0.23381 | 0.082474 | 264.3132 | 14.5766 | 5.074% | 315.5259 | 287.3086 | 330.1026 | 301.8852
1668.4 | 28.2991 | 0.8081 | 21.9239 | 0.17976 | 6.8534 | 265.0674 | 14.603 | 4.953% | 323.1316 | 294.8325 | 337.7347 | 309.4355
1668.515 | 28.375 | 0.80943 | 21.9752 | 0.18599 | 221.758 | 265.6354 | 14.6295 | 2.866% | 538.7391 | 510.3641 | 553.3686 | 524.9936
1668.63 | 28.3459 | 0.80747 | 21.9667 | 0.36832 | 3019.5497 | 265.3385 | 14.656 | 0.443% | 3336.3765 | 3308.0306 | 3351.0325 | 3322.6866
1668.745 | 28.3375 | 0.80574 | 21.9731 | 0.52259 | 18958.9025 | 265.0998 | 14.6825 | 0.07628% | 19275.6411 | 19247.3036 | 19290.3236 | 19261.9862
1668.86 | 28.5143 | 0.80871 | 22.0923 | 0.34052 | 64126.6962 | 266.1008 | 14.7091 | 0.02283% | 64444.5528 | 64416.0385 | 64459.2619 | 64430.7476
1668.975 | 28.7122 | 0.81184 | 22.2264 | 0.12117 | 179185.9283 | 267.1448 | 14.7357 | 0.00821% | 179504.9448 | 179476.2326 | 179519.6805 | 179490.9683
1669.09 | 28.8098 | 0.81189 | 22.3018 | 0.10065 | 494843.5939 | 267.3772 | 14.7624 | 0.002981% | 495162.9952 | 495134.1854 | 495177.7576 | 495148.9478
1669.205 | 28.8534 | 0.8103 | 22.3449 | 0.1799 | 745754.2 | 267.1792 | 14.7891 | 0.001982% | 746073.5676 | 746044.7142 | 746088.3567 | 746059.5033
1669.32 | 28.906 | 0.80901 | 22.3936 | 0.24881 | 454020.395 | 267.0581 | 14.8159 | 0.003261% | 454339.8105 | 454310.9045 | 454354.6264 | 454325.7204
1669.435 | 28.9932 | 0.80898 | 22.4622 | 0.25567 | 105681.4778 | 267.2692 | 14.8427 | 0.01401% | 106001.267 | 105972.2738 | 106016.1097 | 105987.1165
1669.55 | 29.0916 | 0.80981 | 22.5346 | 0.17079 | 9330.2825 | 267.7074 | 14.8695 | 0.1545% | 9650.5968 | 9621.5051 | 9665.4663 | 9636.3747
1669.665 | 29.1553 | 0.81024 | 22.5824 | 0.096431 | 312.2098 | 268.0406 | 14.8964 | 2.467% | 632.8947 | 603.7395 | 647.7912 | 618.6359
1669.78 | 29.1827 | 0.81025 | 22.6045 | 0.073172 | 14.1182 | 268.262 | 14.9234 | 4.879% | 335.0508 | 305.8682 | 349.9742 | 320.7915
1669.895 | 29.2121 | 0.81085 | 22.6251 | 0.048709 | 303.864 | 268.6414 | 14.9504 | 2.508% | 625.2021 | 595.99 | 640.1524 | 610.9403
1670.01 | 29.2275 | 0.8114 | 22.6351 | 0.029873 | 3441.0213 | 269.0066 | 14.9774 | 0.4012% | 3762.7318 | 3733.5042 | 3777.7092 | 3748.4816
1670.125 | 29.202 | 0.811 | 22.6183 | 0.042298 | 14760.2003 | 269.1189 | 15.0045 | 0.09968% | 15081.9928 | 15052.7908 | 15096.9973 | 15067.7953
1670.24 | 29.1522 | 0.81001 | 22.5858 | 0.068792 | 23982.4684 | 269.0773 | 15.0316 | 0.06192% | 24304.1625 | 24275.0103 | 24319.1941 | 24290.0419
1670.355 | 29.1041 | 0.80912 | 22.5543 | 0.092957 | 14761.6347 | 269.0594 | 15.0588 | 0.1% | 15083.2546 | 15054.1505 | 15098.3134 | 15069.2093
1670.47 | 29.0464 | 0.80799 | 22.517 | 0.16752 | 3554.233 | 268.9793 | 15.086 | 0.3922% | 3875.7512 | 3846.7048 | 3890.8372 | 3861.7907
1670.585 | 28.9859 | 0.80681 | 22.478 | 0.27821 | 3688.4264 | 268.8833 | 15.1132 | 0.3796% | 4009.8586 | 3980.8727 | 4024.9718 | 3995.9859
1670.7 | 28.9678 | 0.80684 | 22.4647 | 0.28046 | 38337.6797 | 269.1121 | 15.1405 | 0.03919% | 38659.3116 | 38630.3438 | 38674.4521 | 38645.4843
1670.815 | 28.9894 | 0.80813 | 22.4749 | 0.16299 | 164405.3306 | 269.6764 | 15.1679 | 0.009209% | 164727.4423 | 164698.453 | 164742.6102 | 164713.6208
1670.93 | 28.9917 | 0.80922 | 22.4714 | 0.071216 | 267126.6288 | 270.1868 | 15.1953 | 0.005682% | 267449.1591 | 267420.1674 | 267464.3544 | 267435.3627
1671.045 | 28.9369 | 0.80917 | 22.4303 | 0.060069 | 164405.2019 | 270.3936 | 15.2227 | 0.009243% | 164727.8319 | 164698.895 | 164743.0546 | 164714.1177
1671.16 | 28.7665 | 0.80659 | 22.3155 | 0.13376 | 38327.5156 | 269.9208 | 15.2502 | 0.03949% | 38649.4587 | 38620.6922 | 38664.7089 | 38635.9424
1671.275 | 28.4142 | 0.7998 | 22.0883 | 0.28492 | 3384.5624 | 268.3146 | 15.2777 | 0.4156% | 3704.4642 | 3676.05 | 3719.7419 | 3691.3277
1671.39 | 28.1348 | 0.7955 | 21.9025 | 0.34785 | 113.2117 | 267.3766 | 15.3053 | 3.792% | 431.769 | 403.6342 | 447.0743 | 418.9395
1671.505 | 28.2088 | 0.80099 | 21.9245 | 0.23567 | 1.4344 | 269.0729 | 15.3329 | 5.225% | 321.6773 | 293.4684 | 337.0101 | 308.8013
1671.62 | 28.2709 | 0.80617 | 21.9376 | 0.20778 | 0 | 270.6864 | 15.3606 | 5.231% | 321.9088 | 293.6379 | 337.2694 | 308.9985
1671.735 | 28.1722 | 0.80687 | 21.8561 | 0.25726 | 0 | 271.0954 | 15.3883 | 5.234% | 322.1878 | 294.0156 | 337.5761 | 309.4038
1671.85 | 28.0871 | 0.80774 | 21.7858 | 0.16749 | 0.050607 | 271.5509 | 15.416 | 5.237% | 322.4496 | 294.3625 | 337.8656 | 309.7785
1671.965 | 28.0193 | 0.80867 | 21.7289 | 0.058607 | 3.9942 | 272.021 | 15.4438 | 5.172% | 326.6307 | 298.6113 | 342.0745 | 314.0551
1672.08 | 27.9453 | 0.80882 | 21.6715 | 0.025473 | 119.4108 | 272.2821 | 15.4717 | 3.735% | 442.144 | 414.1987 | 457.6157 | 429.6703
1672.195 | 27.8755 | 0.80847 | 21.62 | 0.026484 | 1352.2627 | 272.4089 | 15.4996 | 0.941% | 1675.0021 | 1647.1265 | 1690.5016 | 1662.6261
1672.31 | 27.8231 | 0.80794 | 21.5829 | 0.035769 | 5800.8362 | 272.4849 | 15.5275 | 0.2547% | 6123.5708 | 6095.7477 | 6139.0983 | 6111.2752
1672.425 | 27.8088 | 0.80773 | 21.5737 | 0.041176 | 9426.6488 | 272.6508 | 15.5555 | 0.16% | 9749.5311 | 9721.7223 | 9765.0866 | 9737.2778
1672.54 | 27.8434 | 0.80797 | 21.6003 | 0.037391 | 5804.0014 | 272.9358 | 15.5835 | 0.2555% | 6127.2262 | 6099.3829 | 6142.8098 | 6114.9664
1672.655 | 27.9089 | 0.80799 | 21.652 | 0.033455 | 1354.9754 | 273.1603 | 15.6116 | 0.9458% | 1678.538 | 1650.6292 | 1694.1496 | 1666.2408
1672.77 | 27.9935 | 0.80773 | 21.7199 | 0.032024 | 158.2426 | 273.3109 | 15.6397 | 3.444% | 482.1067 | 454.1132 | 497.7464 | 469.7529
1672.885 | 28.101 | 0.8076 | 21.8049 | 0.031423 | 1149.5075 | 273.4976 | 15.6679 | 1.084% | 1473.7501 | 1445.6491 | 1489.418 | 1461.317
1673 | 28.2137 | 0.80739 | 21.8943 | 0.044662 | 12982.5768 | 273.6619 | 15.6961 | 0.1182% | 13307.1987 | 13278.985 | 13322.8948 | 13294.6811
1673.115 | 28.319 | 0.80712 | 21.9783 | 0.066474 | 55822.0662 | 273.8086 | 15.7244 | 0.02802% | 56147.0456 | 56118.7266 | 56162.77 | 56134.451
1673.23 | 28.4057 | 0.80669 | 22.0488 | 0.093509 | 91376.0608 | 273.9114 | 15.7527 | 0.01718% | 91701.3269 | 91672.9212 | 91717.0795 | 91688.6739
1673.345 | 28.4717 | 0.80617 | 22.1036 | 0.11973 | 57775.1715 | 273.9927 | 15.781 | 0.02717% | 58100.6653 | 58072.1937 | 58116.4464 | 58087.9747
1673.46 | 28.5301 | 0.80609 | 22.1503 | 0.10284 | 15127.7694 | 274.1924 | 15.8095 | 0.1025% | 15453.5512 | 15425.0211 | 15469.3606 | 15440.8305
1673.575 | 28.578 | 0.80624 | 22.1876 | 0.065603 | 2161.2435 | 274.4525 | 15.8379 | 0.6441% | 2487.3334 | 2458.7555 | 2503.1713 | 2474.5934
1673.69 | 28.6066 | 0.80619 | 22.2111 | 0.063797 | 247.443 | 274.6608 | 15.8664 | 2.91% | 573.7914 | 545.1849 | 589.6578 | 561.0513
1673.805 | 28.5993 | 0.80542 | 22.2106 | 0.1268 | 18.0246 | 274.6711 | 15.8949 | 5.033% | 344.4378 | 315.8385 | 360.3327 | 331.7334
1673.92 | 28.5873 | 0.80475 | 22.2058 | 0.17981 | 0.5749 | 274.7097 | 15.9235 | 5.335% | 327.0622 | 298.4749 | 342.9858 | 314.3985
1674.035 | 28.6026 | 0.80509 | 22.217 | 0.1376 | 0.0071931 | 275.0235 | 15.9522 | 5.35% | 326.793 | 298.1904 | 342.7452 | 314.1426
1674.15 | 28.5422 | 0.80362 | 22.1816 | 0.1359 | 0 | 274.8385 | 15.9809 | 5.363% | 326.5018 | 297.9596 | 342.4826 | 313.9405
1674.265 | 28.1735 | 0.79413 | 21.9606 | 0.38012 | 4.9517e-11 | 272.4445 | 16.0096 | 5.416% | 323.7528 | 295.5793 | 339.7624 | 311.5889
1674.38 | 27.4973 | 0.77678 | 21.5551 | 0.81878 | 0 | 267.8774 | 16.0384 | 5.511% | 318.5254 | 291.0281 | 334.5638 | 307.0665
1674.495 | 27.2493 | 0.77144 | 21.401 | 0.92329 | 0 | 266.6136 | 16.0672 | 5.546% | 316.9586 | 289.7093 | 333.0258 | 305.7765
1674.61 | 27.7765 | 0.78738 | 21.702 | 0.49606 | 0 | 271.2349 | 16.0961 | 5.471% | 321.9969 | 294.2204 | 338.093 | 310.3165
1674.725 | 28.2183 | 0.80144 | 21.9494 | 0.13667 | 0 | 275.3408 | 16.125 | 5.407% | 326.4466 | 298.2282 | 342.5716 | 314.3532
1674.84 | 28.2476 | 0.80466 | 21.9501 | 0.08059 | 0.012337 | 276.4535 | 16.154 | 5.397% | 327.5487 | 299.3012 | 343.7027 | 315.4552
1674.955 | 28.1366 | 0.80414 | 21.8668 | 0.14521 | 0.99173 | 276.5313 | 16.183 | 5.388% | 328.4758 | 300.3393 | 344.6588 | 316.5223
1675.07 | 28.0382 | 0.80377 | 21.7932 | 0.16737 | 30.5432 | 276.6518 | 16.2121 | 4.913% | 357.9975 | 329.9593 | 374.2096 | 346.1714
1675.185 | 27.9737 | 0.80397 | 21.7431 | 0.12448 | 373.088 | 276.928 | 16.2412 | 2.414% | 700.6612 | 672.6875 | 716.9024 | 688.9287
1675.3 | 27.8842 | 0.80301 | 21.6801 | 0.17713 | 1924.0371 | 276.8815 | 16.2704 | 0.7317% | 2251.463 | 2223.5788 | 2267.7333 | 2239.8492
1675.415 | 27.7521 | 0.80035 | 21.5941 | 0.39734 | 4690.6674 | 276.3689 | 16.2996 | 0.3267% | 5017.5801 | 4989.828 | 5033.8796 | 5006.1276
1675.53 | 27.683 | 0.79919 | 21.5488 | 0.50706 | 6184.0426 | 276.2693 | 16.3288 | 0.2519% | 6510.85 | 6483.167 | 6527.1788 | 6499.4958
1675.645 | 27.739 | 0.80149 | 21.5797 | 0.2982 | 4697.9081 | 277.1257 | 16.3581 | 0.3273% | 5025.4523 | 4997.7133 | 5041.8104 | 5014.0714
1675.76 | 27.7866 | 0.80349 | 21.6053 | 0.10605 | 1929.2744 | 277.9015 | 16.3875 | 0.735% | 2257.4773 | 2229.6907 | 2273.8648 | 2246.0782
1675.875 | 27.7788 | 0.8036 | 21.599 | 0.086408 | 385.4663 | 278.1534 | 16.4169 | 2.393% | 713.8875 | 686.1087 | 730.3044 | 702.5256
1675.99 | 27.7661 | 0.80297 | 21.5932 | 0.13546 | 364.5546 | 278.1993 | 16.4464 | 2.472% | 693.0517 | 665.2856 | 709.498 | 681.7319
1676.105 | 27.7802 | 0.80252 | 21.6075 | 0.16398 | 3782.2007 | 278.2974 | 16.4759 | 0.4035% | 4110.8523 | 4083.0721 | 4127.3282 | 4099.5479
1676.22 | 27.8447 | 0.80301 | 21.6561 | 0.1001 | 16219.4264 | 278.6554 | 16.5054 | 0.09991% | 16548.4856 | 16520.6409 | 16564.9911 | 16537.1463
1676.335 | 27.9262 | 0.80358 | 21.7175 | 0.029953 | 26353.4081 | 279.0363 | 16.535 | 0.06203% | 26682.9217 | 26654.9955 | 26699.4567 | 26671.5305
1676.45 | 27.995 | 0.80364 | 21.7716 | 0.0098525 | 16219.414 | 279.2737 | 16.5647 | 0.1003% | 16549.2678 | 16521.2728 | 16565.8325 | 16537.8375
1676.565 | 28.0489 | 0.80335 | 21.8159 | 0.023623 | 3781.2054 | 279.4141 | 16.5944 | 0.4064% | 4111.3113 | 4083.2624 | 4127.9056 | 4099.8568
1676.68 | 28.0678 | 0.80234 | 21.8371 | 0.10975 | 333.9044 | 279.3568 | 16.6241 | 2.614% | 664.0781 | 636.0103 | 680.7022 | 652.6344
1676.795 | 28.0242 | 0.80008 | 21.8173 | 0.31519 | 11.1689 | 278.9468 | 16.6539 | 5.32% | 341.0725 | 313.0483 | 357.7264 | 329.7022
1676.91 | 27.9901 | 0.79849 | 21.8012 | 0.43817 | 0.14151 | 278.7261 | 16.6837 | 5.526% | 329.8955 | 301.9054 | 346.5793 | 318.5892
1677.025 | 28.0463 | 0.7995 | 21.8393 | 0.29703 | 3.661e-11 | 279.229 | 16.7136 | 5.531% | 330.2112 | 302.1649 | 346.9248 | 318.8785
1677.14 | 28.0929 | 0.80012 | 21.872 | 0.19883 | 1.4516e-10 | 279.6235 | 16.7436 | 5.535% | 330.5873 | 302.4944 | 347.3309 | 319.238
1677.255 | 28.0682 | 0.79872 | 21.8617 | 0.24569 | 1.3056e-10 | 279.4495 | 16.7736 | 5.548% | 330.4238 | 302.3556 | 347.1974 | 319.1292
1677.37 | 27.8538 | 0.79231 | 21.7386 | 0.38503 | 5.5833e-11 | 277.8503 | 16.8036 | 5.587% | 328.62 | 300.7662 | 345.4236 | 317.5698
1677.485 | 27.0886 | 0.77134 | 21.287 | 0.91454 | 8.0315e-11 | 272.1016 | 16.8337 | 5.705% | 322.1631 | 295.0745 | 338.9968 | 311.9082
1677.6 | 26.444 | 0.75384 | 20.9054 | 1.4077 | 0 | 267.345 | 16.8638 | 5.807% | 316.8559 | 290.412 | 333.7198 | 307.2758
1677.715 | 27.0425 | 0.76994 | 21.2615 | 1.0362 | 0 | 272.152 | 16.894 | 5.723% | 322.2622 | 295.2197 | 339.1562 | 312.1137
1677.83 | 27.8251 | 0.79138 | 21.7259 | 0.46647 | 7.6099e-12 | 278.4746 | 16.9243 | 5.614% | 329.2834 | 301.4583 | 346.2077 | 318.3826
1677.945 | 28.0809 | 0.79915 | 21.8752 | 0.17724 | 0 | 280.9018 | 16.9545 | 5.582% | 331.8343 | 303.7534 | 348.7889 | 320.7079
1678.06 | 28.1039 | 0.80088 | 21.8836 | 0.06721 | 7.291e-11 | 281.6141 | 16.9849 | 5.58% | 332.4698 | 304.3659 | 349.4546 | 321.3508
1678.175 | 28.0436 | 0.80039 | 21.8409 | 0.11219 | 0 | 281.6972 | 17.0153 | 5.589% | 332.4943 | 304.4506 | 349.5095 | 321.4659
1678.29 | 27.9001 | 0.79758 | 21.7474 | 0.38288 | 3.9348e-11 | 281.1258 | 17.0457 | 5.606% | 331.9537 | 304.0536 | 348.9995 | 321.0993
1678.405 | 27.765 | 0.79497 | 21.6588 | 0.62621 | 2.7444e-11 | 280.6103 | 17.0762 | 5.623% | 331.4553 | 303.6903 | 348.5315 | 320.7665
1678.52 | 27.7791 | 0.79645 | 21.6606 | 0.43569 | 2.862e-11 | 281.2524 | 17.1067 | 5.625% | 331.9242 | 304.1451 | 349.0309 | 321.2519
1678.635 | 27.8284 | 0.79891 | 21.6843 | 0.1512 | 2.099e-11 | 282.1704 | 17.1373 | 5.622% | 332.6332 | 304.8048 | 349.7705 | 321.9421
1678.75 | 27.8288 | 0.80003 | 21.6791 | 0.039369 | 0 | 282.7093 | 17.168 | 5.625% | 333.0567 | 305.2279 | 350.2246 | 322.3958
1678.865 | 27.8021 | 0.80039 | 21.6574 | 0.011386 | 0.0054133 | 283.0337 | 17.1986 | 5.63% | 333.3104 | 305.5084 | 350.509 | 322.707
1678.98 | 27.761 | 0.80038 | 21.6265 | 0.0052417 | 0.42724 | 283.252 | 17.2294 | 5.628% | 333.8724 | 306.1114 | 351.1018 | 323.3408
1679.095 | 27.7101 | 0.80017 | 21.5888 | 0.0068949 | 12.7728 | 283.4155 | 17.2602 | 5.418% | 346.2943 | 318.5842 | 363.5544 | 335.8443
1679.21 | 27.6433 | 0.79971 | 21.5399 | 0.020018 | 144.6418 | 283.5076 | 17.291 | 3.838% | 478.1524 | 450.5091 | 495.4434 | 467.8001
1679.325 | 27.5592 | 0.79912 | 21.4782 | 0.050566 | 620.4386 | 283.5634 | 17.3219 | 1.87% | 953.889 | 926.3298 | 971.2109 | 943.6517
1679.44 | 27.4736 | 0.79891 | 21.4134 | 0.074106 | 1008.0926 | 283.7263 | 17.3528 | 1.321% | 1341.5789 | 1314.1053 | 1358.9317 | 1331.4582
1679.555 | 27.3868 | 0.79908 | 21.3459 | 0.060543 | 620.4386 | 283.9988 | 17.3838 | 1.876% | 954.0297 | 926.6429 | 971.4135 | 944.0267
1679.67 | 27.2806 | 0.79911 | 21.264 | 0.047507 | 144.6767 | 284.2292 | 17.4149 | 3.861% | 478.2971 | 451.0164 | 495.7119 | 468.4313
1679.785 | 27.1389 | 0.79837 | 21.1582 | 0.1092 | 15.5216 | 284.2405 | 17.446 | 5.421% | 348.9667 | 321.8278 | 366.4126 | 339.2737
1679.9 | 26.9677 | 0.79692 | 21.033 | 0.24205 | 82.6039 | 284.05 | 17.4771 | 4.496% | 415.6935 | 388.7258 | 433.1706 | 406.2029
1680.015 | 26.8226 | 0.79637 | 20.9238 | 0.28145 | 930.5915 | 284.1157 | 17.5083 | 1.416% | 1263.5314 | 1236.7088 | 1281.0397 | 1254.217
1680.13 | 26.7301 | 0.79745 | 20.847 | 0.15541 | 3991.7324 | 284.6463 | 17.5395 | 0.4081% | 4324.9087 | 4298.1786 | 4342.4482 | 4315.7181
1680.245 | 26.6318 | 0.79837 | 20.7664 | 0.044908 | 6485.7925 | 285.1345 | 17.5708 | 0.2587% | 6819.1684 | 6792.5367 | 6836.7393 | 6810.1075
1680.36 | 26.5045 | 0.79839 | 20.668 | 0.022812 | 3991.7324 | 285.3612 | 17.6022 | 0.4095% | 4325.0873 | 4298.5827 | 4342.6894 | 4316.1849
1680.475 | 26.3442 | 0.79726 | 20.5502 | 0.058287 | 930.586 | 285.2609 | 17.6336 | 1.425% | 1263.5969 | 1237.2527 | 1281.2305 | 1254.8863
1680.59 | 26.0153 | 0.79092 | 20.3334 | 0.25301 | 82.1766 | 283.6491 | 17.665 | 4.562% | 413.2184 | 387.203 | 430.8834 | 404.8681
1680.705 | 25.3078 | 0.77305 | 19.8951 | 0.77105 | 2.7488 | 278.6918 | 17.6965 | 5.843% | 328.1877 | 302.8798 | 345.8842 | 320.5764
1680.82 | 24.805 | 0.76036 | 19.5849 | 1.1227 | 0.034828 | 275.2306 | 17.7281 | 5.974% | 321.5384 | 296.7334 | 339.2665 | 314.4614
1680.935 | 25.2513 | 0.77426 | 19.8447 | 0.71869 | 0 | 279.4846 | 17.7597 | 5.904% | 326.0736 | 300.8223 | 343.8332 | 318.582
1681.05 | 25.8126 | 0.79067 | 20.1783 | 0.23593 | 0 | 284.4693 | 17.7913 | 5.82% | 331.4868 | 305.6742 | 349.2781 | 323.4655
1681.165 | 26.0024 | 0.79577 | 20.2956 | 0.071485 | 0 | 286.1729 | 17.8231 | 5.799% | 333.3382 | 307.3357 | 351.1612 | 325.1588
1681.28 | 26.0527 | 0.7964 | 20.3321 | 0.052135 | 0 | 286.5756 | 17.8548 | 5.802% | 333.8089 | 307.7562 | 351.6637 | 325.6111
1681.395 | 26.0573 | 0.79524 | 20.3425 | 0.11359 | 1.6108e-11 | 286.465 | 17.8866 | 5.813% | 333.7737 | 307.7163 | 351.6603 | 325.6029
1681.51 | 26.0611 | 0.79362 | 20.3545 | 0.19659 | 0 | 286.2218 | 17.9185 | 5.826% | 333.6277 | 307.5665 | 351.5461 | 325.485
1681.625 | 26.131 | 0.79351 | 20.4103 | 0.19078 | 0 | 286.4122 | 17.9504 | 5.832% | 333.9378 | 307.8069 | 351.8882 | 325.7573
1681.74 | 26.2548 | 0.79456 | 20.5023 | 0.1138 | 2.3113e-11 | 286.9427 | 17.9824 | 5.832% | 334.6082 | 308.3534 | 352.5906 | 326.3358
1681.855 | 26.3846 | 0.79533 | 20.6005 | 0.058338 | 1.8052e-11 | 287.4329 | 18.0144 | 5.832% | 335.2716 | 308.8871 | 353.286 | 326.9015
1681.97 | 26.5159 | 0.79579 | 20.7017 | 0.032008 | 2.7138e-12 | 288.0123 | 18.0465 | 5.83% | 336.0578 | 309.5419 | 354.1042 | 327.5884
1682.085 | 26.6374 | 0.79591 | 20.797 | 0.022561 | 2.8891e-12 | 288.8195 | 18.0786 | 5.824% | 337.0723 | 310.4349 | 355.1509 | 328.5135
1682.2 | 26.7423 | 0.79572 | 20.8807 | 0.022917 | 2.4338e-12 | 289.8005 | 18.1108 | 5.814% | 338.242 | 311.4997 | 356.3528 | 329.6105
1682.315 | 26.8387 | 0.79555 | 20.9577 | 0.021659 | 5.9113e-11 | 290.8827 | 18.143 | 5.803% | 339.4963 | 312.6576 | 357.6393 | 330.8006
1682.43 | 26.9217 | 0.79529 | 21.0247 | 0.023151 | 1.2606e-11 | 291.9547 | 18.1753 | 5.792% | 340.7195 | 313.7978 | 358.8948 | 331.9731
1682.545 | 26.9971 | 0.79507 | 21.0856 | 0.025013 | 0 | 293.0399 | 18.2076 | 5.781% | 341.9426 | 314.9455 | 360.1503 | 333.1532
1682.66 | 27.0782 | 0.79513 | 21.1495 | 0.019548 | 0 | 294.2097 | 18.24 | 5.769% | 343.252 | 316.1739 | 361.492 | 334.4139
1682.775 | 27.1557 | 0.79511 | 21.2111 | 0.01678 | 4.9286e-11 | 295.3548 | 18.2724 | 5.757% | 344.5335 | 317.3778 | 362.806 | 335.6502
1682.89 | 27.2227 | 0.79479 | 21.266 | 0.023924 | 4.9363e-11 | 296.4104 | 18.3049 | 5.747% | 345.7178 | 318.4951 | 364.0227 | 336.8
1683.005 | 27.2846 | 0.79436 | 21.3174 | 0.038529 | 4.0185e-11 | 297.4311 | 18.3375 | 5.738% | 346.866 | 319.5813 | 365.2034 | 337.9188
1683.12 | 27.3491 | 0.79409 | 21.37 | 0.063325 | 3.3439e-12 | 298.5022 | 18.3701 | 5.728% | 348.0788 | 320.7296 | 366.4488 | 339.0997
1683.235 | 27.399 | 0.7936 | 21.4125 | 0.129 | 6.9683e-12 | 299.5063 | 18.4027 | 5.718% | 349.2404 | 321.8414 | 367.6431 | 340.2441
1683.35 | 27.4399 | 0.79312 | 21.4479 | 0.17721 | 0 | 300.512 | 18.4354 | 5.709% | 350.3701 | 322.9302 | 368.8055 | 341.3656
1683.465 | 27.4999 | 0.79338 | 21.4944 | 0.12022 | 0.73438 | 301.7409 | 18.4682 | 5.685% | 352.3831 | 324.8832 | 370.8513 | 343.3514
1683.58 | 27.5491 | 0.7934 | 21.5336 | 0.069358 | 57.9608 | 302.8989 | 18.501 | 4.827% | 410.8052 | 383.2561 | 429.3062 | 401.7571
1683.695 | 27.5365 | 0.79174 | 21.5347 | 0.13866 | 1732.7963 | 303.5326 | 18.5339 | 0.9002% | 2086.3305 | 2058.794 | 2104.8644 | 2077.3279
1683.81 | 27.2144 | 0.78171 | 21.3491 | 0.63321 | 19622.7485 | 301.5224 | 18.5668 | 0.09308% | 19974.2493 | 19947.0349 | 19992.8161 | 19965.6017
1683.925 | 26.1277 | 0.75108 | 20.7029 | 2.0954 | 84173.5727 | 292.9821 | 18.5998 | 0.02201% | 84516.2319 | 84490.1042 | 84534.8317 | 84508.704
1684.04 | 25.2923 | 0.72731 | 20.2082 | 3.2406 | 136774.9386 | 286.6005 | 18.6328 | 0.01359% | 137111.0075 | 137085.7152 | 137129.6403 | 137104.348
1684.155 | 26.1827 | 0.75015 | 20.7528 | 2.2666 | 84194.1308 | 294.989 | 18.6659 | 0.02209% | 84539.072 | 84512.8893 | 84557.7379 | 84531.5552
1684.27 | 27.2994 | 0.77924 | 21.4339 | 0.94619 | 19637.2201 | 305.354 | 18.699 | 0.09366% | 19993.0328 | 19965.7334 | 20011.7318 | 19984.4325
1684.385 | 27.7158 | 0.78963 | 21.6931 | 0.33616 | 1736.5147 | 309.7865 | 18.7322 | 0.9053% | 2096.8358 | 2069.12 | 2115.568 | 2087.8522
1684.5 | 27.8389 | 0.79221 | 21.7743 | 0.09274 | 66.951 | 311.7492 | 18.7654 | 4.675% | 429.1983 | 401.3594 | 447.9637 | 420.1248
1684.615 | 27.8814 | 0.79269 | 21.8055 | 0.028009 | 104.3164 | 313.0536 | 18.7987 | 4.272% | 467.8776 | 439.9962 | 486.6763 | 458.7949
1684.73 | 27.891 | 0.79238 | 21.8155 | 0.027411 | 503.2428 | 314.1107 | 18.8321 | 2.242% | 867.8797 | 839.9887 | 886.7118 | 858.8208
1684.845 | 27.8775 | 0.7916 | 21.8099 | 0.05125 | 1070.6359 | 315.0146 | 18.8655 | 1.34% | 1436.1807 | 1408.3032 | 1455.0462 | 1427.1687
1684.96 | 27.8603 | 0.79097 | 21.8005 | 0.068801 | 1069.9489 | 315.9677 | 18.899 | 1.342% | 1436.4372 | 1408.5769 | 1455.3361 | 1427.4758
1685.075 | 27.8474 | 0.79076 | 21.7924 | 0.068003 | 502.3994 | 317.0552 | 18.9325 | 2.248% | 869.9533 | 842.1059 | 888.8858 | 861.0384
1685.19 | 27.8196 | 0.79038 | 21.7737 | 0.074765 | 103.3381 | 318.0832 | 18.966 | 4.271% | 471.8798 | 444.0602 | 490.8458 | 463.0262
1685.305 | 27.7772 | 0.78978 | 21.7447 | 0.091008 | 8.6643 | 319.0427 | 18.9997 | 5.423% | 378.1097 | 350.3324 | 397.1093 | 369.3321
1685.42 | 27.7544 | 0.78983 | 21.7275 | 0.084522 | 0.28397 | 320.2133 | 19.0333 | 5.547% | 370.8535 | 343.0991 | 389.8868 | 362.1325
1685.535 | 27.7558 | 0.79051 | 21.726 | 0.058844 | 0.0035529 | 321.5906 | 19.0671 | 5.54% | 371.9253 | 344.1695 | 390.9923 | 363.2365
1685.65 | 27.7414 | 0.79061 | 21.715 | 0.06699 | 3.922e-11 | 322.7763 | 19.1009 | 5.531% | 373.0904 | 345.3489 | 392.1912 | 364.4498
1685.765 | 27.7117 | 0.79009 | 21.6954 | 0.12395 | 3.9656e-11 | 323.7587 | 19.1347 | 5.524% | 374.0798 | 346.3681 | 393.2145 | 365.5028
1685.88 | 27.7016 | 0.78991 | 21.6894 | 0.15687 | 2.4008e-11 | 324.8544 | 19.1686 | 5.516% | 375.1922 | 347.4906 | 394.3608 | 366.6592
1685.995 | 27.7173 | 0.79033 | 21.7005 | 0.10534 | 2.568e-11 | 326.1496 | 19.2025 | 5.506% | 376.463 | 348.7458 | 395.6656 | 367.9483
1686.11 | 27.726 | 0.79052 | 21.7072 | 0.05031 | 0 | 327.3689 | 19.2366 | 5.497% | 377.6429 | 349.9169 | 396.8795 | 369.1535
1686.225 | 27.7126 | 0.79007 | 21.7 | 0.045435 | 0 | 328.3749 | 19.2706 | 5.492% | 378.623 | 350.9104 | 397.8936 | 370.181
1686.34 | 27.6976 | 0.7895 | 21.692 | 0.056986 | 2.5132e-11 | 329.3412 | 19.3047 | 5.486% | 379.5773 | 351.8797 | 398.8821 | 371.1845
1686.455 | 27.7 | 0.78931 | 21.6958 | 0.057188 | 0 | 330.4339 | 19.3389 | 5.479% | 380.6762 | 352.9762 | 400.0151 | 372.3151
1686.57 | 27.7076 | 0.78921 | 21.7032 | 0.055437 | 2.1232e-11 | 331.5532 | 19.3731 | 5.471% | 381.8087 | 354.1011 | 401.1818 | 373.4742
1686.685 | 27.7168 | 0.78915 | 21.7117 | 0.057667 | 4.0195e-11 | 332.69 | 19.4074 | 5.463% | 382.9653 | 355.2486 | 402.3728 | 374.656
1686.8 | 27.7148 | 0.78883 | 21.7134 | 0.11639 | 1.3327e-11 | 333.7366 | 19.4418 | 5.456% | 384.07 | 356.3552 | 403.5118 | 375.797
1686.915 | 27.6379 | 0.78649 | 21.6688 | 0.38666 | 0 | 334.095 | 19.4762 | 5.456% | 384.5749 | 356.937 | 404.051 | 376.4131
1687.03 | 27.4372 | 0.78087 | 21.5488 | 0.79781 | 0 | 333.3205 | 19.5106 | 5.474% | 383.8852 | 356.448 | 403.3958 | 375.9586
1687.145 | 26.9938 | 0.76889 | 21.2849 | 1.1513 | 7.087e-11 | 330.3317 | 19.5451 | 5.528% | 380.5306 | 353.5368 | 400.0757 | 373.0819
1687.26 | 26.4357 | 0.75397 | 20.9535 | 1.453 | 8.4056e-11 | 326.3143 | 19.5797 | 5.603% | 375.9104 | 349.4747 | 395.49 | 369.0544
1687.375 | 26.4939 | 0.7556 | 20.9893 | 1.276 | 3.7242e-11 | 328.0246 | 19.6143 | 5.587% | 377.5393 | 351.0455 | 397.1536 | 370.6598
1687.49 | 27.1364 | 0.77278 | 21.3743 | 0.63804 | 0 | 335.1253 | 19.649 | 5.49% | 385.0468 | 357.9104 | 404.6958 | 377.5594
1687.605 | 27.5837 | 0.78446 | 21.6446 | 0.21504 | 0 | 340.3252 | 19.6837 | 5.423% | 390.5531 | 362.9694 | 410.2368 | 382.6531
1687.72 | 27.6916 | 0.78677 | 21.7133 | 0.12883 | 3.4908e-11 | 342.2823 | 19.7185 | 5.404% | 392.6028 | 364.9112 | 412.3213 | 384.6296
1687.835 | 27.7133 | 0.78663 | 21.7314 | 0.11707 | 3.7431e-11 | 343.3904 | 19.7533 | 5.397% | 393.7388 | 366.0255 | 413.4921 | 385.7789
1687.95 | 27.7455 | 0.78673 | 21.7571 | 0.093155 | 8.3625e-11 | 344.5825 | 19.7882 | 5.389% | 394.965 | 367.2195 | 414.7532 | 387.0077
1688.065 | 27.7821 | 0.78696 | 21.7855 | 0.073478 | 8.902e-11 | 345.822 | 19.8232 | 5.38% | 396.2501 | 368.468 | 416.0733 | 388.2912
1688.18 | 27.8102 | 0.78707 | 21.8079 | 0.065369 | 8.065e-11 | 347.0204 | 19.8582 | 5.372% | 397.4909 | 369.6807 | 417.3491 | 389.5389
1688.295 | 27.8308 | 0.78733 | 21.8237 | 0.050874 | 0.0012902 | 348.2695 | 19.8933 | 5.363% | 398.7635 | 370.9327 | 418.6567 | 390.826
1688.41 | 27.8315 | 0.78766 | 21.8236 | 0.029022 | 0.10183 | 349.5442 | 19.9284 | 5.353% | 400.1178 | 372.2863 | 420.0462 | 392.2147
1688.525 | 27.8021 | 0.78775 | 21.8011 | 0.017985 | 3.0455 | 350.7364 | 19.9636 | 5.304% | 404.1908 | 376.3888 | 424.1544 | 396.3523
1688.64 | 27.7384 | 0.78736 | 21.7542 | 0.026923 | 34.5751 | 351.7574 | 19.9988 | 4.891% | 436.6394 | 408.901 | 456.6382 | 428.8998
1688.755 | 27.627 | 0.78602 | 21.675 | 0.067025 | 150.9211 | 352.4355 | 20.0341 | 3.81% | 553.5116 | 525.8846 | 573.5457 | 545.9187
1688.87 | 27.4916 | 0.78417 | 21.5798 | 0.12806 | 274.7937 | 352.9283 | 20.0695 | 3.087% | 677.7057 | 650.214 | 697.7752 | 670.2835
1688.985 | 27.4073 | 0.7837 | 21.5169 | 0.15533 | 295.9908 | 353.9182 | 20.1049 | 2.99% | 699.7721 | 672.3649 | 719.877 | 692.4698
1689.1 | 27.3772 | 0.78455 | 21.4893 | 0.14421 | 275.1579 | 355.3838 | 20.1404 | 3.084% | 680.337 | 652.9598 | 700.4774 | 673.1002
1689.215 | 27.3376 | 0.78467 | 21.4586 | 0.17822 | 151.7783 | 356.5839 | 20.1759 | 3.801% | 558.1214 | 530.7837 | 578.2972 | 550.9596
1689.33 | 27.261 | 0.78316 | 21.4088 | 0.37944 | 41.6014 | 357.19 | 20.2115 | 4.797% | 448.6238 | 421.3628 | 468.8353 | 441.5742
1689.445 | 27.211 | 0.78193 | 21.3781 | 0.5574 | 32.9456 | 357.9015 | 20.2471 | 4.896% | 440.7755 | 413.5645 | 461.0226 | 433.8117
1689.56 | 27.2584 | 0.78306 | 21.4091 | 0.39683 | 48.6844 | 359.4737 | 20.2828 | 4.709% | 458.0055 | 430.7471 | 478.2883 | 451.0299
1689.675 | 27.3177 | 0.78412 | 21.4494 | 0.19437 | 29.9158 | 361.0233 | 20.3186 | 4.915% | 440.6848 | 413.3671 | 461.0033 | 433.6856
1689.79 | 27.3469 | 0.78385 | 21.4745 | 0.15245 | 9.9137 | 362.0808 | 20.3544 | 5.161% | 421.7522 | 394.4053 | 442.1066 | 414.7597
1689.905 | 27.4035 | 0.7838 | 21.5203 | 0.12743 | 231.9546 | 363.2246 | 20.3903 | 3.301% | 645.0142 | 617.6107 | 665.4045 | 638.0009
1690.02 | 27.51 | 0.78477 | 21.5998 | 0.066675 | 6916.0187 | 364.7447 | 20.4262 | 0.2797% | 7330.7246 | 7303.2146 | 7351.1508 | 7323.6408
1690.135 | 27.6129 | 0.78536 | 21.6785 | 0.044209 | 78318.4297 | 366.1263 | 20.4622 | 0.026% | 78734.6769 | 78707.064 | 78755.1391 | 78727.5262
1690.25 | 27.6479 | 0.78399 | 21.7158 | 0.19199 | 335947.654 | 366.7694 | 20.4982 | 0.006095% | 336364.7631 | 336337.1152 | 336385.2613 | 336357.6134
1690.365 | 27.4278 | 0.77594 | 21.5982 | 0.97528 | 545863.0872 | 364.8735 | 20.5343 | 0.003759% | 546278.738 | 546251.3102 | 546299.2723 | 546271.8445
1690.48 | 26.7036 | 0.75485 | 21.1766 | 2.8087 | 336022.8168 | 357.9901 | 20.5705 | 0.006115% | 336432.2508 | 336405.5471 | 336452.8213 | 336426.1176
1690.595 | 26.0306 | 0.73563 | 20.7839 | 4.065 | 78573.6333 | 351.8058 | 20.6067 | 0.0261% | 78977.0542 | 78951.0237 | 78997.6609 | 78971.6304
1690.71 | 26.3459 | 0.74319 | 20.9796 | 3.0263 | 7316.831 | 355.8498 | 20.643 | 0.2682% | 7723.7757 | 7697.4298 | 7744.4187 | 7718.0727
1690.825 | 27.0285 | 0.76086 | 21.3911 | 1.9301 | 529.7068 | 363.756 | 20.6793 | 2.254% | 944.5734 | 917.5449 | 965.2527 | 938.2242
1690.94 | 27.3223 | 0.76843 | 21.5681 | 1.8398 | 301.2597 | 367.7996 | 20.7157 | 2.988% | 720.558 | 693.2357 | 741.2737 | 713.9514
1691.055 | 27.5556 | 0.77457 | 21.7094 | 1.2585 | 398.1414 | 371.3052 | 20.7522 | 2.616% | 820.7448 | 793.1891 | 841.4969 | 813.9413
1691.17 | 27.7573 | 0.77989 | 21.8324 | 0.51062 | 242.1435 | 374.5016 | 20.7887 | 3.249% | 667.5254 | 639.7681 | 688.3141 | 660.5568
1691.285 | 27.7396 | 0.77922 | 21.8232 | 0.44292 | 56.4138 | 375.395 | 20.8253 | 4.578% | 482.5937 | 454.8542 | 503.419 | 475.6794
1691.4 | 27.5172 | 0.77299 | 21.6914 | 1.1403 | 4.9815 | 374.1371 | 20.8619 | 5.18% | 430.2405 | 402.7233 | 451.1024 | 423.5852
1691.515 | 27.3536 | 0.76831 | 21.5962 | 1.7802 | 0.16663 | 373.4743 | 20.8986 | 5.254% | 425.1392 | 397.7856 | 446.0378 | 418.6842
1691.63 | 27.5382 | 0.77288 | 21.7108 | 1.2853 | 0.0021112 | 376.4153 | 20.9353 | 5.231% | 427.7246 | 400.1863 | 448.6599 | 421.1217
1691.745 | 27.7838 | 0.7791 | 21.8626 | 0.49435 | 3.0601e-11 | 379.9969 | 20.9722 | 5.202% | 430.9168 | 403.133 | 451.889 | 424.1052
1691.86 | 27.8298 | 0.78 | 21.8936 | 0.22223 | 0 | 381.5024 | 21.009 | 5.195% | 432.2281 | 404.3982 | 453.2371 | 425.4072
1691.975 | 27.7932 | 0.77869 | 21.8737 | 0.2209 | 0 | 382.1536 | 21.046 | 5.196% | 432.82 | 405.0268 | 453.866 | 426.0728
1692.09 | 27.8089 | 0.77889 | 21.8853 | 0.21689 | 6.8234e-12 | 383.3927 | 21.0829 | 5.189% | 434.0827 | 406.2738 | 455.1656 | 427.3567
1692.205 | 27.7612 | 0.77747 | 21.8582 | 0.32073 | 0 | 383.9893 | 21.12 | 5.19% | 434.707 | 406.9457 | 455.827 | 428.0657
1692.32 | 27.636 | 0.77403 | 21.7834 | 0.61509 | 3.3631e-11 | 383.7832 | 21.1571 | 5.199% | 434.5918 | 406.9557 | 455.7489 | 428.1128
1692.435 | 27.6397 | 0.77412 | 21.7863 | 0.73446 | 3.1818e-11 | 384.9823 | 21.1943 | 5.191% | 435.9168 | 408.2771 | 457.1111 | 429.4714
1692.55 | 27.761 | 0.77744 | 21.8602 | 0.44718 | 6.2099e-11 | 387.4642 | 21.2315 | 5.171% | 438.31 | 410.5491 | 459.5415 | 431.7805
1692.665 | 27.8407 | 0.7797 | 21.9088 | 0.16892 | 0 | 389.527 | 21.2688 | 5.158% | 440.2251 | 412.3844 | 461.4939 | 433.6532
1692.78 | 27.8815 | 0.78098 | 21.9342 | 0.06391 | 5.5945e-11 | 391.2049 | 21.3061 | 5.147% | 441.8655 | 413.984 | 463.1716 | 435.2901
1692.895 | 27.9023 | 0.78176 | 21.9474 | 0.026638 | 4.5953e-11 | 392.6811 | 21.3435 | 5.138% | 443.3392 | 415.4369 | 464.6827 | 436.7804
1693.01 | 27.8939 | 0.78173 | 21.9418 | 0.020998 | 2.6686e-11 | 393.8368 | 21.381 | 5.132% | 444.4753 | 416.5814 | 465.8563 | 437.9624
1693.125 | 27.8569 | 0.78091 | 21.9181 | 0.043209 | 0 | 394.6721 | 21.4185 | 5.131% | 445.2712 | 417.4143 | 466.6897 | 438.8328
1693.24 | 27.8223 | 0.78017 | 21.8959 | 0.06342 | 0 | 395.5381 | 21.4561 | 5.13% | 446.0999 | 418.2776 | 467.556 | 439.7337
1693.355 | 27.8257 | 0.78049 | 21.8977 | 0.047999 | 0 | 396.8349 | 21.4938 | 5.123% | 447.3868 | 419.5611 | 468.8805 | 441.0549
1693.47 | 27.8237 | 0.78062 | 21.8962 | 0.040944 | 0 | 398.0561 | 21.5315 | 5.117% | 448.5976 | 420.7739 | 470.1291 | 442.3054
1693.585 | 27.7974 | 0.78002 | 21.8798 | 0.06693 | 2.5566e-11 | 398.976 | 21.5692 | 5.115% | 449.5002 | 421.7027 | 471.0694 | 443.272
1693.7 | 27.7161 | 0.7779 | 21.8311 | 0.16492 | 0 | 399.2642 | 21.6071 | 5.12% | 449.7542 | 422.0381 | 471.3613 | 443.6452
1693.815 | 27.4108 | 0.76972 | 21.6481 | 0.52898 | 0 | 397.0377 | 21.645 | 5.154% | 447.3953 | 419.9845 | 469.0403 | 441.6294
1693.93 | 26.9741 | 0.75794 | 21.3863 | 1.1018 | 4.1475e-11 | 393.3147 | 21.6829 | 5.205% | 443.5349 | 416.5608 | 465.2178 | 438.2437
1694.045 | 26.8908 | 0.75554 | 21.3371 | 1.4046 | 1.3032e-11 | 393.4784 | 21.7209 | 5.209% | 443.8665 | 416.9757 | 465.5874 | 438.6966
1694.16 | 27.2098 | 0.76388 | 21.5305 | 1.2057 | 2.0212e-11 | 398.1071 | 21.759 | 5.161% | 448.8171 | 421.6072 | 470.5761 | 443.3662
1694.275 | 27.5578 | 0.77304 | 21.7417 | 0.68782 | 2.5443e-11 | 403.0798 | 21.7971 | 5.113% | 453.8402 | 426.2824 | 475.6373 | 448.0796
1694.39 | 27.6922 | 0.77651 | 21.8238 | 0.38793 | 2.9068e-12 | 405.6866 | 21.8353 | 5.094% | 456.3671 | 428.6748 | 478.2024 | 450.5101
1694.505 | 27.6758 | 0.77595 | 21.8142 | 0.33145 | 0 | 406.6161 | 21.8736 | 5.092% | 457.2135 | 429.5377 | 479.0871 | 451.4113
1694.62 | 27.6396 | 0.77489 | 21.793 | 0.28244 | 7.3872e-11 | 407.3372 | 21.9119 | 5.094% | 457.8271 | 430.1875 | 479.739 | 452.0994
1694.735 | 27.6083 | 0.77399 | 21.7754 | 0.25764 | 4.2096e-11 | 408.1203 | 21.9503 | 5.094% | 458.5355 | 430.9272 | 480.4858 | 452.8775
1694.85 | 27.5919 | 0.77349 | 21.767 | 0.25325 | 1.2727e-11 | 409.0719 | 21.9887 | 5.092% | 459.4576 | 431.8657 | 481.4463 | 453.8544
1694.965 | 27.6312 | 0.77446 | 21.7923 | 0.20066 | 1.1168 | 410.65 | 22.0272 | 5.069% | 462.1653 | 434.5342 | 484.1926 | 456.5614
1695.08 | 27.6897 | 0.77598 | 21.8298 | 0.13218 | 88.1426 | 412.4592 | 22.0658 | 4.216% | 551.0294 | 523.3397 | 573.0952 | 545.4055
1695.195 | 27.7468 | 0.77752 | 21.8668 | 0.071002 | 2635.1005 | 414.2853 | 22.1044 | 0.7195% | 3099.8479 | 3072.1011 | 3121.9524 | 3094.2056
1695.31 | 27.77 | 0.77821 | 21.882 | 0.04288 | 29840.4476 | 415.746 | 22.1431 | 0.07313% | 30306.6668 | 30278.8968 | 30328.8099 | 30301.0399
1695.425 | 27.7602 | 0.77804 | 21.876 | 0.043782 | 128000.0752 | 416.8425 | 22.1819 | 0.01727% | 128467.3758 | 128439.6155 | 128489.5576 | 128461.7974
1695.54 | 27.7556 | 0.77807 | 21.8731 | 0.035396 | 207975.3917 | 418.0288 | 22.2207 | 0.01066% | 208443.8626 | 208416.1071 | 208466.0833 | 208438.3278
1695.655 | 27.752 | 0.77819 | 21.8707 | 0.022966 | 128000.6618 | 419.2518 | 22.2596 | 0.01733% | 128470.3375 | 128442.5855 | 128492.5971 | 128464.845
1695.77 | 27.7379 | 0.77807 | 21.8612 | 0.020903 | 29843.3066 | 420.368 | 22.2985 | 0.07363% | 30314.0728 | 30286.3348 | 30336.3712 | 30308.6333
1695.885 | 27.7195 | 0.77787 | 21.8487 | 0.02368 | 2641.186 | 421.4538 | 22.3375 | 0.724% | 3113.0095 | 3085.29 | 3135.347 | 3107.6275
1696 | 27.7018 | 0.77772 | 21.8365 | 0.025239 | 94.228 | 422.5609 | 22.3766 | 4.148% | 567.1302 | 539.4284 | 589.5067 | 561.8049
1696.115 | 27.6897 | 0.77773 | 21.8279 | 0.022447 | 3.9818 | 423.7365 | 22.4157 | 4.977% | 478.0362 | 450.3464 | 500.4518 | 472.7621
1696.23 | 27.672 | 0.77756 | 21.8159 | 0.030679 | 0.77798 | 424.8358 | 22.4549 | 5.01% | 475.9099 | 448.2379 | 498.3648 | 470.6927
1696.345 | 27.6282 | 0.77665 | 21.7872 | 0.087971 | 2.3245 | 425.6084 | 22.4941 | 4.992% | 478.213 | 450.5848 | 500.7071 | 473.0789
1696.46 | 27.5225 | 0.77406 | 21.7207 | 0.34122 | 11.1872 | 425.6343 | 22.5334 | 4.902% | 487.18 | 459.6576 | 509.7135 | 482.191
1696.575 | 27.2469 | 0.76692 | 21.5528 | 1.2443 | 24.2926 | 423.6373 | 22.5728 | 4.788% | 498.7408 | 471.4939 | 521.3136 | 494.0668
1696.69 | 26.8079 | 0.75541 | 21.2882 | 2.8103 | 24.8918 | 419.6804 | 22.6123 | 4.817% | 496.234 | 469.426 | 518.8462 | 492.0383
1696.805 | 26.6701 | 0.75186 | 21.2056 | 3.3499 | 11.9211 | 419.2611 | 22.6518 | 4.962% | 483.1597 | 456.4896 | 505.8115 | 479.1413
1696.92 | 26.9666 | 0.75981 | 21.3839 | 2.311 | 2.479 | 423.9591 | 22.6913 | 5.033% | 477.8595 | 450.8929 | 500.5508 | 473.5842
1697.035 | 26.8976 | 0.758 | 21.3429 | 2.5206 | 0.20887 | 424.2649 | 22.731 | 5.061% | 475.9928 | 449.0953 | 498.7238 | 471.8262
1697.15 | 26.159 | 0.73835 | 20.8999 | 4.7753 | 0.0068595 | 416.5396 | 22.7706 | 5.141% | 469.119 | 442.96 | 491.8897 | 465.7307
1697.265 | 25.6409 | 0.7245 | 20.5898 | 5.7352 | 8.5929e-05 | 411.4193 | 22.8104 | 5.202% | 464.1098 | 438.4688 | 486.9202 | 461.2792
1697.38 | 26.0516 | 0.73519 | 20.8384 | 3.7304 | 8.2326e-12 | 417.421 | 22.8502 | 5.161% | 468.7766 | 442.725 | 491.6269 | 465.5752
1697.495 | 26.8254 | 0.75553 | 21.3062 | 1.4681 | 1.1624e-12 | 427.8001 | 22.8901 | 5.072% | 478.1554 | 451.33 | 501.0455 | 474.2201
1697.61 | 27.3421 | 0.76913 | 21.6206 | 0.42608 | 1.0402e-11 | 435.1198 | 22.9301 | 5.007% | 485.2776 | 457.9355 | 508.2076 | 480.8656
1697.725 | 27.5371 | 0.77414 | 21.7412 | 0.1106 | 2.295e-12 | 438.5582 | 22.9701 | 4.981% | 488.7212 | 461.1841 | 511.6913 | 484.1542
1697.84 | 27.5634 | 0.77457 | 21.7594 | 0.065917 | 0 | 439.9252 | 23.0101 | 4.975% | 490.0885 | 462.5251 | 513.0986 | 485.5352
1697.955 | 27.5244 | 0.7732 | 21.7374 | 0.10459 | 2.1965e-11 | 440.4713 | 23.0503 | 4.978% | 490.611 | 463.0865 | 513.6613 | 486.1368
1698.07 | 27.4837 | 0.77182 | 21.7142 | 0.14658 | 2.8656e-11 | 441.0129 | 23.0905 | 4.98% | 491.1292 | 463.6455 | 514.2197 | 486.736
1698.185 | 27.4889 | 0.7718 | 21.719 | 0.15077 | 6.2839e-11 | 442.177 | 23.1308 | 4.976% | 492.3074 | 464.8185 | 515.4382 | 487.9493
1698.3 | 27.5097 | 0.77231 | 21.7331 | 0.13455 | 0 | 443.5844 | 23.1711 | 4.97% | 493.734 | 466.2244 | 516.9051 | 489.3954
1698.415 | 27.5319 | 0.77296 | 21.7478 | 0.10285 | 0 | 445.059 | 23.2115 | 4.963% | 495.2146 | 467.6826 | 518.4261 | 490.8941
1698.53 | 27.5335 | 0.77314 | 21.7489 | 0.091702 | 2.4068e-11 | 446.3111 | 23.2519 | 4.959% | 496.4583 | 468.9248 | 519.7102 | 492.1767
1698.645 | 27.5185 | 0.77295 | 21.7389 | 0.10025 | 0 | 447.3977 | 23.2925 | 4.956% | 497.5283 | 470.0098 | 520.8208 | 493.3023
1698.76 | 27.4945 | 0.77263 | 21.7227 | 0.1149 | 1.2758e-11 | 448.4232 | 23.3331 | 4.954% | 498.5278 | 471.0334 | 521.8609 | 494.3664
1698.875 | 27.4621 | 0.77219 | 21.7005 | 0.13179 | 0 | 449.3958 | 23.3737 | 4.952% | 499.4623 | 472.0002 | 522.836 | 495.3739
1698.99 | 27.4457 | 0.77234 | 21.6875 | 0.11533 | 0 | 450.641 | 23.4144 | 4.948% | 500.6618 | 473.2162 | 524.0763 | 496.6306
1699.105 | 27.4276 | 0.77259 | 21.6727 | 0.093209 | 0 | 451.9311 | 23.4552 | 4.943% | 501.8972 | 474.4697 | 525.3524 | 497.9249
1699.22 | 27.3894 | 0.77238 | 21.6448 | 0.1142 | 0 | 453.0083 | 23.4961 | 4.941% | 502.9291 | 475.5397 | 526.4251 | 499.0358
1699.335 | 27.2984 | 0.77082 | 21.5844 | 0.34231 | 0 | 453.4442 | 23.537 | 4.943% | 503.4402 | 476.1417 | 526.9771 | 499.6787
1699.45 | 27.0461 | 0.76493 | 21.4258 | 1.1599 | 0 | 451.8261 | 23.578 | 4.962% | 502.2228 | 475.1767 | 525.8008 | 498.7546
1699.565 | 26.7633 | 0.7582 | 21.2481 | 2.0305 | 9.9141e-12 | 449.8053 | 23.619 | 4.985% | 500.6054 | 473.8421 | 524.2244 | 497.4611
1699.68 | 26.7625 | 0.75903 | 21.2409 | 1.7348 | 1.2013e-11 | 451.3723 | 23.6601 | 4.98% | 501.8695 | 475.107 | 525.5296 | 498.7671
1699.795 | 26.8686 | 0.76268 | 21.2994 | 0.9186 | 0 | 454.2749 | 23.7013 | 4.966% | 504.1242 | 477.2556 | 527.8255 | 500.9569
1699.91 | 26.8574 | 0.76304 | 21.2887 | 0.5375 | 1.8662e-11 | 455.6138 | 23.7425 | 4.965% | 505.0604 | 478.203 | 528.803 | 501.9456
1700.025 | 26.847 | 0.76332 | 21.2795 | 0.43752 | 4.1035e-12 | 456.9192 | 23.7839 | 4.961% | 506.2466 | 479.3995 | 530.0304 | 503.1834
1700.14 | 26.9295 | 0.76601 | 21.3269 | 0.34822 | 2.5124e-11 | 459.3882 | 23.8252 | 4.945% | 508.7588 | 481.8293 | 532.5841 | 505.6545
1700.255 | 26.9821 | 0.7678 | 21.3562 | 0.30174 | 1.569 | 461.4275 | 23.8667 | 4.917% | 512.4043 | 485.4222 | 536.271 | 509.2889
1700.37 | 26.9835 | 0.76815 | 21.355 | 0.26776 | 125.375 | 462.7828 | 23.9082 | 3.916% | 637.5322 | 610.5487 | 661.4404 | 634.4569
1700.485 | 26.979 | 0.76833 | 21.3511 | 0.24139 | 3823.7103 | 464.0533 | 23.9497 | 0.5557% | 4337.1035 | 4310.1244 | 4361.0532 | 4334.0742
1700.6 | 26.9178 | 0.76693 | 21.3128 | 0.37338 | 45558.1097 | 464.5563 | 23.9914 | 0.0521% | 46072.0369 | 46045.119 | 46096.0282 | 46069.1104
1700.715 | 26.6663 | 0.76037 | 21.159 | 1.1897 | 220986.1261 | 462.5225 | 24.0331 | 0.01085% | 221498.424 | 221471.7577 | 221522.4571 | 221495.7908
1700.83 | 26.0611 | 0.74432 | 20.7926 | 3.5635 | 468722.0895 | 455.7984 | 24.0749 | 0.005131% | 469229.0494 | 469202.9883 | 469253.1243 | 469227.0632
1700.945 | 25.5705 | 0.73128 | 20.4965 | 5.5781 | 466658.9174 | 450.5448 | 24.1167 | 0.005163% | 467161.8386 | 467136.2681 | 467185.9553 | 467160.3848
1701.06 | 25.9537 | 0.74148 | 20.7281 | 4.0143 | 218453.8408 | 456.7664 | 24.1586 | 0.01103% | 218962.0446 | 218936.091 | 218986.2032 | 218960.2496
1701.175 | 26.5857 | 0.75824 | 21.1111 | 1.4996 | 44856.2763 | 466.2144 | 24.2006 | 0.05337% | 45372.4453 | 45345.8597 | 45396.6459 | 45370.0603
1701.29 | 26.9016 | 0.76645 | 21.3057 | 0.40366 | 3758.0048 | 471.4427 | 24.2426 | 0.5702% | 4278.8249 | 4251.9233 | 4303.0676 | 4276.166
1701.405 | 27.0049 | 0.76885 | 21.3723 | 0.1382 | 123.1299 | 473.8114 | 24.2847 | 3.922% | 646.2256 | 619.2207 | 670.5104 | 643.5054
1701.52 | 27.0048 | 0.76847 | 21.3745 | 0.12699 | 1.5402 | 474.8116 | 24.3269 | 4.879% | 525.6266 | 498.6218 | 549.9535 | 522.9487
1701.635 | 26.9553 | 0.76697 | 21.3443 | 0.19231 | 1.9539e-11 | 475.2558 | 24.3691 | 4.898% | 524.5147 | 497.5594 | 548.8839 | 521.9285
1701.75 | 26.9045 | 0.76568 | 21.3121 | 0.25172 | 0 | 475.8046 | 24.4114 | 4.901% | 525.0386 | 498.1341 | 549.45 | 522.5455
1701.865 | 26.8931 | 0.76567 | 21.3035 | 0.24049 | 2.6237e-11 | 476.9902 | 24.4538 | 4.898% | 526.193 | 499.2999 | 550.6468 | 523.7537
1701.98 | 26.8829 | 0.76584 | 21.2949 | 0.21086 | 0 | 478.2618 | 24.4962 | 4.894% | 527.4164 | 500.5335 | 551.9126 | 525.0297
1702.095 | 26.8527 | 0.7655 | 21.2735 | 0.21046 | 0 | 479.2806 | 24.5388 | 4.893% | 528.3828 | 501.5301 | 552.9215 | 526.0688
1702.21 | 26.8396 | 0.76561 | 21.2627 | 0.20071 | 0 | 480.5233 | 24.5813 | 4.889% | 529.5919 | 502.7523 | 554.1732 | 527.3336
1702.325 | 26.8137 | 0.76534 | 21.2441 | 0.20404 | 0 | 481.5746 | 24.624 | 4.888% | 530.6018 | 503.7881 | 555.2258 | 528.4121
1702.44 | 26.7371 | 0.76368 | 21.1947 | 0.25643 | 3.7988e-11 | 481.9241 | 24.6667 | 4.893% | 530.8761 | 504.139 | 555.5427 | 528.8057
1702.555 | 26.5767 | 0.75977 | 21.0945 | 0.39463 | 3.6729e-06 | 481.1263 | 24.7095 | 4.909% | 529.9519 | 503.3752 | 554.6614 | 528.0847
1702.67 | 26.3644 | 0.75452 | 20.9625 | 0.58466 | 0.00028988 | 479.6435 | 24.7523 | 4.931% | 528.3099 | 501.9455 | 553.0622 | 526.6978
1702.785 | 26.2749 | 0.75274 | 20.9043 | 0.65484 | 0.0086663 | 479.9205 | 24.7952 | 4.937% | 528.516 | 502.241 | 553.3112 | 527.0363
1702.9 | 26.4336 | 0.75773 | 20.9961 | 0.48491 | 0.098139 | 483.651 | 24.8382 | 4.909% | 532.4214 | 505.9878 | 557.2597 | 530.826
1703.015 | 26.6073 | 0.7629 | 21.0989 | 0.29324 | 0.42097 | 487.4733 | 24.8813 | 4.878% | 536.6567 | 510.0494 | 561.538 | 534.9306
1703.13 | 26.6262 | 0.76339 | 21.1107 | 0.27553 | 0.684 | 488.91 | 24.9244 | 4.87% | 538.3698 | 511.7436 | 563.2941 | 536.668
1703.245 | 26.5504 | 0.76086 | 21.0676 | 0.47006 | 0.42167 | 488.7967 | 24.9676 | 4.881% | 538.0672 | 511.5168 | 563.0347 | 536.4844
1703.36 | 26.4148 | 0.75631 | 20.9915 | 1.0395 | 0.11923 | 487.6309 | 25.0108 | 4.899% | 536.9522 | 510.5375 | 561.9631 | 535.5483
1703.475 | 26.2619 | 0.75097 | 20.9079 | 1.7837 | 0.24849 | 486.0518 | 25.0541 | 4.915% | 536.0048 | 509.7429 | 561.059 | 534.797
1703.59 | 26.3324 | 0.75148 | 20.9606 | 1.7764 | 1.0521 | 487.5033 | 25.0975 | 4.901% | 538.3763 | 512.0439 | 563.4739 | 537.1415
1703.705 | 26.5793 | 0.75667 | 21.1205 | 1.0722 | 1.938 | 491.3755 | 25.141 | 4.87% | 542.8423 | 516.2629 | 567.9833 | 541.4039
1703.82 | 26.7687 | 0.76034 | 21.2461 | 0.5234 | 2.1212 | 494.4198 | 25.1845 | 4.852% | 545.8395 | 519.0708 | 571.0241 | 544.2554
1703.935 | 26.8869 | 0.76223 | 21.3276 | 0.30077 | 1.9701 | 496.3192 | 25.2281 | 4.845% | 547.5667 | 520.6798 | 572.7949 | 545.9079
1704.05 | 26.918 | 0.76187 | 21.354 | 0.29593 | 1.0744 | 496.5441 | 25.2718 | 4.86% | 546.9483 | 520.0302 | 572.2201 | 545.3021
1704.165 | 26.914 | 0.76067 | 21.3583 | 0.38362 | 0.24517 | 495.794 | 25.3155 | 4.882% | 545.4558 | 518.5418 | 570.7714 | 543.8573
1704.28 | 26.9346 | 0.76026 | 21.3775 | 0.46052 | 0.02156 | 495.1853 | 25.3594 | 4.897% | 544.7397 | 517.8051 | 570.099 | 543.1644
1704.395 | 26.9362 | 0.75944 | 21.3848 | 0.50179 | 0.00072042 | 494.3137 | 25.4032 | 4.914% | 543.8968 | 516.9605 | 569.3 | 542.3637
1704.51 | 26.9514 | 0.75913 | 21.3997 | 0.45971 | 9.1243e-06 | 493.6979 | 25.4472 | 4.929% | 543.2678 | 516.3164 | 568.715 | 541.7636
1704.625 | 27.0249 | 0.76054 | 21.449 | 0.37818 | 3.5493e-11 | 493.9833 | 25.4912 | 4.935% | 543.5959 | 516.571 | 569.0871 | 542.0622
1704.74 | 27.0895 | 0.76196 | 21.4913 | 0.32594 | 5.6213e-11 | 494.2688 | 25.5353 | 4.941% | 543.9375 | 516.8479 | 569.4727 | 542.3832
1704.855 | 27.111 | 0.76255 | 21.5053 | 0.25053 | 0.00018062 | 494.1177 | 25.5794 | 4.951% | 543.7472 | 516.6362 | 569.3267 | 542.2157
1704.97 | 27.0437 | 0.76096 | 21.4627 | 0.26862 | 0.014256 | 492.8455 | 25.6237 | 4.972% | 542.3956 | 515.352 | 568.0193 | 540.9757
1705.085 | 26.8775 | 0.75692 | 21.3582 | 0.45045 | 0.42637 | 490.2984 | 25.668 | 5.001% | 540.1678 | 513.2903 | 565.8357 | 538.9582
1705.2 | 26.6434 | 0.75125 | 21.212 | 0.74514 | 4.8405 | 486.9082 | 25.7123 | 4.998% | 541.1005 | 514.4571 | 566.8128 | 540.1694
1705.315 | 26.4339 | 0.7463 | 21.081 | 1.0643 | 21.1291 | 483.8934 | 25.7568 | 4.879% | 554.3481 | 527.9142 | 580.1048 | 553.6709
1705.43 | 26.4362 | 0.74696 | 21.0784 | 1.1031 | 38.4735 | 483.7852 | 25.8013 | 4.733% | 571.6233 | 545.1871 | 597.4246 | 570.9883
1705.545 | 26.5727 | 0.75112 | 21.1572 | 0.80358 | 41.449 | 485.4881 | 25.8458 | 4.702% | 576.2217 | 549.649 | 602.0675 | 575.4949
1705.66 | 26.688 | 0.75462 | 21.2244 | 0.51454 | 38.5361 | 486.8489 | 25.8905 | 4.726% | 574.5665 | 547.8785 | 600.457 | 573.769
1705.775 | 26.8087 | 0.75821 | 21.2963 | 0.33124 | 21.1732 | 488.2504 | 25.9352 | 4.877% | 558.618 | 531.8093 | 584.5532 | 557.7445
1705.89 | 26.8324 | 0.75921 | 21.3095 | 0.45917 | 4.851 | 488.3092 | 25.98 | 5.038% | 542.5205 | 515.6881 | 568.5005 | 541.6681
1706.005 | 26.6032 | 0.75344 | 21.1683 | 1.3167 | 0.42729 | 484.8849 | 26.0249 | 5.117% | 535.1538 | 508.5506 | 561.1787 | 534.5754
1706.12 | 26.3204 | 0.74624 | 20.9934 | 2.1323 | 0.014287 | 480.725 | 26.0698 | 5.166% | 530.9316 | 504.6112 | 557.0014 | 530.681
1706.235 | 26.3408 | 0.74717 | 21.002 | 1.6342 | 0.00018102 | 480.7543 | 26.1148 | 5.18% | 530.4786 | 504.1378 | 556.5934 | 530.2526
1706.35 | 26.4837 | 0.75137 | 21.0855 | 0.85845 | 0 | 482.47 | 26.1599 | 5.178% | 531.649 | 505.1652 | 557.8088 | 531.3251
1706.465 | 26.5542 | 0.7536 | 21.126 | 0.69133 | 0.00028659 | 483.166 | 26.205 | 5.182% | 532.2915 | 505.7373 | 558.4965 | 531.9423
1706.58 | 26.4513 | 0.75112 | 21.0623 | 1.075 | 0.022619 | 481.4462 | 26.2502 | 5.205% | 530.8085 | 504.3572 | 557.0587 | 530.6074
1706.695 | 26.1474 | 0.74329 | 20.8765 | 1.7423 | 0.67621 | 476.9793 | 26.2955 | 5.248% | 527.165 | 501.0176 | 553.4605 | 527.3131
1706.81 | 25.9308 | 0.73807 | 20.7416 | 2.2784 | 7.6578 | 473.8526 | 26.3409 | 5.213% | 531.1994 | 505.2686 | 557.5402 | 531.6094
1706.925 | 26.0427 | 0.7421 | 20.803 | 2.2078 | 32.8692 | 475.4643 | 26.3863 | 4.959% | 558.1292 | 532.0865 | 584.5155 | 558.4728
1707.04 | 26.3036 | 0.75052 | 20.9516 | 1.2834 | 54.0356 | 479.3282 | 26.4318 | 4.751% | 582.6529 | 556.3493 | 609.0847 | 582.7811
1707.155 | 26.382 | 0.75438 | 20.9861 | 0.56864 | 40.3852 | 480.8543 | 26.4774 | 4.871% | 569.9306 | 543.5486 | 596.408 | 570.026
1707.27 | 26.3073 | 0.75432 | 20.9265 | 0.47941 | 40.8702 | 480.3711 | 26.523 | 4.881% | 569.7088 | 543.4016 | 596.2319 | 569.9246
1707.385 | 26.1172 | 0.75101 | 20.7984 | 0.99344 | 122.472 | 478.2308 | 26.5687 | 4.263% | 649.3628 | 623.2455 | 675.9315 | 649.8143
1707.5 | 25.7385 | 0.74226 | 20.5591 | 2.4836 | 2102.8688 | 473.3064 | 26.6145 | 1.024% | 2625.6986 | 2599.9601 | 2652.3132 | 2626.5747
1707.615 | 25.4355 | 0.73512 | 20.3689 | 3.6039 | 23454.453 | 469.2024 | 26.6604 | 0.1113% | 23973.7987 | 23948.3633 | 24000.4591 | 23975.0236
1707.73 | 25.6079 | 0.74027 | 20.4694 | 2.4916 | 100575.7915 | 471.3877 | 26.7063 | 0.02642% | 101096.4884 | 101070.8805 | 101123.1947 | 101097.5868
1707.845 | 25.834 | 0.74637 | 20.6057 | 1.1288 | 163415.1333 | 474.0635 | 26.7523 | 0.01632% | 163937.5118 | 163911.6778 | 163964.2641 | 163938.4301
1707.96 | 25.8497 | 0.74651 | 20.6173 | 0.77543 | 100575.1261 | 473.6934 | 26.7984 | 0.02651% | 101096.8085 | 101070.9588 | 101123.6069 | 101097.7572
1708.075 | 25.8063 | 0.74492 | 20.5946 | 0.78924 | 23446.9145 | 472.4351 | 26.8446 | 0.1121% | 23967.2846 | 23941.4783 | 23994.1292 | 23968.3228
1708.19 | 25.8945 | 0.74683 | 20.6523 | 0.73737 | 2070.5111 | 472.9483 | 26.8908 | 1.048% | 2591.4903 | 2565.5959 | 2618.3811 | 2592.4866
1708.305 | 26.0207 | 0.74967 | 20.7334 | 0.95491 | 69.2574 | 473.9303 | 26.9371 | 4.762% | 591.6464 | 565.6257 | 618.5835 | 592.5628
1708.42 | 25.6932 | 0.74005 | 20.5395 | 2.9138 | 0.87751 | 468.5674 | 26.9835 | 5.466% | 519.3314 | 493.6383 | 546.3149 | 520.6217
1708.535 | 24.6501 | 0.71091 | 19.9116 | 7.6808 | 1.6404e-11 | 453.2289 | 27.0299 | 5.613% | 506.1824 | 481.5322 | 533.2123 | 508.5621
1708.65 | 23.7663 | 0.68596 | 19.3825 | 11.6354 | 2.6671e-11 | 440.0244 | 27.0764 | 5.74% | 495.4946 | 471.7283 | 522.5711 | 498.8048
1708.765 | 23.9314 | 0.68927 | 19.4947 | 10.9498 | 0 | 441.327 | 27.123 | 5.741% | 496.3922 | 472.4608 | 523.5152 | 499.5838
1708.88 | 24.6449 | 0.70734 | 19.9389 | 7.9218 | 3.2468e-11 | 450.1315 | 27.1697 | 5.676% | 503.3444 | 478.6995 | 530.5141 | 505.8692
1708.995 | 25.6608 | 0.73356 | 20.5636 | 3.8191 | 0 | 463.0014 | 27.2164 | 5.576% | 513.7786 | 488.1178 | 540.995 | 515.3342
1709.11 | 26.3292 | 0.75053 | 20.9759 | 1.0636 | 2.5478e-11 | 471.1749 | 27.2632 | 5.519% | 520.2941 | 493.9649 | 547.5573 | 521.2281
1709.225 | 26.462 | 0.75332 | 21.0612 | 0.37361 | 1.4501e-11 | 472.1462 | 27.3101 | 5.525% | 520.7964 | 494.3344 | 548.1065 | 521.6445
1709.34 | 26.4463 | 0.75229 | 21.0555 | 0.33277 | 0 | 471.1775 | 27.3571 | 5.546% | 519.7644 | 493.318 | 547.1214 | 520.6751
1709.455 | 26.3842 | 0.75006 | 21.0216 | 0.4034 | 1.7658e-11 | 469.6054 | 27.4041 | 5.572% | 518.1646 | 491.7804 | 545.5687 | 519.1845
1709.57 | 26.4008 | 0.74999 | 21.0365 | 0.39041 | 0 | 469.1127 | 27.4512 | 5.588% | 517.6905 | 491.2896 | 545.1417 | 518.7408
1709.685 | 26.559 | 0.75373 | 21.1385 | 0.22289 | 0 | 470.5251 | 27.4984 | 5.582% | 519.1993 | 492.6403 | 546.6976 | 520.1386
1709.8 | 26.6669 | 0.75599 | 21.2093 | 0.11645 | 5.8503e-11 | 471.2025 | 27.5456 | 5.584% | 519.9512 | 493.2843 | 547.4968 | 520.8299
1709.915 | 26.6466 | 0.75483 | 21.1996 | 0.15599 | 0 | 470.1657 | 27.593 | 5.605% | 518.9227 | 492.2761 | 546.5157 | 519.8691
1710.03 | 26.588 | 0.75305 | 21.164 | 0.22385 | 4.243e-11 | 468.8242 | 27.6404 | 5.63% | 517.553 | 490.965 | 545.1934 | 518.6054
1710.145 | 26.5729 | 0.75317 | 21.1518 | 0.2167 | 1.0945e-11 | 468.4266 | 27.6879 | 5.644% | 517.1212 | 490.5484 | 544.8091 | 518.2362
1710.26 | 26.5248 | 0.7534 | 21.1138 | 0.23268 | 8.5957e-11 | 468.0812 | 27.7354 | 5.658% | 516.7058 | 490.1811 | 544.4412 | 517.9165
1710.375 | 26.2289 | 0.74815 | 20.9149 | 0.62914 | 1.6546e-11 | 465.013 | 27.783 | 5.701% | 513.5341 | 487.3052 | 541.3171 | 515.0882
1710.49 | 25.7327 | 0.73845 | 20.586 | 1.6785 | 2.9102e-11 | 459.7376 | 27.8307 | 5.765% | 508.4733 | 482.7406 | 536.304 | 510.5714
1710.605 | 25.4169 | 0.73436 | 20.3624 | 2.6531 | 1.8893e-12 | 457.2491 | 27.8785 | 5.796% | 506.4159 | 480.9989 | 534.2944 | 508.8774
1710.72 | 25.4306 | 0.73973 | 20.3362 | 2.3011 | 2.0483e-12 | 459.4646 | 27.9264 | 5.784% | 508.2722 | 482.8416 | 536.1986 | 510.768
1710.835 | 25.5636 | 0.74826 | 20.384 | 1.1259 | 2.3657e-11 | 463.2493 | 27.9743 | 5.762% | 511.071 | 485.5074 | 539.0453 | 513.4817
1710.95 | 25.5737 | 0.75266 | 20.3623 | 0.4222 | 7.4079e-11 | 464.9762 | 28.0223 | 5.76% | 512.0871 | 486.5134 | 540.1094 | 514.5357
1711.065 | 25.4596 | 0.7527 | 20.2711 | 0.25549 | 0 | 464.5368 | 28.0704 | 5.778% | 511.2757 | 485.8161 | 539.346 | 513.8864
1711.18 | 25.3577 | 0.75201 | 20.1946 | 0.23155 | 1.9107e-11 | 463.7387 | 28.1185 | 5.799% | 510.2745 | 484.9169 | 538.3931 | 513.0354
1711.295 | 25.3472 | 0.7527 | 20.1824 | 0.19763 | 0 | 463.6202 | 28.1668 | 5.811% | 510.1001 | 484.753 | 538.2669 | 512.9197
1711.41 | 25.3584 | 0.75296 | 20.1897 | 0.18604 | 0 | 463.2939 | 28.2151 | 5.824% | 509.781 | 484.4226 | 537.9961 | 512.6377
1711.525 | 25.3779 | 0.75256 | 20.2077 | 0.18738 | 0 | 462.6374 | 28.2634 | 5.842% | 509.1629 | 483.785 | 537.4263 | 512.0484
1711.64 | 25.457 | 0.75304 | 20.2686 | 0.14781 | 0 | 462.4146 | 28.3119 | 5.855% | 509.0411 | 483.5841 | 537.353 | 511.896
1711.755 | 25.5904 | 0.75404 | 20.37 | 0.084938 | 1.0905 | 462.4499 | 28.3604 | 5.851% | 510.3398 | 484.7494 | 538.7002 | 513.1098
1711.87 | 25.7334 | 0.75406 | 20.4844 | 0.074823 | 87.1561 | 461.9985 | 28.409 | 4.98% | 596.2014 | 570.4679 | 624.6104 | 598.877
1711.985 | 25.8368 | 0.7521 | 20.5788 | 0.19373 | 2659.091 | 460.5783 | 28.4577 | 0.906% | 3167.0307 | 3141.1939 | 3195.4884 | 3169.6516
1712.1 | 25.885 | 0.7482 | 20.6423 | 0.48911 | 31711.0488 | 458.2101 | 28.5065 | 0.08855% | 32217.0235 | 32191.1385 | 32245.53 | 32219.645
1712.215 | 26.0046 | 0.74619 | 20.7517 | 0.67458 | 154130.594 | 456.7682 | 28.5553 | 0.01847% | 154635.5393 | 154609.5347 | 154664.0946 | 154638.09
1712.33 | 26.2753 | 0.74876 | 20.9511 | 0.45503 | 328100.3625 | 457.5662 | 28.6042 | 0.008705% | 328606.3588 | 328580.0836 | 328634.9631 | 328608.6878
1712.445 | 26.4784 | 0.75029 | 21.1027 | 0.24963 | 328127.4071 | 457.8574 | 28.6532 | 0.00872% | 328633.8456 | 328607.3671 | 328662.4988 | 328636.0204
1712.56 | 26.5735 | 0.74973 | 21.1821 | 0.23431 | 154163.7879 | 457.1286 | 28.7023 | 0.01856% | 154669.6561 | 154643.0826 | 154698.3584 | 154671.7849
1712.675 | 26.6742 | 0.75032 | 21.2586 | 0.23946 | 31720.2486 | 456.9594 | 28.7514 | 0.08929% | 32226.1307 | 32199.4564 | 32254.8821 | 32228.2079
1712.79 | 26.7446 | 0.75101 | 21.3102 | 0.24607 | 2659.9523 | 456.8353 | 28.8007 | 0.9175% | 3165.8394 | 3139.0948 | 3194.6401 | 3167.8955
1712.905 | 26.7711 | 0.75105 | 21.3315 | 0.27782 | 87.1855 | 456.3968 | 28.85 | 5.098% | 592.7137 | 565.9427 | 621.5637 | 594.7926
1713.02 | 26.7252 | 0.74939 | 21.306 | 0.54421 | 1.0908 | 455.1298 | 28.8993 | 6.036% | 505.5454 | 478.8202 | 534.4447 | 507.7196
1713.135 | 26.6391 | 0.74676 | 21.2546 | 0.87289 | 4.8951e-12 | 453.3937 | 28.9488 | 6.078% | 502.907 | 476.2679 | 531.8558 | 505.2167
1713.25 | 26.621 | 0.746 | 21.2448 | 0.76903 | 2.0578e-11 | 452.5663 | 28.9983 | 6.101% | 501.9472 | 475.3261 | 530.9455 | 504.3245
1713.365 | 26.6657 | 0.74695 | 21.2741 | 0.46202 | 0 | 452.5679 | 29.0479 | 6.115% | 501.7166 | 475.0509 | 530.7646 | 504.0988
1713.48 | 26.7074 | 0.74784 | 21.3021 | 0.30669 | 5.253e-12 | 452.5436 | 29.0976 | 6.127% | 501.6077 | 474.9002 | 530.7053 | 503.9978
1713.595 | 26.693 | 0.74724 | 21.2957 | 0.35583 | 1.4484e-11 | 451.7971 | 29.1474 | 6.147% | 500.8889 | 474.1959 | 530.0363 | 503.3433
1713.71 | 26.5869 | 0.74417 | 21.2324 | 0.71873 | 6.0375e-11 | 449.8544 | 29.1972 | 6.179% | 499.1366 | 472.5498 | 528.3339 | 501.747
1713.825 | 26.4071 | 0.73919 | 21.1241 | 1.5481 | 0 | 446.9837 | 29.2471 | 6.218% | 496.8022 | 470.3951 | 526.0493 | 499.6422
1713.94 | 26.2372 | 0.73452 | 21.0219 | 2.3512 | 3.2839e-11 | 444.2662 | 29.2971 | 6.255% | 494.611 | 468.3738 | 523.9081 | 497.671
1714.055 | 26.0402 | 0.72921 | 20.9013 | 3.5302 | 0 | 441.1809 | 29.3472 | 6.293% | 492.3818 | 466.3415 | 521.729 | 495.6887
1714.17 | 25.135 | 0.70525 | 20.3454 | 8.7402 | 2.188e-11 | 428.9275 | 29.3974 | 6.409% | 483.8534 | 458.7184 | 513.2507 | 488.1158
1714.285 | 24.1852 | 0.68009 | 19.7642 | 14.0539 | 0 | 416.1328 | 29.4476 | 6.535% | 474.8162 | 450.631 | 504.2638 | 480.0786
1714.4 | 24.7852 | 0.69571 | 20.1363 | 10.9862 | 0 | 423.4081 | 29.4979 | 6.48% | 480.0115 | 455.2262 | 509.5094 | 484.7242
1714.515 | 25.5665 | 0.71614 | 20.6199 | 6.7699 | 0 | 433.041 | 29.5483 | 6.408% | 486.7134 | 461.1469 | 516.2617 | 490.6952
1714.63 | 25.7355 | 0.7205 | 20.7265 | 5.7484 | 2.6718e-11 | 434.7407 | 29.5988 | 6.408% | 487.6715 | 461.9361 | 517.2703 | 491.5348
1714.745 | 26.2018 | 0.73273 | 21.0115 | 3.3871 | 5.7697e-12 | 440.1877 | 29.6493 | 6.372% | 491.5207 | 465.319 | 521.1701 | 494.9683
1714.86 | 26.6685 | 0.74502 | 21.2965 | 1.0472 | 1.3966e-11 | 445.661 | 29.7 | 6.336% | 495.4182 | 468.7497 | 525.1182 | 498.4497
1714.975 | 26.7995 | 0.7485 | 21.3768 | 0.33447 | 2.5914e-11 | 446.8831 | 29.7507 | 6.339% | 496.1424 | 469.3428 | 525.893 | 499.0935
1715.09 | 26.7682 | 0.74776 | 21.3573 | 0.25778 | 0 | 446.0709 | 29.8014 | 6.362% | 495.2019 | 468.4337 | 525.0034 | 498.2352
1715.205 | 26.6149 | 0.74388 | 21.2624 | 0.35888 | 0 | 443.754 | 29.8523 | 6.404% | 492.7341 | 466.1192 | 522.5865 | 495.9715
1715.32 | 26.4848 | 0.74077 | 21.1808 | 0.4447 | 0 | 441.8062 | 29.9033 | 6.442% | 490.6572 | 464.1725 | 520.5605 | 494.0757
1715.435 | 26.5868 | 0.74403 | 21.2403 | 0.28686 | 0 | 442.9013 | 29.9543 | 6.439% | 491.7593 | 465.1725 | 521.7136 | 495.1268
1715.55 | 26.7076 | 0.74792 | 21.3103 | 0.11965 | 2.0405e-11 | 444.2984 | 30.0054 | 6.432% | 493.1839 | 466.4763 | 523.1893 | 496.4817
1715.665 | 26.7085 | 0.74872 | 21.3057 | 0.11374 | 0 | 444.2177 | 30.0566 | 6.445% | 493.0943 | 466.3859 | 523.1509 | 496.4424
1715.78 | 26.6227 | 0.74722 | 21.247 | 0.40963 | 6.0944e-12 | 443.0406 | 30.1078 | 6.469% | 492.0672 | 465.4445 | 522.1751 | 495.5523
1715.895 | 26.2394 | 0.73773 | 21.0055 | 2.3435 | 7.9859e-12 | 438.014 | 30.1592 | 6.527% | 488.3401 | 462.1007 | 518.4992 | 492.2599
1716.01 | 25.1311 | 0.7089 | 20.3194 | 8.2891 | 4.8654e-11 | 423.6472 | 30.2106 | 6.67% | 478.0957 | 452.9646 | 508.3063 | 483.1751
1716.125 | 24.2684 | 0.68646 | 19.7858 | 12.9001 | 0 | 412.3571 | 30.2621 | 6.789% | 469.9979 | 445.7294 | 500.26 | 475.9915
1716.24 | 25.0822 | 0.70831 | 20.2844 | 8.292 | 7.1512e-12 | 422.4456 | 30.3137 | 6.711% | 476.8125 | 451.7303 | 507.1262 | 482.044
1716.355 | 26.1343 | 0.73634 | 20.9311 | 2.3744 | 4.6463e-12 | 435.5081 | 30.3653 | 6.608% | 485.6843 | 459.55 | 516.0497 | 489.9154
1716.47 | 26.4608 | 0.745 | 21.1327 | 0.47789 | 6.1378e-05 | 439.2194 | 30.4171 | 6.59% | 488.0358 | 461.575 | 518.4529 | 491.9921
1716.585 | 26.5064 | 0.74613 | 21.1621 | 0.19356 | 0.0048443 | 439.2952 | 30.4689 | 6.604% | 487.9082 | 461.4018 | 518.3772 | 491.8707
1716.7 | 26.5221 | 0.74646 | 21.1734 | 0.13903 | 0.14482 | 438.9886 | 30.5208 | 6.618% | 487.7144 | 461.1924 | 518.2353 | 491.7132
1716.815 | 26.4938 | 0.74563 | 21.1564 | 0.17876 | 1.6401 | 438.1388 | 30.5728 | 6.62% | 488.3535 | 461.8597 | 518.9263 | 492.4325
1716.93 | 26.3993 | 0.74306 | 21.0977 | 0.33204 | 7.0385 | 436.4655 | 30.6249 | 6.576% | 492.0761 | 465.6768 | 522.7009 | 496.3017
1717.045 | 26.3457 | 0.74167 | 21.0647 | 0.41117 | 11.565 | 435.3497 | 30.677 | 6.539% | 495.4779 | 469.1322 | 526.1549 | 499.8092
1717.16 | 26.4098 | 0.74351 | 21.1047 | 0.26665 | 9.299 | 435.7531 | 30.7293 | 6.578% | 493.5767 | 467.1669 | 524.306 | 497.8962
1717.275 | 26.4461 | 0.74456 | 21.1266 | 0.15577 | 19.7158 | 435.7836 | 30.7816 | 6.446% | 503.9725 | 477.5264 | 534.754 | 508.308
1717.39 | 26.4235 | 0.74397 | 21.112 | 0.15879 | 65.4208 | 435.0449 | 30.834 | 5.901% | 548.904 | 522.4804 | 579.7379 | 553.3144
1717.505 | 26.4334 | 0.74426 | 21.1183 | 0.13493 | 98.684 | 434.7205 | 30.8864 | 5.561% | 581.8354 | 555.402 | 612.7218 | 586.2884
1717.62 | 26.456 | 0.7449 | 21.1329 | 0.094733 | 59.7297 | 434.555 | 30.939 | 5.993% | 542.7133 | 516.2573 | 573.6523 | 547.1963
1717.735 | 26.4673 | 0.74521 | 21.1407 | 0.072965 | 18.5794 | 434.2354 | 30.9916 | 6.528% | 501.241 | 474.7736 | 532.2326 | 505.7653
1717.85 | 26.4642 | 0.74509 | 21.1393 | 0.081245 | 23.2048 | 433.7181 | 31.0443 | 6.483% | 505.3528 | 478.8886 | 536.3971 | 509.9329
1717.965 | 26.4532 | 0.74475 | 21.1329 | 0.12973 | 46.435 | 433.0946 | 31.0972 | 6.2% | 527.9902 | 501.537 | 559.0873 | 532.6341
1718.08 | 26.4256 | 0.74391 | 21.1161 | 0.26577 | 46.3939 | 432.2418 | 31.15 | 6.221% | 527.187 | 500.7614 | 558.337 | 531.9115
1718.195 | 26.3827 | 0.74253 | 21.09 | 0.39968 | 21.8114 | 431.139 | 31.203 | 6.567% | 501.5654 | 475.1826 | 532.7684 | 506.3856
1718.31 | 26.3778 | 0.74204 | 21.0892 | 0.3292 | 4.4929 | 430.4483 | 31.2561 | 6.838% | 483.4795 | 457.1017 | 514.7356 | 488.3577
1718.425 | 26.4215 | 0.74281 | 21.1202 | 0.18148 | 0.62859 | 430.3426 | 31.3092 | 6.911% | 479.4371 | 453.0156 | 510.7463 | 484.3248
1718.54 | 26.4648 | 0.7436 | 21.1508 | 0.11362 | 7.5468 | 430.2431 | 31.3624 | 6.821% | 486.2628 | 459.798 | 517.6252 | 491.1604
1718.655 | 26.4697 | 0.74341 | 21.1565 | 0.12362 | 85.3225 | 429.6904 | 31.4157 | 5.85% | 563.5062 | 537.0365 | 594.9219 | 568.4522
1718.77 | 26.427 | 0.74206 | 21.1313 | 0.18215 | 365.9888 | 428.6044 | 31.4691 | 3.853% | 843.0757 | 816.6487 | 874.5448 | 848.1178
1718.885 | 26.3841 | 0.74094 | 21.1045 | 0.21764 | 594.6609 | 427.6235 | 31.5225 | 3.018% | 1070.7316 | 1044.3475 | 1102.2541 | 1075.87
1719 | 26.4069 | 0.74183 | 21.1175 | 0.16051 | 365.9898 | 427.569 | 31.5761 | 3.872% | 841.9855 | 815.5786 | 873.5616 | 847.1547
1719.115 | 26.4276 | 0.74279 | 21.1282 | 0.10239 | 85.3998 | 427.5473 | 31.6297 | 5.913% | 561.3481 | 534.9205 | 592.9778 | 566.5502
1719.23 | 26.4142 | 0.7429 | 21.117 | 0.084817 | 9.8961 | 427.1363 | 31.6834 | 6.903% | 485.3913 | 458.9771 | 517.0747 | 490.6605
1719.345 | 26.3907 | 0.74275 | 21.0995 | 0.083756 | 28.4111 | 426.6004 | 31.7372 | 6.654% | 503.3282 | 476.9375 | 535.0654 | 508.6748
1719.46 | 26.3549 | 0.74215 | 21.0746 | 0.10546 | 136.8291 | 425.8637 | 31.7911 | 5.438% | 610.97 | 584.615 | 642.7611 | 616.4061
1719.575 | 26.3127 | 0.74131 | 21.046 | 0.14145 | 291.1103 | 425.0143 | 31.8451 | 4.315% | 764.366 | 738.0533 | 796.2111 | 769.8984
1719.69 | 26.2831 | 0.74092 | 21.0251 | 0.17851 | 290.9441 | 424.3693 | 31.8991 | 4.327% | 763.541 | 737.2579 | 795.4401 | 769.157
1719.805 | 26.2474 | 0.74058 | 21 | 0.3016 | 136.6219 | 423.7486 | 31.9532 | 5.486% | 608.6601 | 582.4127 | 640.6134 | 614.366
1719.92 | 26.1215 | 0.73793 | 20.9182 | 0.73626 | 28.1026 | 422.071 | 32.0075 | 6.773% | 498.6874 | 472.5659 | 530.6949 | 504.5733
1720.035 | 25.9939 | 0.7353 | 20.8341 | 1.1119 | 2.3563 | 420.4038 | 32.0618 | 7.198% | 471.4352 | 445.4413 | 503.497 | 477.5031
1720.15 | 26.0357 | 0.73731 | 20.8539 | 0.7765 | 0.077227 | 420.8602 | 32.1161 | 7.245% | 469.3408 | 443.3051 | 501.457 | 475.4213
1720.265 | 26.0734 | 0.73912 | 20.8714 | 0.34675 | 0.00096622 | 421.2263 | 32.1706 | 7.259% | 469.258 | 443.1846 | 501.4286 | 475.3552
1720.38 | 25.9859 | 0.73732 | 20.8125 | 0.30062 | 0.20084 | 419.9438 | 32.2252 | 7.291% | 467.981 | 441.995 | 500.2061 | 474.2202
1720.495 | 25.8864 | 0.73503 | 20.7476 | 0.39435 | 16.1495 | 418.4362 | 32.2798 | 7.072% | 482.3492 | 456.4628 | 514.629 | 488.7426
1720.61 | 25.8635 | 0.73468 | 20.7315 | 0.43871 | 497.4466 | 417.812 | 32.3345 | 3.45% | 963.027 | 937.1635 | 995.3615 | 969.498
1720.725 | 25.895 | 0.73566 | 20.7504 | 0.44314 | 6071.5326 | 417.7982 | 32.3893 | 0.4974% | 6537.1549 | 6511.26 | 6569.5443 | 6543.6493
1720.84 | 25.9044 | 0.73599 | 20.7564 | 0.62313 | 31026.4865 | 417.4803 | 32.4442 | 0.1031% | 31491.9866 | 31466.0823 | 31524.4309 | 31498.5265
1720.955 | 25.6414 | 0.72897 | 20.5951 | 2.2258 | 71999.4419 | 413.7973 | 32.4992 | 0.04487% | 72462.4305 | 72436.789 | 72494.9297 | 72469.2882
1721.07 | 24.5874 | 0.70073 | 19.9491 | 8.3147 | 80305.806 | 400.3657 | 32.5543 | 0.04032% | 80759.7236 | 80735.1362 | 80792.2778 | 80767.6905
1721.185 | 22.8735 | 0.6547 | 18.8987 | 18.3538 | 42365.129 | 378.7371 | 32.6094 | 0.07622% | 42804.6468 | 42781.7733 | 42837.2562 | 42814.3827
1721.3 | 21.7936 | 0.62536 | 18.2377 | 24.9451 | 10170.9161 | 364.7745 | 32.6646 | 0.3088% | 10601.2924 | 10579.4987 | 10633.957 | 10612.1634
1721.415 | 22.1117 | 0.6331 | 18.4394 | 23.2437 | 1121.9739 | 367.9136 | 32.72 | 2.135% | 1554.3154 | 1532.2037 | 1587.0353 | 1564.9236
1721.53 | 23.6336 | 0.67269 | 19.3847 | 14.3521 | 59.2601 | 385.7095 | 32.7754 | 6.837% | 503.0126 | 479.379 | 535.788 | 512.1544
1721.645 | 25.2074 | 0.7135 | 20.3596 | 5.4385 | 1.4958 | 403.9672 | 32.8308 | 7.6% | 457.182 | 431.9746 | 490.0128 | 464.8054
1721.76 | 25.9512 | 0.73242 | 20.8216 | 1.3649 | 0.76984 | 412.1423 | 32.8864 | 7.546% | 461.7823 | 435.8311 | 494.6687 | 468.7175
1721.875 | 26.1165 | 0.73653 | 20.9257 | 0.437 | 22.565 | 413.5485 | 32.9421 | 7.189% | 484.3292 | 458.2127 | 517.2713 | 491.1548
1721.99 | 26.0735 | 0.73569 | 20.8976 | 0.34166 | 255.5311 | 412.7073 | 32.9978 | 4.781% | 716.2869 | 690.2134 | 749.2848 | 723.2112
1722.105 | 25.8985 | 0.73196 | 20.7827 | 0.48565 | 1096.0963 | 410.5705 | 33.0537 | 2.162% | 1554.5656 | 1528.6671 | 1587.6193 | 1561.7207
1722.22 | 25.689 | 0.72804 | 20.6421 | 0.68108 | 1780.9443 | 408.3451 | 33.1096 | 1.497% | 2237.0297 | 2211.3407 | 2270.1393 | 2244.4503
1722.335 | 25.608 | 0.72812 | 20.578 | 0.67458 | 1096.0963 | 407.918 | 33.1656 | 2.173% | 1551.603 | 1525.995 | 1584.7686 | 1559.1606
1722.45 | 25.6552 | 0.732 | 20.5901 | 0.47019 | 255.5312 | 409.1896 | 33.2217 | 4.839% | 712.1682 | 686.513 | 745.3899 | 719.7347
1722.565 | 25.5458 | 0.73172 | 20.504 | 0.48966 | 22.5666 | 408.6053 | 33.2779 | 7.348% | 478.4431 | 452.8973 | 511.721 | 486.1752
1722.68 | 25.3008 | 0.72771 | 20.3342 | 0.71909 | 0.80214 | 406.3518 | 33.3341 | 7.771% | 454.2359 | 428.935 | 487.57 | 462.2692
1722.795 | 25.1969 | 0.72747 | 20.2516 | 0.77725 | 0.54715 | 405.7794 | 33.3905 | 7.8% | 453.2799 | 428.0829 | 486.6704 | 461.4734
1722.91 | 25.1969 | 0.72993 | 20.2342 | 0.69832 | 2.3467 | 406.4148 | 33.4469 | 7.771% | 455.6209 | 430.424 | 489.0678 | 463.8709
1723.025 | 25.1799 | 0.73169 | 20.2085 | 0.65412 | 4.2748 | 406.7354 | 33.5035 | 7.745% | 457.7844 | 432.6045 | 491.2878 | 466.1079
1723.14 | 25.1009 | 0.73136 | 20.1474 | 0.77675 | 4.6119 | 406.1252 | 33.5601 | 7.761% | 457.4934 | 432.3925 | 491.0535 | 465.9526
1723.255 | 24.8691 | 0.72607 | 19.9984 | 1.7555 | 4.2937 | 403.3002 | 33.6168 | 7.817% | 454.9429 | 430.0738 | 488.5597 | 463.6906
1723.37 | 24.1495 | 0.7063 | 19.5567 | 6.1452 | 2.3601 | 393.9596 | 33.6736 | 7.966% | 446.8774 | 422.7279 | 480.551 | 456.4014
1723.485 | 22.803 | 0.66846 | 18.7299 | 15.1736 | 0.54075 | 376.3877 | 33.7304 | 8.197% | 434.3033 | 411.5003 | 468.0338 | 445.2308
1723.6 | 22.2158 | 0.65071 | 18.373 | 19.4032 | 0.047631 | 367.8159 | 33.7874 | 8.316% | 428.5063 | 406.2905 | 462.2937 | 440.0779
1723.715 | 23.4975 | 0.68355 | 19.1807 | 11.4857 | 0.064551 | 382.1942 | 33.8445 | 8.183% | 437.1062 | 413.6087 | 470.9507 | 447.4532
1723.83 | 24.8227 | 0.71724 | 20.0201 | 3.451 | 4.9691 | 396.9844 | 33.9016 | 7.955% | 450.9645 | 426.1418 | 484.8661 | 460.0434
1723.945 | 25.3115 | 0.72787 | 20.3421 | 1.1813 | 148.5558 | 401.3176 | 33.9588 | 5.936% | 597.4362 | 572.1247 | 631.395 | 606.0835
1724.06 | 25.292 | 0.72471 | 20.3504 | 2.1017 | 1682.3226 | 399.4523 | 34.0162 | 1.616% | 2130.2437 | 2104.9516 | 2164.2598 | 2138.9678
1724.175 | 24.6449 | 0.70491 | 19.972 | 6.5582 | 7217.3407 | 390.1869 | 34.0736 | 0.4463% | 7659.4076 | 7634.7627 | 7693.4811 | 7668.8363
1724.29 | 23.8623 | 0.68184 | 19.5087 | 11.7965 | 11770.8219 | 379.4873 | 34.1311 | 0.2802% | 12206.1586 | 12182.2963 | 12240.2897 | 12216.4273
1724.405 | 23.6706 | 0.67501 | 19.4052 | 13.3155 | 8500.2505 | 376.0272 | 34.1886 | 0.3837% | 8933.344 | 8909.6734 | 8967.5326 | 8943.8621
1724.52 | 23.7754 | 0.67649 | 19.4804 | 12.958 | 16201.0927 | 376.2591 | 34.2463 | 0.2062% | 16634.2421 | 16610.4667 | 16668.4885 | 16644.713
1724.635 | 24.2501 | 0.68812 | 19.7786 | 10.3334 | 63497.9039 | 380.9774 | 34.3041 | 0.05368% | 63933.9315 | 63909.6814 | 63968.2356 | 63943.9855
1724.75 | 24.5139 | 0.69452 | 19.9445 | 8.727 | 115219.6988 | 383.3725 | 34.3619 | 0.02972% | 115656.9513 | 115632.4374 | 115691.3132 | 115666.7993
1724.865 | 24.4415 | 0.69243 | 19.9018 | 8.9134 | 123602.7141 | 381.9887 | 34.4199 | 0.02775% | 124038.652 | 124014.2104 | 124073.0718 | 124048.6303
1724.98 | 24.9208 | 0.70524 | 20.1943 | 5.7618 | 114427.4507 | 387.1804 | 34.4779 | 0.03002% | 114866.2133 | 114841.2925 | 114900.6912 | 114875.7704
1725.095 | 25.5683 | 0.72268 | 20.589 | 2.0226 | 62794.5277 | 394.3934 | 34.536 | 0.05464% | 63237.8237 | 63212.2554 | 63272.3598 | 63246.7914
1725.21 | 25.8157 | 0.72953 | 20.7387 | 0.64391 | 14383.9056 | 396.9394 | 34.5942 | 0.2337% | 14828.7729 | 14802.9571 | 14863.3671 | 14837.5514
1725.325 | 25.7864 | 0.72898 | 20.719 | 0.47857 | 1269.9139 | 396.2371 | 34.6525 | 2.053% | 1713.8639 | 1688.0775 | 1748.5165 | 1722.7301
1725.44 | 25.7338 | 0.72779 | 20.6856 | 0.49876 | 130.9899 | 395.2502 | 34.7109 | 6.332% | 573.886 | 548.1522 | 608.5969 | 582.8631
1725.555 | 25.772 | 0.72896 | 20.7085 | 0.41005 | 1004.1943 | 395.2933 | 34.7694 | 2.446% | 1447.1071 | 1421.3351 | 1481.8765 | 1456.1045
1725.67 | 25.7927 | 0.72948 | 20.721 | 0.36905 | 4305.1714 | 395.052 | 34.828 | 0.7376% | 4747.8357 | 4722.043 | 4782.6637 | 4756.871
1725.785 | 25.7551 | 0.72825 | 20.6989 | 0.46468 | 6995.0702 | 394.0519 | 34.8866 | 0.4707% | 7436.7691 | 7411.014 | 7471.6557 | 7445.9007
1725.9 | 25.6317 | 0.72457 | 20.626 | 0.87838 | 4305.1714 | 391.9921 | 34.9454 | 0.7405% | 4745.0242 | 4719.3925 | 4779.9696 | 4754.3379
1726.015 | 25.3407 | 0.71626 | 20.4522 | 2.2864 | 1003.6576 | 387.9258 | 35.0042 | 2.474% | 1440.3789 | 1415.0383 | 1475.3832 | 1450.0425
1726.13 | 24.8588 | 0.70281 | 20.1631 | 5.2395 | 88.6293 | 381.6104 | 35.0632 | 7.064% | 521.204 | 496.3452 | 556.2672 | 531.4083
1726.245 | 24.6697 | 0.69707 | 20.0535 | 6.8282 | 2.9646 | 378.6401 | 35.1222 | 8.583% | 433.8532 | 409.1835 | 468.9754 | 444.3057
1726.36 | 25.2197 | 0.7109 | 20.3957 | 4.16 | 0.037562 | 384.173 | 35.1813 | 8.592% | 434.6969 | 409.4772 | 469.8781 | 444.6585
1726.475 | 25.7754 | 0.72493 | 20.7413 | 1.2902 | 2.421e-11 | 389.8026 | 35.2405 | 8.542% | 438.3345 | 412.5591 | 473.575 | 447.7995
1726.59 | 25.9461 | 0.72893 | 20.8502 | 0.42852 | 9.2864e-12 | 391.0715 | 35.2998 | 8.546% | 439.0252 | 413.0791 | 474.325 | 448.3789
1726.705 | 25.962 | 0.72904 | 20.8626 | 0.32833 | 0 | 390.6531 | 35.3592 | 8.57% | 438.5351 | 412.5731 | 473.8943 | 447.9323
1726.82 | 25.9004 | 0.72734 | 20.8256 | 0.42273 | 0 | 389.456 | 35.4187 | 8.609% | 437.3321 | 411.4317 | 472.7507 | 446.8503
1726.935 | 25.6975 | 0.72215 | 20.6992 | 0.78229 | 4.4695e-12 | 386.7633 | 35.4782 | 8.675% | 434.6644 | 408.9669 | 470.1426 | 444.4451
1727.05 | 25.5199 | 0.71791 | 20.5863 | 1.2048 | 0 | 384.4774 | 35.5379 | 8.732% | 432.5062 | 406.9863 | 468.0441 | 442.5242
1727.165 | 25.545 | 0.71934 | 20.5959 | 1.3154 | 3.7984e-12 | 384.6278 | 35.5976 | 8.741% | 432.8035 | 407.2585 | 468.4011 | 442.8561
1727.28 | 25.5668 | 0.72094 | 20.6023 | 1.164 | 1.7215e-11 | 384.8483 | 35.6575 | 8.754% | 432.9022 | 407.3355 | 468.5597 | 442.9929
1727.395 | 25.5548 | 0.72179 | 20.5878 | 0.84992 | 5.6276e-11 | 384.7426 | 35.7174 | 8.778% | 432.4569 | 406.9021 | 468.1743 | 442.6195
1727.51 | 25.603 | 0.72426 | 20.61 | 0.53971 | 8.3788e-11 | 385.3304 | 35.7774 | 8.786% | 432.8075 | 407.2044 | 468.5849 | 442.9819
1727.625 | 25.6056 | 0.72542 | 20.6036 | 0.50723 | 0.043406 | 385.3558 | 35.8376 | 8.8% | 432.8411 | 407.2354 | 468.6786 | 443.073
1727.74 | 25.5662 | 0.72529 | 20.5723 | 0.78581 | 3.6094 | 384.8358 | 35.8978 | 8.744% | 436.0947 | 410.5285 | 471.9925 | 446.4263
1727.855 | 25.5123 | 0.72458 | 20.5334 | 1.0874 | 116.9034 | 384.0645 | 35.9581 | 6.871% | 548.8256 | 523.3133 | 584.7837 | 559.2714
1727.97 | 25.4909 | 0.72456 | 20.516 | 0.9471 | 1592.8611 | 383.5895 | 36.0185 | 1.802% | 2024.1292 | 1998.6383 | 2060.1477 | 2034.6567
1728.085 | 25.4839 | 0.72474 | 20.5092 | 0.68752 | 9879.0152 | 383.1985 | 36.079 | 0.3508% | 10309.619 | 10284.1351 | 10345.698 | 10320.2141
1728.2 | 25.4062 | 0.72281 | 20.4605 | 0.82028 | 29119.2476 | 381.9127 | 36.1395 | 0.1224% | 29548.5702 | 29523.164 | 29584.7098 | 29559.3035
1728.315 | 25.1669 | 0.71628 | 20.3149 | 1.9407 | 39154.2526 | 378.6793 | 36.2002 | 0.09152% | 39581.0707 | 39555.9038 | 39617.2709 | 39592.1041
1728.43 | 24.6855 | 0.70299 | 20.0238 | 4.8627 | 22195.727 | 372.565 | 36.261 | 0.1605% | 22618.567 | 22593.8815 | 22654.828 | 22630.1425
1728.545 | 24.4041 | 0.69478 | 19.8571 | 7.0449 | 5006.4888 | 368.6021 | 36.3219 | 0.6723% | 5427.0917 | 5402.6876 | 5463.4136 | 5439.0095
1728.66 | 24.6794 | 0.70117 | 20.0325 | 5.9504 | 436.4864 | 370.8472 | 36.3828 | 4.362% | 858.6971 | 834.0176 | 895.0799 | 870.4004
1728.775 | 24.5308 | 0.69603 | 19.9497 | 7.0754 | 14.529 | 368.1997 | 36.4439 | 8.879% | 434.9807 | 410.4499 | 471.4245 | 446.8938
1728.89 | 24.1661 | 0.68498 | 19.736 | 9.5294 | 0.18354 | 363.0434 | 36.505 | 9.285% | 417.3433 | 393.1773 | 453.8484 | 429.6823
1729.005 | 24.7203 | 0.69833 | 20.0865 | 6.6766 | 3.6218e-11 | 368.2481 | 36.5662 | 9.241% | 420.4299 | 395.7095 | 456.9961 | 432.2758
1729.12 | 25.4273 | 0.71582 | 20.53 | 2.5654 | 2.8935e-11 | 375.2076 | 36.6276 | 9.179% | 424.4461 | 399.0188 | 461.0737 | 435.6464
1729.235 | 25.6651 | 0.72107 | 20.6837 | 1.0648 | 9.6105e-12 | 376.9652 | 36.689 | 9.185% | 425.0998 | 399.4347 | 461.7888 | 436.1237
1729.35 | 25.7572 | 0.72276 | 20.7459 | 0.73258 | 2.6962e-11 | 377.2049 | 36.7505 | 9.201% | 425.1634 | 399.4062 | 461.9139 | 436.1567
1729.465 | 25.824 | 0.72402 | 20.7912 | 0.52992 | 0 | 377.2609 | 36.8121 | 9.219% | 425.13 | 399.306 | 461.9421 | 436.1182
1729.58 | 25.86 | 0.72464 | 20.8167 | 0.38785 | 0 | 377.0514 | 36.8738 | 9.242% | 424.8406 | 398.9806 | 461.7145 | 435.8544
1729.695 | 25.9056 | 0.72568 | 20.8476 | 0.26025 | 0.056785 | 377.0123 | 36.9356 | 9.259% | 424.8082 | 398.9026 | 461.7439 | 435.8383
1729.81 | 25.9345 | 0.72636 | 20.8672 | 0.18154 | 4.5386 | 376.8232 | 36.9975 | 9.177% | 429.0713 | 403.1368 | 466.0688 | 440.1343
1729.925 | 25.9245 | 0.72605 | 20.8612 | 0.19269 | 138.4696 | 376.2248 | 37.0595 | 6.908% | 562.3988 | 536.4744 | 599.4584 | 573.5339
1730.04 | 25.8884 | 0.72511 | 20.8381 | 0.26094 | 1651.3149 | 375.3624 | 37.1216 | 1.812% | 2074.3898 | 2048.5014 | 2111.5114 | 2085.623
1730.155 | 25.836 | 0.72383 | 20.8042 | 0.35979 | 8026.0886 | 374.3587 | 37.1838 | 0.4415% | 8448.1712 | 8422.3351 | 8485.355 | 8459.5189
1730.27 | 25.7729 | 0.72235 | 20.7631 | 0.475 | 17084.9749 | 373.2758 | 37.2461 | 0.2131% | 17505.9841 | 17480.2112 | 17543.2302 | 17517.4573
1730.385 | 25.7068 | 0.72088 | 20.7201 | 0.58171 | 17086.0192 | 372.1992 | 37.3084 | 0.2134% | 17505.9479 | 17480.241 | 17543.2563 | 17517.5495
1730.5 | 25.6099 | 0.71866 | 20.6579 | 0.71147 | 8027.3703 | 370.8123 | 37.3709 | 0.4438% | 8445.8804 | 8420.2706 | 8483.2513 | 8457.6415
1730.615 | 25.5297 | 0.71691 | 20.6058 | 0.77842 | 1651.6701 | 369.6218 | 37.4335 | 1.832% | 2068.9228 | 2043.3931 | 2106.3562 | 2080.8266
1730.73 | 25.4897 | 0.71621 | 20.5789 | 0.80204 | 138.5028 | 368.8635 | 37.4961 | 7.082% | 554.9532 | 529.4635 | 592.4493 | 566.9596
1730.845 | 25.4267 | 0.71484 | 20.5382 | 0.91613 | 4.5397 | 367.8343 | 37.5589 | 9.52% | 419.9699 | 394.5432 | 457.5288 | 432.1021
1730.96 | 25.441 | 0.71557 | 20.5452 | 0.91796 | 0.0568 | 367.6622 | 37.6217 | 9.649% | 415.3387 | 389.8977 | 452.9604 | 427.5195
1731.075 | 25.5632 | 0.71926 | 20.618 | 0.6744 | 0 | 368.71 | 37.6847 | 9.645% | 416.2849 | 390.7217 | 453.9696 | 428.4064
1731.19 | 25.647 | 0.72202 | 20.6666 | 0.47164 | 5.367e-11 | 369.3703 | 37.7477 | 9.648% | 416.8776 | 391.2306 | 454.6253 | 428.9783
1731.305 | 25.6586 | 0.72293 | 20.6703 | 0.43447 | 0 | 369.2725 | 37.8109 | 9.668% | 416.7588 | 391.1002 | 454.5697 | 428.9111
1731.42 | 25.6109 | 0.72232 | 20.6361 | 0.55967 | 2.3645e-12 | 368.5505 | 37.8741 | 9.7% | 416.0795 | 390.4686 | 453.9536 | 428.3427
1731.535 | 25.5068 | 0.72028 | 20.5656 | 0.85574 | 0 | 367.246 | 37.9374 | 9.743% | 414.8943 | 389.3876 | 452.8318 | 427.325
1731.65 | 25.3207 | 0.71623 | 20.443 | 1.7105 | 8.3679e-11 | 365.1071 | 38.0009 | 9.795% | 413.2976 | 387.9768 | 451.2985 | 425.9777
1731.765 | 24.6561 | 0.69956 | 20.0165 | 6.1378 | 0 | 357.6629 | 38.0644 | 9.899% | 409.1729 | 384.5168 | 447.2373 | 422.5812
1731.88 | 22.7492 | 0.64983 | 18.7989 | 19.6945 | 8.5475e-11 | 336.278 | 38.128 | 10.16% | 398.1703 | 375.4212 | 436.2984 | 413.5492
1731.995 | 20.9753 | 0.60435 | 17.6639 | 32.1626 | 0 | 316.7236 | 38.1918 | 10.4% | 388.1298 | 367.1545 | 426.3215 | 405.3462
1732.11 | 21.4203 | 0.61912 | 17.9354 | 28.3571 | 4.7671e-12 | 322.6373 | 38.2556 | 10.35% | 390.9692 | 369.5489 | 429.2248 | 407.8045
1732.225 | 21.244 | 0.61701 | 17.8005 | 29.9225 | 1.6882e-11 | 321.3535 | 38.3195 | 10.37% | 390.9375 | 369.6935 | 429.2569 | 408.013
1732.34 | 19.6464 | 0.57681 | 16.7637 | 42.0337 | 7.1833e-12 | 304.0538 | 38.3835 | 10.56% | 383.0745 | 363.428 | 421.458 | 401.8115
1732.455 | 20.1886 | 0.5956 | 17.0885 | 36.5487 | 0.28307 | 311.5718 | 38.4476 | 10.5% | 386.2763 | 366.0877 | 424.7239 | 404.5353
1732.57 | 22.5409 | 0.6638 | 18.548 | 16.9163 | 22.6256 | 339.5986 | 38.5118 | 9.668% | 420.8933 | 398.3524 | 459.4051 | 436.8642
1732.685 | 23.9839 | 0.70665 | 19.4301 | 4.6666 | 690.3441 | 356.9132 | 38.5761 | 3.598% | 1096.0445 | 1072.0606 | 1134.6206 | 1110.6367
1732.8 | 24.2911 | 0.7177 | 19.6045 | 1.3745 | 8234.0742 | 361.0011 | 38.6405 | 0.4484% | 8641.0632 | 8616.7721 | 8679.7037 | 8655.4126
1732.915 | 24.2804 | 0.71919 | 19.5864 | 0.77739 | 40036.1018 | 361.1363 | 38.705 | 0.09576% | 40442.6016 | 40418.3211 | 40481.3066 | 40457.0262
1733.03 | 24.2493 | 0.71957 | 19.5594 | 0.58448 | 85280.9107 | 360.8183 | 38.7696 | 0.04526% | 85686.8418 | 85662.5925 | 85725.6115 | 85701.3621
1733.145 | 24.2276 | 0.71998 | 19.5399 | 0.45905 | 85356.6388 | 360.5091 | 38.8343 | 0.04529% | 85762.0944 | 85737.8668 | 85800.9287 | 85776.7011
1733.26 | 24.2092 | 0.72028 | 19.5238 | 0.37302 | 40129.0486 | 360.1551 | 38.8991 | 0.09602% | 40534.03 | 40509.8208 | 40572.9292 | 40548.72
1733.375 | 24.1999 | 0.72051 | 19.5155 | 0.31465 | 8259.8348 | 359.7732 | 38.964 | 0.451% | 8664.3585 | 8640.1587 | 8703.3226 | 8679.1227
1733.49 | 24.2013 | 0.72055 | 19.5169 | 0.28757 | 692.7558 | 359.3136 | 39.029 | 3.639% | 1096.7957 | 1072.5944 | 1135.8248 | 1111.6234
1733.605 | 24.2025 | 0.72007 | 19.5212 | 0.35364 | 22.708 | 358.6489 | 39.0941 | 9.726% | 426.1544 | 401.9519 | 465.2485 | 441.046
1733.72 | 24.1803 | 0.71835 | 19.514 | 0.62748 | 0.28413 | 357.4893 | 39.1593 | 10.34% | 402.8136 | 378.6333 | 441.973 | 417.7926
1733.835 | 24.1891 | 0.71692 | 19.5301 | 0.88659 | 2.7251e-11 | 356.4473 | 39.2246 | 10.39% | 401.77 | 377.5809 | 440.9946 | 416.8055
1733.95 | 24.2823 | 0.71764 | 19.601 | 0.76728 | 0 | 356.2564 | 39.29 | 10.41% | 401.6246 | 377.3423 | 440.9146 | 416.6323
1734.065 | 24.3769 | 0.71845 | 19.6729 | 0.54303 | 2.789e-11 | 356.1044 | 39.3555 | 10.44% | 401.4158 | 377.0388 | 440.7713 | 416.3943
1734.18 | 24.3843 | 0.71698 | 19.6893 | 0.67622 | 3.4445e-11 | 355.0482 | 39.4211 | 10.48% | 400.5149 | 376.1306 | 439.936 | 415.5517
1734.295 | 24.3584 | 0.71504 | 19.6811 | 0.91212 | 4.0419e-11 | 353.8065 | 39.4868 | 10.53% | 399.4731 | 375.1147 | 438.9599 | 414.6015
1734.41 | 24.4143 | 0.71619 | 19.7186 | 0.70393 | 0 | 353.788 | 39.5526 | 10.55% | 399.341 | 374.9267 | 438.8936 | 414.4793
1734.525 | 24.4619 | 0.71771 | 19.7473 | 0.41521 | 0.21103 | 353.9129 | 39.6185 | 10.56% | 399.4661 | 375.0042 | 439.0846 | 414.6227
1734.64 | 24.4077 | 0.71666 | 19.7107 | 0.41275 | 16.6555 | 353.0269 | 39.6845 | 10.16% | 414.9302 | 390.5226 | 454.6147 | 430.207
1734.755 | 24.3119 | 0.71466 | 19.6465 | 0.56391 | 497.937 | 351.7635 | 39.7506 | 4.566% | 894.9375 | 870.6256 | 934.6881 | 910.3762
1734.87 | 24.2473 | 0.71368 | 19.6006 | 0.68876 | 5638.9182 | 350.9051 | 39.8168 | 0.6624% | 6035.0736 | 6010.8263 | 6074.8904 | 6050.6431
1734.985 | 24.1686 | 0.71242 | 19.5454 | 0.79065 | 24189.9872 | 349.9371 | 39.8831 | 0.1624% | 24585.1414 | 24560.9728 | 24625.0244 | 24600.8558
1735.1 | 24.1382 | 0.71266 | 19.5194 | 0.74813 | 39312.3994 | 349.5592 | 39.9495 | 0.1007% | 39707.0771 | 39682.9389 | 39747.0266 | 39722.8884
1735.215 | 24.1627 | 0.71471 | 19.526 | 0.66703 | 24208.6995 | 349.8868 | 40.016 | 0.1628% | 24603.6567 | 24579.4941 | 24643.6727 | 24619.51
1735.33 | 24.0558 | 0.71338 | 19.4489 | 1.3894 | 5652.2125 | 348.8886 | 40.0826 | 0.6655% | 6046.7086 | 6022.6527 | 6086.7911 | 6062.7353
1735.445 | 23.5032 | 0.69981 | 19.0933 | 5.2699 | 511.0814 | 343.0575 | 40.1493 | 4.567% | 902.7052 | 879.202 | 942.8544 | 919.3513
1735.56 | 22.3202 | 0.66887 | 18.3431 | 13.8632 | 322.9209 | 330.315 | 40.2161 | 5.861% | 708.4313 | 686.1111 | 748.6474 | 726.3272
1735.675 | 21.6065 | 0.65155 | 17.8796 | 18.5124 | 3658.4252 | 322.9395 | 40.283 | 1.002% | 4040.0148 | 4018.4082 | 4080.2977 | 4058.6912
1735.79 | 22.313 | 0.67446 | 18.2976 | 11.9415 | 17878.7629 | 331.565 | 40.35 | 0.2212% | 18263.5545 | 18241.2414 | 18303.9044 | 18281.5914
1735.905 | 22.733 | 0.68913 | 18.5392 | 7.6419 | 38430.4444 | 336.9638 | 40.4171 | 0.1042% | 38817.0114 | 38794.2784 | 38857.4285 | 38834.6954
1736.02 | 21.842 | 0.66632 | 17.9666 | 13.8123 | 38894.494 | 327.4898 | 40.4843 | 0.1031% | 39276.271 | 39254.429 | 39316.7553 | 39294.9132
1736.135 | 21.1321 | 0.6484 | 17.5076 | 18.8481 | 18448.3255 | 319.9058 | 40.5516 | 0.2156% | 18826.3675 | 18805.2354 | 18866.9191 | 18845.787
1736.25 | 21.9357 | 0.6734 | 17.9943 | 11.9517 | 3816.0615 | 329.3129 | 40.619 | 0.9727% | 4197.9296 | 4175.9938 | 4238.5486 | 4216.6128
1736.365 | 22.8462 | 0.70089 | 18.5522 | 4.3733 | 320.7672 | 339.7158 | 40.6865 | 5.947% | 706.9556 | 684.1094 | 747.6421 | 724.7959
1736.48 | 22.8059 | 0.70032 | 18.5239 | 4.7018 | 10.524 | 339.0478 | 40.7541 | 10.91% | 396.3037 | 373.4978 | 437.0579 | 414.2519
1736.595 | 21.7205 | 0.66895 | 17.8505 | 13.6176 | 0.13175 | 326.2753 | 40.8219 | 11.39% | 380.2646 | 358.5441 | 421.0865 | 399.366
1736.71 | 20.3035 | 0.62752 | 16.9754 | 25.3598 | 0 | 309.5645 | 40.8897 | 11.6% | 372.8307 | 352.5272 | 413.7204 | 393.4169
1736.825 | 20.2607 | 0.62522 | 16.9595 | 26.1289 | 0 | 308.2506 | 40.9576 | 11.64% | 372.225 | 351.9643 | 413.1827 | 392.9219
1736.94 | 21.5703 | 0.6614 | 17.7848 | 15.9261 | 2.1032e-12 | 321.9936 | 41.0256 | 11.51% | 377.9363 | 356.366 | 418.9619 | 397.3916
1737.055 | 22.8236 | 0.69547 | 18.5747 | 6.1781 | 0 | 334.8227 | 41.0938 | 11.41% | 383.0946 | 360.271 | 424.1884 | 401.3647
1737.17 | 23.4431 | 0.71086 | 18.9745 | 1.7297 | 0 | 340.3154 | 41.162 | 11.38% | 385.1735 | 361.7304 | 426.3355 | 402.8924
1737.285 | 23.6779 | 0.7148 | 19.1392 | 0.54371 | 0 | 341.3562 | 41.2304 | 11.4% | 385.4318 | 361.7539 | 426.6622 | 402.9843
1737.4 | 23.7937 | 0.71493 | 19.232 | 0.4101 | 0 | 340.9296 | 41.2988 | 11.43% | 385.0804 | 361.2867 | 426.3792 | 402.5854
1737.515 | 23.8868 | 0.71415 | 19.3117 | 0.53524 | 0 | 340.1558 | 41.3673 | 11.47% | 384.6036 | 360.7169 | 425.971 | 402.0842
1737.63 | 23.9855 | 0.71352 | 19.3956 | 0.63014 | 0 | 339.4375 | 41.436 | 11.5% | 384.1623 | 360.1768 | 425.5983 | 401.6128
1737.745 | 24.0581 | 0.71224 | 19.463 | 0.76295 | 0.20991 | 338.4739 | 41.5047 | 11.54% | 383.6801 | 359.622 | 425.1849 | 401.1268
1737.86 | 24.0672 | 0.70932 | 19.4894 | 1.1401 | 16.7759 | 336.8882 | 41.5736 | 11.09% | 399.0702 | 375.003 | 440.6438 | 416.5766
1737.975 | 24.0612 | 0.70628 | 19.5049 | 1.752 | 511.7756 | 335.2603 | 41.6426 | 4.792% | 893.0602 | 868.999 | 934.7028 | 910.6416
1738.09 | 24.1207 | 0.70542 | 19.5591 | 2.0984 | 6102.823 | 334.4579 | 41.7116 | 0.6457% | 6483.7646 | 6459.6438 | 6525.4762 | 6501.3555
1738.205 | 24.2481 | 0.70674 | 19.6533 | 1.5779 | 29725.2373 | 334.4844 | 41.7808 | 0.1389% | 30105.9078 | 30081.6597 | 30147.6886 | 30123.4405
1738.32 | 24.3457 | 0.70753 | 19.7269 | 1.002 | 65524.4768 | 334.3089 | 41.8501 | 0.06352% | 65904.568 | 65880.2222 | 65946.418 | 65922.0723
1738.435 | 24.4417 | 0.70852 | 19.7981 | 0.7159 | 91087.2556 | 334.2059 | 41.9195 | 0.04584% | 91467.1258 | 91442.6841 | 91509.0453 | 91484.6035
1738.55 | 24.5595 | 0.71034 | 19.882 | 0.52157 | 150145.3258 | 334.4171 | 41.989 | 0.0279% | 150525.4163 | 150500.8568 | 150567.4053 | 150542.8458
1738.665 | 24.6422 | 0.71141 | 19.943 | 0.54654 | 202006.0234 | 334.3434 | 42.0586 | 0.02078% | 202386.21 | 202361.5678 | 202428.2686 | 202403.6263
1738.78 | 24.6292 | 0.70996 | 19.9426 | 1.0189 | 121094.4064 | 333.3186 | 42.1283 | 0.03469% | 121474.0256 | 121449.3964 | 121516.1539 | 121491.5247
1738.895 | 24.6117 | 0.7085 | 19.9385 | 1.3724 | 28128.4286 | 332.294 | 42.1981 | 0.1482% | 28507.3537 | 28482.742 | 28549.5517 | 28524.94
1739.01 | 24.7057 | 0.71026 | 20.0036 | 0.92613 | 2482.6524 | 332.4755 | 42.268 | 1.49% | 2861.4737 | 2836.7679 | 2903.7417 | 2879.0359
1739.125 | 24.8027 | 0.71216 | 20.07 | 0.42474 | 83.0363 | 332.7078 | 42.338 | 9.689% | 461.7538 | 436.951 | 504.0917 | 479.289
1739.24 | 24.8227 | 0.71193 | 20.0876 | 0.35251 | 1.0521 | 332.1438 | 42.4081 | 11.97% | 379.1706 | 354.3479 | 421.5788 | 396.756
1739.355 | 24.7852 | 0.71009 | 20.0688 | 0.55489 | 1.2983e-11 | 330.9814 | 42.4783 | 12.06% | 377.1004 | 352.3152 | 419.5788 | 394.7935
1739.47 | 24.7086 | 0.70719 | 20.0259 | 1.2027 | 0 | 329.4119 | 42.5487 | 12.11% | 376.0562 | 351.3477 | 418.6049 | 393.8963
1739.585 | 24.3277 | 0.6961 | 19.7925 | 4.6354 | 0 | 324.7226 | 42.6191 | 12.18% | 374.1743 | 349.8466 | 416.7934 | 392.4657
1739.7 | 23.0438 | 0.66072 | 18.9916 | 15.244 | 0 | 310.7764 | 42.6897 | 12.35% | 368.7165 | 345.6727 | 411.4061 | 388.3624
1739.815 | 21.9812 | 0.63137 | 18.3296 | 23.8428 | 0 | 299.1305 | 42.7603 | 12.51% | 363.9155 | 341.9343 | 406.6758 | 384.6946
1739.93 | 22.907 | 0.65564 | 18.9173 | 16.2687 | 0 | 307.9391 | 42.8311 | 12.46% | 366.6878 | 343.7808 | 409.5189 | 386.6118
1740.045 | 24.1722 | 0.68935 | 19.7148 | 5.9593 | 0 | 320.3137 | 42.9019 | 12.38% | 370.8494 | 346.6773 | 413.7514 | 389.5792
1740.16 | 24.5487 | 0.6996 | 19.9506 | 3.0631 | 0 | 323.7376 | 42.9729 | 12.37% | 371.9996 | 347.4509 | 414.9725 | 390.4238
1740.275 | 24.5468 | 0.70001 | 19.9467 | 3.1406 | 0 | 323.4237 | 43.044 | 12.4% | 371.7577 | 347.2109 | 414.8017 | 390.2549
1740.39 | 24.624 | 0.70284 | 19.9892 | 2.3548 | 0 | 323.9908 | 43.1152 | 12.42% | 371.6617 | 347.0377 | 414.7769 | 390.1528
1740.505 | 24.7203 | 0.7064 | 20.0423 | 1.2376 | 0 | 324.8295 | 43.1865 | 12.45% | 371.5361 | 346.8158 | 414.7226 | 390.0023
1740.62 | 24.7392 | 0.70789 | 20.0478 | 0.79671 | 0 | 324.9 | 43.2579 | 12.49% | 371.1916 | 346.4524 | 414.4495 | 389.7103
1740.735 | 24.7084 | 0.70785 | 20.0234 | 0.8628 | 0 | 324.405 | 43.3294 | 12.52% | 370.7074 | 345.9991 | 414.0368 | 389.3285
1740.85 | 24.6159 | 0.7059 | 19.9618 | 1.4288 | 1.9196e-11 | 323.2094 | 43.401 | 12.57% | 369.9218 | 345.3059 | 413.3229 | 388.707
1740.965 | 24.2801 | 0.69709 | 19.7493 | 4.2068 | 1.8022e-06 | 319.4559 | 43.4727 | 12.63% | 368.3892 | 344.109 | 411.8619 | 387.5818
1741.08 | 22.969 | 0.66147 | 18.9131 | 16.1703 | 0.00014224 | 305.5138 | 43.5446 | 12.76% | 364.2278 | 341.2588 | 407.7724 | 384.8034
1741.195 | 20.1367 | 0.58404 | 17.0714 | 43.105 | 0.0042524 | 275.3072 | 43.6165 | 12.98% | 356.2087 | 336.072 | 399.8252 | 379.6885
1741.31 | 18.5866 | 0.54126 | 16.0402 | 58.5801 | 0.048157 | 258.1273 | 43.6886 | 13.11% | 351.9236 | 333.337 | 395.6122 | 377.0255
1741.425 | 20.7398 | 0.5997 | 17.4489 | 38.0262 | 0.2067 | 280.1887 | 43.7607 | 13.01% | 357.21 | 336.4702 | 400.9707 | 380.2309
1741.54 | 22.6134 | 0.65062 | 18.7026 | 19.2174 | 0.33989 | 299.6726 | 43.833 | 12.95% | 361.1964 | 338.583 | 405.0294 | 382.416
1741.655 | 22.7698 | 0.65424 | 18.8309 | 16.9689 | 0.25494 | 300.8709 | 43.9054 | 13.01% | 360.3496 | 337.5798 | 404.255 | 381.4852
1741.77 | 23.3002 | 0.66735 | 19.1708 | 12.4811 | 0.25568 | 305.2685 | 43.9779 | 13.02% | 361.1436 | 337.8434 | 405.1215 | 381.8213
1741.885 | 24.095 | 0.68737 | 19.6731 | 5.9831 | 0.34143 | 312.1515 | 44.0505 | 13% | 362.9315 | 338.8365 | 406.982 | 382.887
1742 | 24.5559 | 0.69829 | 19.9691 | 2.4643 | 0.20766 | 315.6613 | 44.1232 | 13.02% | 363.5567 | 339.0007 | 407.6799 | 383.1239
1742.115 | 24.7675 | 0.70255 | 20.1106 | 1.1606 | 0.47591 | 316.7297 | 44.196 | 13.03% | 363.9468 | 339.1793 | 408.1428 | 383.3753
1742.23 | 24.8685 | 0.70412 | 20.1823 | 0.76337 | 33.7472 | 316.8167 | 44.2689 | 11.89% | 397.0821 | 372.2137 | 441.3511 | 416.4826
1742.345 | 24.969 | 0.70601 | 20.2522 | 0.5244 | 1008.7746 | 317.0152 | 44.342 | 3.291% | 1372.2414 | 1347.2724 | 1416.5833 | 1391.6144
1742.46 | 25.0405 | 0.7074 | 20.3016 | 0.36572 | 11423.5822 | 317.0369 | 44.4151 | 0.3776% | 11787.0343 | 11761.9938 | 11831.4494 | 11806.4089
1742.575 | 25.0494 | 0.70739 | 20.309 | 0.34379 | 49001.2789 | 316.5521 | 44.4884 | 0.09017% | 49364.2405 | 49339.1912 | 49408.7289 | 49383.6795
1742.69 | 25.018 | 0.70644 | 20.2894 | 0.47088 | 79617.7048 | 315.7277 | 44.5617 | 0.05573% | 79979.9173 | 79954.8993 | 80024.479 | 79999.461
1742.805 | 24.9638 | 0.70482 | 20.2557 | 0.82735 | 49001.5535 | 314.6687 | 44.6352 | 0.09047% | 49362.9738 | 49338.01 | 49407.609 | 49382.6452
1742.92 | 24.9045 | 0.70297 | 20.2199 | 1.3418 | 11423.8213 | 313.5277 | 44.7088 | 0.3802% | 11784.5183 | 11759.6137 | 11829.2271 | 11804.3225
1743.035 | 24.8983 | 0.70248 | 20.2187 | 1.527 | 1008.9067 | 312.8706 | 44.7825 | 3.331% | 1369.1237 | 1344.2254 | 1413.9062 | 1389.0079
1743.15 | 24.9706 | 0.70402 | 20.2678 | 1.1184 | 33.9673 | 312.939 | 44.8563 | 12.16% | 393.9672 | 368.9966 | 438.8235 | 413.8529
1743.265 | 25.0465 | 0.70557 | 20.3199 | 0.62717 | 0.77072 | 313.0102 | 44.9302 | 13.39% | 360.4801 | 335.4336 | 405.4103 | 380.3638
1743.38 | 25.0754 | 0.70577 | 20.3423 | 0.45561 | 0.21061 | 312.5979 | 45.0043 | 13.46% | 359.3876 | 334.3122 | 404.3919 | 379.3165
1743.495 | 25.0796 | 0.70523 | 20.3491 | 0.46408 | 0.049093 | 311.9268 | 45.0784 | 13.52% | 358.5739 | 333.4943 | 403.6523 | 378.5727
1743.61 | 25.095 | 0.705 | 20.3634 | 0.46484 | 0.0043352 | 311.3608 | 45.1527 | 13.56% | 357.9933 | 332.8984 | 403.146 | 378.051
1743.725 | 25.1266 | 0.70521 | 20.3883 | 0.46413 | 0.00014501 | 310.9526 | 45.227 | 13.6% | 357.637 | 332.5104 | 402.864 | 377.7374
1743.84 | 25.14 | 0.70493 | 20.4012 | 0.58062 | 1.8373e-06 | 310.3736 | 45.3015 | 13.64% | 357.2004 | 332.0604 | 402.502 | 377.3619
1743.955 | 25.1163 | 0.70377 | 20.3894 | 0.89467 | 0 | 309.4811 | 45.3761 | 13.69% | 356.5852 | 331.4689 | 401.9613 | 376.8451
1744.07 | 24.9881 | 0.70008 | 20.3097 | 2.02 | 0 | 307.6826 | 45.4508 | 13.74% | 355.7004 | 330.7123 | 401.1513 | 376.1631
1744.185 | 24.2755 | 0.68112 | 19.8525 | 8.5173 | 0 | 300.3148 | 45.5256 | 13.82% | 353.6413 | 329.3658 | 399.1669 | 374.8914
1744.3 | 22.0403 | 0.62201 | 18.4104 | 29.3712 | 0 | 278.244 | 45.6006 | 13.96% | 348.6878 | 326.6476 | 394.2884 | 372.2481
1744.415 | 19.8706 | 0.56521 | 17.0154 | 49.254 | 1.2319 | 257.1033 | 45.6756 | 14.05% | 345.0404 | 325.1698 | 390.716 | 370.8454
1744.53 | 20.9649 | 0.59569 | 17.7288 | 37.9839 | 97.2296 | 267.9585 | 45.7508 | 10.85% | 442.4615 | 421.4965 | 488.2122 | 467.2473
1744.645 | 23.3551 | 0.66067 | 19.254 | 15.005 | 2906.7657 | 291.1539 | 45.826 | 1.418% | 3256.1944 | 3232.8393 | 3302.0204 | 3278.6653
1744.76 | 24.5111 | 0.69285 | 19.9749 | 3.953 | 32916.8428 | 302.2415 | 45.9014 | 0.1381% | 33268.2162 | 33243.7051 | 33314.1176 | 33289.6065
1744.875 | 24.7426 | 0.70046 | 20.1096 | 1.3406 | 141196.2165 | 304.4613 | 45.9769 | 0.03249% | 141547.5711 | 141522.8285 | 141593.548 | 141568.8054
1744.99 | 24.7268 | 0.70137 | 20.0907 | 0.88416 | 229416.5202 | 304.3002 | 46.0525 | 0.02005% | 229767.2234 | 229742.4966 | 229813.2759 | 229788.5491
1745.105 | 24.691 | 0.70163 | 20.0605 | 0.72618 | 141196.2165 | 303.9093 | 46.1282 | 0.03259% | 141546.3052 | 141521.6142 | 141592.4334 | 141567.7424
1745.22 | 24.6775 | 0.70238 | 20.0456 | 0.5844 | 32916.8428 | 303.6833 | 46.2041 | 0.139% | 33266.536 | 33241.8585 | 33312.7401 | 33288.0626
1745.335 | 24.6528 | 0.70261 | 20.0245 | 0.53033 | 2906.7657 | 303.2812 | 46.28 | 1.432% | 3255.9572 | 3231.3044 | 3302.2372 | 3277.5844
1745.45 | 24.6141 | 0.70223 | 19.9956 | 0.55366 | 97.2296 | 302.6666 | 46.3561 | 11.01% | 445.7619 | 421.1478 | 492.118 | 467.5038
1745.565 | 24.5852 | 0.70184 | 19.9748 | 0.58339 | 1.2319 | 302.0482 | 46.4323 | 14.31% | 349.1254 | 324.5402 | 395.5577 | 370.9724
1745.68 | 24.5629 | 0.70135 | 19.9599 | 0.63809 | 0 | 301.397 | 46.5085 | 14.41% | 347.2592 | 322.6963 | 393.7678 | 369.2049
1745.795 | 24.5405 | 0.70067 | 19.9463 | 0.75565 | 3.3803e-11 | 300.677 | 46.585 | 14.46% | 346.6201 | 322.0796 | 393.205 | 368.6646
1745.91 | 24.4831 | 0.69888 | 19.9116 | 1.0751 | 8.1326e-12 | 299.5719 | 46.6615 | 14.52% | 345.7407 | 321.2575 | 392.4021 | 367.919
1746.025 | 24.3901 | 0.69613 | 19.8549 | 1.588 | 2.8567e-11 | 298.1145 | 46.7381 | 14.59% | 344.6436 | 320.2535 | 391.3817 | 366.9916
1746.14 | 24.3113 | 0.69402 | 19.8057 | 2.0847 | 1.9985e-11 | 296.8517 | 46.8149 | 14.66% | 343.7475 | 319.4361 | 390.5623 | 366.251
1746.255 | 24.2489 | 0.69272 | 19.7643 | 2.7666 | 4.8e-11 | 295.8461 | 46.8917 | 14.7% | 343.3187 | 319.0697 | 390.2104 | 365.9614
1746.37 | 24.0404 | 0.68764 | 19.6266 | 5.0601 | 3.211e-11 | 293.4982 | 46.9687 | 14.73% | 342.913 | 318.8726 | 389.8817 | 365.8413
1746.485 | 22.9456 | 0.65833 | 18.8965 | 17.0971 | 1.4917e-11 | 282.3471 | 47.0458 | 14.75% | 341.9447 | 318.9991 | 388.9905 | 366.0449
1746.6 | 19.652 | 0.56849 | 16.6781 | 54.3784 | 2.5637e-11 | 248.9967 | 47.123 | 14.7% | 340.2738 | 320.6218 | 387.3968 | 367.7448
1746.715 | 16.5681 | 0.48441 | 14.6165 | 88.6942 | 4.7941e-11 | 217.9269 | 47.2003 | 14.67% | 338.2901 | 321.722 | 385.4904 | 368.9223
1746.83 | 17.7148 | 0.51673 | 15.4466 | 73.0335 | 3.7489e-11 | 229.8848 | 47.2778 | 14.83% | 336.5965 | 318.8817 | 383.8743 | 366.1595
1746.945 | 19.0507 | 0.55393 | 16.3951 | 55.2235 | 8.9034e-11 | 243.5704 | 47.3553 | 15% | 334.7935 | 315.7428 | 382.1488 | 363.0982
1747.06 | 18.2491 | 0.53221 | 15.9015 | 62.0771 | 4.9068e-12 | 235.7124 | 47.433 | 15.1% | 332.4722 | 314.2232 | 379.9052 | 361.6562
1747.175 | 18.6508 | 0.54316 | 16.1937 | 56.9489 | 2.5557e-11 | 239.4025 | 47.5108 | 15.17% | 331.7391 | 313.0883 | 379.2499 | 360.5991
1747.29 | 20.1067 | 0.58239 | 17.1517 | 41.5296 | 5.3603e-11 | 252.8645 | 47.5887 | 15.25% | 332.2349 | 312.1282 | 379.8236 | 359.7169
1747.405 | 21.0525 | 0.6073 | 17.7601 | 31.8383 | 0 | 261.0312 | 47.6667 | 15.32% | 332.2894 | 311.2368 | 379.9561 | 358.9035
1747.52 | 21.5557 | 0.61984 | 18.0813 | 26.9351 | 1.4555e-12 | 264.7754 | 47.7449 | 15.38% | 331.9673 | 310.4117 | 379.7122 | 358.1565
1747.635 | 22.8565 | 0.65336 | 18.9066 | 15.4745 | 2.8798e-11 | 275.6585 | 47.8231 | 15.39% | 333.5495 | 310.693 | 381.3727 | 358.5162
1747.75 | 24.0924 | 0.68459 | 19.6959 | 5.0819 | 1.3957e-11 | 285.7549 | 47.9015 | 15.39% | 335.3096 | 311.2172 | 383.2111 | 359.1187
1747.865 | 24.5676 | 0.69508 | 20.0102 | 1.7468 | 5.5563e-11 | 288.7497 | 47.98 | 15.42% | 335.7693 | 311.2017 | 383.7493 | 359.1817
1747.98 | 24.7105 | 0.69659 | 20.1162 | 1.319 | 8.6814e-12 | 288.6942 | 48.0586 | 15.46% | 335.5366 | 310.826 | 383.5952 | 358.8847
1748.095 | 24.7906 | 0.69656 | 20.182 | 1.2927 | 0 | 288.1181 | 48.1373 | 15.51% | 335.0801 | 310.2894 | 383.2174 | 358.4268
1748.21 | 24.8714 | 0.69692 | 20.2459 | 1.1342 | 2.721e-11 | 287.6703 | 48.2162 | 15.57% | 334.6187 | 309.7473 | 382.8349 | 357.9635
1748.325 | 24.9249 | 0.69716 | 20.2882 | 1.0217 | 4.5102e-11 | 287.1823 | 48.2951 | 15.62% | 334.1143 | 309.1894 | 382.4095 | 357.4846
1748.44 | 24.9524 | 0.69729 | 20.3102 | 0.93428 | 0 | 286.6558 | 48.3742 | 15.68% | 333.5499 | 308.5975 | 381.9242 | 356.9717
1748.555 | 24.949 | 0.69702 | 20.3093 | 0.95586 | 0 | 286.0012 | 48.4534 | 15.73% | 332.9124 | 307.9634 | 381.3658 | 356.4168
1748.67 | 24.9277 | 0.69669 | 20.2941 | 0.93288 | 0 | 285.3256 | 48.5327 | 15.8% | 332.177 | 307.2493 | 380.7097 | 355.7821
1748.785 | 24.8999 | 0.69645 | 20.2735 | 0.77665 | 8.9487e-12 | 284.6767 | 48.6122 | 15.86% | 331.3232 | 306.4233 | 379.9353 | 355.0354
1748.9 | 24.8448 | 0.69553 | 20.2352 | 0.82805 | 2.923e-11 | 283.8088 | 48.6917 | 15.93% | 330.4123 | 305.5675 | 379.1041 | 354.2593
1749.015 | 24.7337 | 0.69312 | 20.1619 | 1.4595 | 0 | 282.4566 | 48.7714 | 16% | 329.5048 | 304.7711 | 378.2762 | 353.5425
1749.13 | 24.6339 | 0.69104 | 20.0954 | 2.081 | 0 | 281.2128 | 48.8512 | 16.07% | 328.7142 | 304.0803 | 377.5654 | 352.9315
1749.245 | 24.6533 | 0.69221 | 20.1028 | 1.7766 | 0 | 281.0251 | 48.9311 | 16.12% | 328.25 | 303.5967 | 377.1811 | 352.5278
1749.36 | 24.68 | 0.69364 | 20.1141 | 1.4106 | 0 | 280.9243 | 49.0111 | 16.17% | 327.8227 | 303.1427 | 376.8338 | 352.1538
1749.475 | 24.6573 | 0.69387 | 20.0942 | 1.4422 | 0.03408 | 280.4297 | 49.0913 | 16.22% | 327.3513 | 302.6941 | 376.4426 | 351.7854
1749.59 | 24.6472 | 0.6946 | 20.0819 | 1.2236 | 2.7239 | 280.0967 | 49.1716 | 16.13% | 329.4679 | 304.8207 | 378.6395 | 353.9922
1749.705 | 24.6336 | 0.69531 | 20.0669 | 0.84776 | 83.1037 | 279.7579 | 49.2519 | 12.81% | 409.1052 | 384.4716 | 458.3571 | 433.7235
1749.82 | 24.5599 | 0.69435 | 20.0134 | 0.8457 | 991.0559 | 278.8826 | 49.3325 | 3.82% | 1316.0519 | 1291.492 | 1365.3844 | 1340.8244
1749.935 | 24.4634 | 0.69271 | 19.9454 | 1.061 | 4817.0125 | 277.7877 | 49.4131 | 0.9658% | 5140.9627 | 5116.4993 | 5190.3758 | 5165.9124
1750.05 | 24.4314 | 0.69276 | 19.9191 | 1.0115 | 10254.5544 | 277.2333 | 49.4938 | 0.469% | 10577.8424 | 10553.4111 | 10627.3363 | 10602.9049
1750.165 | 24.4527 | 0.69413 | 19.9281 | 0.72773 | 10289.8697 | 277.1016 | 49.5747 | 0.4682% | 10612.774 | 10588.3213 | 10662.3487 | 10637.896
1750.28 | 24.4568 | 0.69486 | 19.9274 | 0.63867 | 5859.6913 | 276.7654 | 49.6557 | 0.8064% | 6182.1743 | 6157.7176 | 6231.83 | 6207.3733
1750.395 | 24.4086 | 0.69395 | 19.8943 | 1.0181 | 12786.1364 | 275.909 | 49.7368 | 0.3801% | 13108.0604 | 13083.6518 | 13157.7972 | 13133.3886
1750.51 | 24.3188 | 0.69168 | 19.8361 | 1.7552 | 50676.5841 | 274.6185 | 49.818 | 0.09773% | 50997.8044 | 50973.4856 | 51047.6225 | 51023.3037
1750.625 | 24.1996 | 0.68846 | 19.7617 | 2.7616 | 82207.2896 | 273.0282 | 49.8994 | 0.06048% | 82527.7292 | 82503.5296 | 82577.6286 | 82553.429
1750.74 | 24.1289 | 0.68638 | 19.7192 | 3.4208 | 50593.4853 | 271.7998 | 49.9809 | 0.09822% | 50913.2403 | 50889.1114 | 50963.2212 | 50939.0923
1750.855 | 24.2236 | 0.68858 | 19.7809 | 2.6198 | 11794.7685 | 271.9263 | 50.0625 | 0.4141% | 12114.0076 | 12089.784 | 12164.0701 | 12139.8465
1750.97 | 24.3194 | 0.69069 | 19.8436 | 1.841 | 1041.5528 | 272.0298 | 50.1442 | 3.753% | 1360.2773 | 1335.9579 | 1410.4214 | 1386.102
1751.085 | 24.2976 | 0.68962 | 19.8332 | 2.1994 | 34.8393 | 271.1229 | 50.226 | 15.28% | 352.9821 | 328.6845 | 403.2081 | 378.9105
1751.2 | 24.0582 | 0.6827 | 19.6835 | 4.8709 | 0.44142 | 268.3319 | 50.308 | 17.11% | 318.0686 | 294.0104 | 368.3766 | 344.3184
1751.315 | 22.849 | 0.6496 | 18.8894 | 18.8531 | 3.5185e-11 | 256.833 | 50.3901 | 17.07% | 318.0742 | 295.2252 | 368.4643 | 345.6153
1751.43 | 19.6221 | 0.56165 | 16.7194 | 57.7081 | 3.6479e-11 | 226.7512 | 50.4723 | 16.73% | 321.3624 | 301.7403 | 371.8347 | 352.2125
1751.545 | 17.2598 | 0.49704 | 15.1171 | 86.7278 | 0 | 204.3664 | 50.5546 | 16.48% | 323.9682 | 306.7084 | 374.5228 | 357.263
1751.66 | 19.6427 | 0.56136 | 16.7388 | 57.6671 | 0 | 225.5505 | 50.6371 | 16.85% | 320.1605 | 300.5178 | 370.7976 | 351.1548
1751.775 | 22.8966 | 0.64911 | 18.9327 | 18.7698 | 1.5056e-12 | 254.4291 | 50.7196 | 17.32% | 315.6773 | 292.7808 | 366.397 | 343.5004
1751.89 | 24.1444 | 0.68229 | 19.7583 | 4.658 | 2.561e-11 | 264.7978 | 50.8023 | 17.52% | 314.0408 | 289.8964 | 364.8431 | 340.6987
1752.005 | 24.4261 | 0.6894 | 19.9418 | 1.8209 | 2.4156e-11 | 266.5004 | 50.8852 | 17.61% | 313.3786 | 288.9525 | 364.2637 | 339.8376
1752.12 | 24.4938 | 0.69082 | 19.9876 | 1.2556 | 2.0607e-11 | 266.3716 | 50.9681 | 17.68% | 312.7994 | 288.3056 | 363.7675 | 339.2737
1752.235 | 24.5116 | 0.691 | 20.0011 | 1.1504 | 0.062335 | 265.8583 | 51.0512 | 17.74% | 312.2748 | 287.7632 | 363.3259 | 338.8144
1752.35 | 24.5208 | 0.69112 | 20.0084 | 1.0705 | 4.9198 | 265.3229 | 51.1344 | 17.51% | 316.5336 | 292.0127 | 367.6679 | 343.1471
1752.465 | 24.4991 | 0.69043 | 19.9959 | 1.2529 | 147.1435 | 264.5411 | 51.2177 | 11.81% | 458.1229 | 433.6237 | 509.3405 | 484.8414
1752.58 | 24.3865 | 0.68714 | 19.9271 | 2.2735 | 1670.5065 | 262.9626 | 51.3011 | 2.622% | 1980.7433 | 1956.3568 | 2032.0444 | 2007.6579
1752.695 | 24.1904 | 0.68141 | 19.8083 | 4.0236 | 7291.8347 | 260.641 | 51.3847 | 0.6782% | 7601.1794 | 7576.989 | 7652.5641 | 7628.3737
1752.81 | 24.1349 | 0.67926 | 19.7792 | 4.5978 | 13277.2342 | 259.413 | 51.4684 | 0.3795% | 13585.8385 | 13561.7036 | 13637.3068 | 13613.1719
1752.925 | 24.3501 | 0.68412 | 19.9203 | 2.967 | 14303.0265 | 260.3244 | 51.5522 | 0.3534% | 14611.2725 | 14586.9223 | 14662.8246 | 14638.4745
1753.04 | 24.5594 | 0.68864 | 20.0587 | 1.4384 | 13296.8564 | 261.1346 | 51.6361 | 0.3802% | 13604.7362 | 13580.1768 | 13656.3723 | 13631.8129
1753.155 | 24.6512 | 0.69005 | 20.1241 | 0.89501 | 7305.6441 | 260.9929 | 51.7202 | 0.6816% | 7612.9974 | 7588.3461 | 7664.7175 | 7640.0663
1753.27 | 24.6911 | 0.69021 | 20.1559 | 0.79072 | 1673.7839 | 260.4695 | 51.8044 | 2.649% | 1980.5813 | 1955.8902 | 2032.3857 | 2007.6946
1753.385 | 24.7172 | 0.69017 | 20.1778 | 0.77843 | 147.4336 | 259.8829 | 51.8887 | 12.1% | 453.6801 | 428.9629 | 505.5688 | 480.8516
1753.5 | 24.7428 | 0.69033 | 20.1983 | 0.65932 | 4.9295 | 259.3582 | 51.9731 | 18.18% | 310.5784 | 285.8356 | 362.5515 | 337.8087
1753.615 | 24.7558 | 0.69038 | 20.2091 | 0.55145 | 0.062458 | 258.8005 | 52.0577 | 18.57% | 305.0697 | 280.3139 | 357.1273 | 332.3716
1753.73 | 24.7386 | 0.68978 | 20.1991 | 0.60044 | 0 | 258.0473 | 52.1424 | 18.65% | 304.2752 | 279.5366 | 356.4176 | 331.679
1753.845 | 24.6959 | 0.68863 | 20.1715 | 0.79094 | 3.3249e-11 | 257.1309 | 52.2272 | 18.73% | 303.4778 | 278.7819 | 355.705 | 331.0091
1753.96 | 24.6548 | 0.68768 | 20.1441 | 1.0267 | 3.552e-12 | 256.2747 | 52.3121 | 18.81% | 302.788 | 278.1331 | 355.1001 | 330.4452
1754.075 | 24.6218 | 0.68713 | 20.1209 | 1.2457 | 9.6829e-12 | 255.5372 | 52.3972 | 18.88% | 302.2128 | 277.591 | 354.61 | 329.9882
1754.19 | 24.6044 | 0.6872 | 20.1066 | 1.3015 | 3.9813e-11 | 254.9861 | 52.4824 | 18.94% | 301.6858 | 277.0814 | 354.1682 | 329.5638
1754.305 | 24.5859 | 0.68737 | 20.0907 | 1.2435 | 0 | 254.4636 | 52.5677 | 19.01% | 301.071 | 276.4851 | 353.6387 | 329.0528
1754.42 | 24.5417 | 0.68686 | 20.0582 | 1.3197 | 4.5112e-11 | 253.7416 | 52.6531 | 19.09% | 300.3479 | 275.8062 | 353.001 | 328.4594
1754.535 | 24.4787 | 0.68583 | 20.0139 | 1.5259 | 7.0157e-11 | 252.8655 | 52.7387 | 19.17% | 299.57 | 275.0913 | 352.3087 | 327.83
1754.65 | 24.3851 | 0.6839 | 19.9513 | 2.0555 | 6.889e-12 | 251.7234 | 52.8244 | 19.25% | 298.7992 | 274.4141 | 351.6236 | 327.2385
1754.765 | 24.1824 | 0.67889 | 19.8203 | 4.0643 | 0 | 249.6588 | 52.9102 | 19.29% | 298.4047 | 274.2223 | 351.3149 | 327.1325
1754.88 | 23.3248 | 0.65625 | 19.2635 | 14.2808 | 0 | 242.2025 | 52.9962 | 19.17% | 299.728 | 276.4031 | 352.7241 | 329.3993
1754.995 | 20.6185 | 0.58413 | 17.493 | 47.4605 | 2.1508e-12 | 219.5187 | 53.0822 | 18.62% | 305.6749 | 285.0564 | 358.7571 | 338.1386
1755.11 | 17.35 | 0.49696 | 15.3577 | 87.5034 | 3.6585e-11 | 192.2552 | 53.1684 | 17.99% | 312.9633 | 295.6133 | 366.1317 | 348.7818
1755.225 | 17.7428 | 0.5075 | 15.631 | 82.092 | 0 | 195.0976 | 53.2548 | 18.16% | 311.0709 | 293.3281 | 364.3257 | 346.5829
1755.34 | 21.1074 | 0.59703 | 17.8342 | 40.7167 | 0 | 221.9985 | 53.3412 | 18.97% | 302.2538 | 281.1464 | 355.595 | 334.4877
1755.455 | 23.3535 | 0.65649 | 19.2958 | 13.3293 | 0 | 239.5548 | 53.4278 | 19.58% | 296.1898 | 272.8364 | 349.6177 | 326.2642
1755.57 | 23.9598 | 0.67212 | 19.6902 | 6.0501 | 0 | 243.7123 | 53.5146 | 19.81% | 294.0845 | 270.1247 | 347.5991 | 323.6392
1755.685 | 24.2078 | 0.67802 | 19.8508 | 3.904 | 6.752e-11 | 244.8691 | 53.6014 | 19.9% | 293.5097 | 269.3019 | 347.1111 | 322.9033
1755.8 | 24.3765 | 0.68166 | 19.9621 | 2.7875 | 1.0265e-10 | 245.3531 | 53.6884 | 19.97% | 293.1608 | 268.7843 | 346.8492 | 322.4727
1755.915 | 24.469 | 0.68326 | 20.0267 | 2.2216 | 8.8146e-11 | 245.2405 | 53.7755 | 20.05% | 292.6411 | 268.1721 | 346.4166 | 321.9476
1756.03 | 24.5388 | 0.6843 | 20.0771 | 1.76 | 8.1496e-11 | 244.9641 | 53.8627 | 20.14% | 292.0243 | 267.4855 | 345.887 | 321.3482
1756.145 | 24.5515 | 0.68385 | 20.0908 | 1.8601 | 9.3679e-11 | 244.2638 | 53.9501 | 20.21% | 291.45 | 266.8985 | 345.4001 | 320.8486
1756.26 | 24.5153 | 0.6822 | 20.0727 | 2.4304 | 7.4193e-11 | 243.2188 | 54.0376 | 20.28% | 290.9194 | 266.4041 | 344.9569 | 320.4417
1756.375 | 24.4563 | 0.6801 | 20.0397 | 3.1668 | 2.9066e-11 | 242.0469 | 54.1252 | 20.35% | 290.3899 | 265.9335 | 344.5151 | 320.0587
1756.49 | 24.2525 | 0.67432 | 19.914 | 5.4312 | 0 | 239.8098 | 54.2129 | 20.39% | 290.0818 | 265.8293 | 344.2947 | 320.0422
1756.605 | 23.2866 | 0.64859 | 19.2935 | 16.2472 | 2.2165e-11 | 231.697 | 54.3008 | 20.27% | 291.1729 | 267.8863 | 345.4737 | 322.1871
1756.72 | 20.7806 | 0.58226 | 17.6554 | 44.8279 | 2.4149e-11 | 211.4743 | 54.3888 | 19.81% | 295.3204 | 274.5398 | 349.7092 | 328.9286
1756.835 | 19.0086 | 0.53536 | 16.4876 | 65.1853 | 3.3588e-11 | 196.9369 | 54.477 | 19.52% | 298.1538 | 279.1452 | 352.6308 | 333.6222
1756.95 | 20.8307 | 0.58359 | 17.6867 | 44.0509 | 0 | 210.7383 | 54.5652 | 19.98% | 293.8902 | 273.0594 | 348.4554 | 327.6247
1757.065 | 23.1709 | 0.64561 | 19.2196 | 17.2597 | 1.4471e-11 | 228.5826 | 54.6536 | 20.57% | 288.8784 | 265.7075 | 343.532 | 320.3611
1757.18 | 23.324 | 0.64998 | 19.315 | 16.012 | 0 | 229.3461 | 54.7422 | 20.63% | 288.647 | 265.3231 | 343.3892 | 320.0652
1757.295 | 20.9696 | 0.58822 | 17.7745 | 44.6576 | 0 | 210.7427 | 54.8308 | 20.03% | 294.7326 | 273.763 | 349.5634 | 328.5938
1757.41 | 17.9478 | 0.50893 | 15.8068 | 81.1148 | 0 | 187.0976 | 54.9196 | 19.3% | 302.4759 | 284.5281 | 357.3955 | 339.4477
1757.525 | 18.2822 | 0.51836 | 16.0404 | 76.1012 | 0 | 189.4737 | 55.0086 | 19.5% | 300.4159 | 282.1337 | 355.4244 | 337.1422
1757.64 | 21.2983 | 0.59839 | 18.0054 | 38.986 | 1.6243e-11 | 212.264 | 55.0976 | 20.42% | 291.1521 | 269.8538 | 346.2497 | 324.9514
1757.755 | 23.4611 | 0.65566 | 19.3982 | 13.0446 | 0 | 228.2285 | 55.1868 | 21.12% | 284.7881 | 261.327 | 339.9749 | 316.5138
1757.87 | 24.2053 | 0.67539 | 19.8709 | 4.3524 | 2.8827e-11 | 233.2693 | 55.2761 | 21.41% | 282.3733 | 258.168 | 337.6494 | 313.4441
1757.985 | 24.3952 | 0.68046 | 19.9901 | 2.1348 | 0 | 234.1101 | 55.3656 | 21.55% | 281.3107 | 256.9154 | 336.6762 | 312.281
1758.1 | 24.4142 | 0.681 | 20.0018 | 1.761 | 0 | 233.6853 | 55.4552 | 21.65% | 280.5434 | 256.1292 | 335.9986 | 311.5844
1758.215 | 24.3974 | 0.68062 | 19.9908 | 1.7402 | 1.5135e-11 | 233.0054 | 55.5449 | 21.75% | 279.8145 | 255.4171 | 335.3594 | 310.962
1758.33 | 24.4088 | 0.681 | 19.998 | 1.5195 | 5.2848e-11 | 232.5322 | 55.6347 | 21.84% | 279.1394 | 254.7306 | 334.7742 | 310.3653
1758.445 | 24.4285 | 0.68152 | 20.011 | 1.2514 | 4.2808e-11 | 232.0978 | 55.7247 | 21.94% | 278.4703 | 254.0418 | 334.195 | 309.7665
1758.56 | 24.4255 | 0.68132 | 20.0102 | 1.1026 | 2.9674e-11 | 231.4659 | 55.8148 | 22.04% | 277.6855 | 253.2601 | 333.5004 | 309.0749
1758.675 | 24.4202 | 0.68097 | 20.0086 | 1.0024 | 3.4117e-12 | 230.7934 | 55.9051 | 22.14% | 276.9055 | 252.4853 | 332.8106 | 308.3904
1758.79 | 24.4436 | 0.68132 | 20.0258 | 0.87082 | 2.1896e-11 | 230.3114 | 55.9955 | 22.23% | 276.333 | 251.8894 | 332.3284 | 307.8848
1758.905 | 24.469 | 0.68169 | 20.0446 | 0.74962 | 6.4956e-11 | 229.8339 | 56.086 | 22.32% | 275.7788 | 251.3098 | 331.8647 | 307.3958
1759.02 | 24.4799 | 0.68173 | 20.0537 | 0.69424 | 2.7143e-11 | 229.2651 | 56.1766 | 22.41% | 275.1747 | 250.6948 | 331.3513 | 306.8714
1759.135 | 24.4836 | 0.68168 | 20.0574 | 0.67959 | 4.8576e-11 | 228.6748 | 56.2674 | 22.5% | 274.5771 | 250.0935 | 330.8445 | 306.3609
1759.25 | 24.488 | 0.68177 | 20.061 | 0.64478 | 0 | 228.12 | 56.3583 | 22.59% | 273.9955 | 249.5075 | 330.3539 | 305.8658
1759.365 | 24.4915 | 0.68195 | 20.0633 | 0.58176 | 3.3222e-11 | 227.5888 | 56.4494 | 22.68% | 273.4073 | 248.9158 | 329.8566 | 305.3651
1759.48 | 24.4865 | 0.68201 | 20.0593 | 0.52817 | 0 | 227.0249 | 56.5405 | 22.77% | 272.7809 | 248.2944 | 329.3214 | 304.8349
1759.595 | 24.4706 | 0.68184 | 20.0477 | 0.52183 | 0 | 226.4007 | 56.6319 | 22.87% | 272.1226 | 247.652 | 328.7545 | 304.2839
1759.71 | 24.4424 | 0.68139 | 20.0276 | 0.59615 | 7.5164e-12 | 225.7018 | 56.7233 | 22.96% | 271.4494 | 247.007 | 328.1727 | 303.7303
1759.825 | 24.3915 | 0.68038 | 19.9927 | 0.92151 | 5.4682e-12 | 224.855 | 56.8149 | 23.05% | 270.8411 | 246.4496 | 327.656 | 303.2645
1759.94 | 24.2928 | 0.67816 | 19.9272 | 1.8002 | 1.1603e-11 | 223.6892 | 56.9066 | 23.12% | 270.3876 | 246.0948 | 327.2942 | 303.0014
1760.055 | 24.1982 | 0.67613 | 19.8637 | 2.4888 | 9.2062e-11 | 222.5753 | 56.9985 | 23.21% | 269.8022 | 245.604 | 326.8006 | 302.6025
1760.17 | 24.1971 | 0.67665 | 19.8587 | 1.93 | 0 | 222.1353 | 57.0905 | 23.34% | 268.7978 | 244.6007 | 325.8883 | 301.6912
1760.285 | 24.2209 | 0.67786 | 19.8698 | 1.2212 | 9.5567e-11 | 221.8736 | 57.1826 | 23.47% | 267.8633 | 243.6424 | 325.0458 | 300.825
1760.4 | 24.2242 | 0.67851 | 19.8684 | 1.0876 | 0 | 221.4652 | 57.2749 | 23.56% | 267.324 | 243.0998 | 324.5988 | 300.3746
1760.515 | 24.1861 | 0.67801 | 19.8409 | 1.4521 | 6.2416e-11 | 220.7563 | 57.3673 | 23.63% | 266.9135 | 242.7274 | 324.2808 | 300.0947
1760.63 | 24.0442 | 0.67468 | 19.748 | 2.8416 | 0 | 219.3109 | 57.4598 | 23.69% | 266.6194 | 242.5752 | 324.0792 | 300.035
1760.745 | 23.5453 | 0.66189 | 19.4285 | 8.3487 | 1.1356e-11 | 215.3666 | 57.5525 | 23.61% | 267.351 | 243.8058 | 324.9035 | 301.3582
1760.86 | 21.9612 | 0.62045 | 18.4141 | 26.9166 | 7.5676e-11 | 203.8048 | 57.6453 | 23.08% | 271.7172 | 249.756 | 329.3625 | 307.4013
1760.975 | 19.544 | 0.55703 | 16.8547 | 55.8642 | 9.3682e-11 | 186.333 | 57.7382 | 22.24% | 279.153 | 259.609 | 336.8912 | 317.3472
1761.09 | 19.073 | 0.54554 | 16.5329 | 61.4676 | 9.5623e-11 | 182.6269 | 57.8313 | 22.14% | 280.2459 | 261.1729 | 338.0772 | 319.0042
1761.205 | 21.294 | 0.60608 | 17.948 | 33.8852 | 6.557e-11 | 198.1702 | 57.9245 | 23.11% | 271.9035 | 250.6095 | 329.828 | 308.534
1761.32 | 23.1729 | 0.6578 | 19.1467 | 10.1974 | 5.3165e-11 | 211.3716 | 58.0179 | 24.04% | 264.5464 | 241.3735 | 322.5643 | 299.3914
1761.435 | 23.7056 | 0.67366 | 19.4778 | 2.9354 | 6.7246e-11 | 214.9909 | 58.1114 | 24.41% | 261.7833 | 238.0778 | 319.8947 | 296.1891
1761.55 | 23.761 | 0.67663 | 19.5035 | 1.529 | 0 | 215.1832 | 58.205 | 24.57% | 260.6534 | 236.8923 | 318.8583 | 295.0973
1761.665 | 23.7396 | 0.67733 | 19.4818 | 1.1732 | 8.6686e-12 | 214.7828 | 58.2987 | 24.69% | 259.8548 | 236.1151 | 318.1535 | 294.4139
1761.78 | 23.7004 | 0.67733 | 19.45 | 1.1152 | 0 | 214.2011 | 58.3927 | 24.8% | 259.144 | 235.4436 | 317.5367 | 293.8362
1761.895 | 23.6454 | 0.67663 | 19.4094 | 1.2682 | 1.1571e-12 | 213.444 | 58.4867 | 24.91% | 258.4435 | 234.7982 | 316.9302 | 293.2849
1762.01 | 23.5505 | 0.67463 | 19.3452 | 1.9195 | 0 | 212.3604 | 58.5809 | 25% | 257.8502 | 234.2997 | 316.4311 | 292.8805
1762.125 | 23.3243 | 0.66889 | 19.1994 | 4.3165 | 0 | 210.3286 | 58.6752 | 25.02% | 257.8376 | 234.5133 | 316.5128 | 293.1885
1762.24 | 22.657 | 0.65096 | 18.7707 | 12.4041 | 1.4156e-11 | 205.1532 | 58.7697 | 24.8% | 259.6359 | 236.9789 | 318.4055 | 295.7486
1762.355 | 20.9755 | 0.60524 | 17.6841 | 33.4001 | 0 | 192.7439 | 58.8642 | 24.08% | 265.4088 | 244.4334 | 324.2731 | 303.2976
1762.47 | 19.6177 | 0.56787 | 16.8105 | 50.6077 | 0 | 182.5029 | 58.959 | 23.54% | 270.1066 | 250.489 | 329.0656 | 309.448
1762.585 | 20.8244 | 0.5996 | 17.6029 | 35.9003 | 1.7567e-11 | 190.1871 | 59.0539 | 24.17% | 265.1143 | 244.2899 | 324.1682 | 303.3438
1762.7 | 22.5256 | 0.64432 | 18.7114 | 15.272 | 2.0081e-11 | 201.1855 | 59.1489 | 25.08% | 258.3388 | 235.8132 | 317.4877 | 294.9621
1762.815 | 22.5843 | 0.64434 | 18.7562 | 15.1889 | 0 | 200.6377 | 59.244 | 25.19% | 257.8114 | 235.2271 | 317.0554 | 294.4711
1762.93 | 20.7869 | 0.59431 | 17.5965 | 38.2623 | 2.2959e-12 | 187.2227 | 59.3393 | 24.35% | 264.4627 | 243.6758 | 323.8021 | 303.0151
1763.045 | 19.1722 | 0.5494 | 16.5584 | 58.9581 | 1.0927e-11 | 175.1487 | 59.4347 | 23.66% | 270.3868 | 251.2146 | 329.8215 | 310.6494
1763.16 | 20.4066 | 0.58135 | 17.3815 | 43.8202 | 5.9919e-12 | 182.8751 | 59.5303 | 24.33% | 265.0647 | 244.6581 | 324.595 | 304.1884
1763.275 | 22.4257 | 0.63458 | 18.7012 | 19.2041 | 6.4122e-11 | 195.9482 | 59.626 | 25.43% | 256.9139 | 234.4881 | 316.5399 | 294.1142
1763.39 | 23.3946 | 0.65994 | 19.3245 | 7.7498 | 8.0182e-11 | 201.7688 | 59.7219 | 26.02% | 252.8976 | 229.503 | 312.6195 | 289.2249
1763.505 | 23.6892 | 0.66768 | 19.5108 | 4.2561 | 5.9892e-11 | 203.1073 | 59.8179 | 26.29% | 251.231 | 227.5418 | 311.0489 | 287.3597
1763.62 | 23.791 | 0.67053 | 19.5741 | 2.9196 | 1.5327e-11 | 203.224 | 59.914 | 26.47% | 250.1792 | 226.3882 | 310.0932 | 286.3022
1763.735 | 23.8604 | 0.67262 | 19.6169 | 1.8866 | 1.7071e-11 | 203.1488 | 60.0103 | 26.63% | 249.1853 | 225.325 | 309.1956 | 285.3353
1763.85 | 23.8687 | 0.67307 | 19.6208 | 1.4098 | 6.1347e-12 | 202.6772 | 60.1067 | 26.79% | 248.2495 | 224.3808 | 308.3562 | 284.4875
1763.965 | 23.8197 | 0.67193 | 19.5882 | 1.4801 | 0 | 201.8206 | 60.2033 | 26.93% | 247.3805 | 223.5608 | 307.5838 | 283.7641
1764.08 | 23.7836 | 0.67108 | 19.5644 | 1.5935 | 1.1409e-11 | 201.0356 | 60.3 | 27.06% | 246.6481 | 222.8645 | 306.9481 | 283.1645
1764.195 | 23.7836 | 0.67116 | 19.564 | 1.6065 | 0 | 200.4732 | 60.3968 | 27.17% | 246.0985 | 222.3149 | 306.4953 | 282.7116
1764.31 | 23.7507 | 0.67029 | 19.5434 | 2.0661 | 8.2277e-12 | 199.6833 | 60.4938 | 27.25% | 245.7137 | 221.963 | 306.2075 | 282.4568
1764.425 | 23.6444 | 0.66735 | 19.4776 | 3.4052 | 0.33517 | 198.4029 | 60.5909 | 27.26% | 245.9327 | 222.2883 | 306.5236 | 282.8792
1764.54 | 23.5858 | 0.66555 | 19.443 | 4.3033 | 26.4536 | 197.3945 | 60.6882 | 24.45% | 271.8457 | 248.2599 | 332.5338 | 308.9481
1764.655 | 23.6909 | 0.66792 | 19.5125 | 3.3434 | 790.854 | 197.3743 | 60.7856 | 6.008% | 1035.443 | 1011.7521 | 1096.2286 | 1072.5377
1764.77 | 23.7887 | 0.66984 | 19.5788 | 2.4558 | 8958.9444 | 197.2481 | 60.8831 | 0.6633% | 9202.6858 | 9178.897 | 9263.5689 | 9239.7802
1764.885 | 23.7807 | 0.66872 | 19.5802 | 2.8364 | 38663.8201 | 196.4039 | 60.9808 | 0.1568% | 38907.0901 | 38883.3094 | 38968.0709 | 38944.2903
1765 | 23.7459 | 0.66671 | 19.5664 | 3.6097 | 69834.3813 | 195.3511 | 61.0787 | 0.08719% | 70077.3212 | 70053.5753 | 70138.3999 | 70114.6539
1765.115 | 23.7306 | 0.66514 | 19.5657 | 4.1686 | 122398.6378 | 194.4044 | 61.1766 | 0.04989% | 122641.1723 | 122617.4416 | 122702.3489 | 122678.6183
1765.23 | 23.6267 | 0.66133 | 19.509 | 5.7832 | 369198.909 | 192.9368 | 61.2748 | 0.01659% | 369441.426 | 369417.7993 | 369502.7008 | 369479.0741
1765.345 | 23.1862 | 0.64888 | 19.2374 | 11.4933 | 586116.1709 | 189.4315 | 61.373 | 0.01047% | 586360.1681 | 586336.982 | 586421.5412 | 586398.355
1765.46 | 21.8453 | 0.61278 | 18.369 | 29.3115 | 360269.5654 | 180.1821 | 61.4714 | 0.01705% | 360519.886 | 360498.0407 | 360581.3575 | 360559.5122
1765.575 | 18.6563 | 0.52749 | 16.2275 | 73.9251 | 83983.5585 | 158.6479 | 61.57 | 0.07309% | 84251.5428 | 84232.8866 | 84313.1128 | 84294.4566
1765.69 | 14.392 | 0.4126 | 13.2236 | 141.234 | 7426.6955 | 128.8901 | 61.6687 | 0.7998% | 7724.8479 | 7710.4559 | 7786.5166 | 7772.1246
1765.805 | 10.5613 | 0.30611 | 10.1483 | 224.6261 | 378.2952 | 98.6487 | 61.7675 | 8.675% | 722.5857 | 712.0244 | 784.3533 | 773.792
1765.92 | 8.2019 | 0.2392 | 8.1063 | 285.8952 | 693.3126 | 78.5178 | 61.8665 | 5.803% | 1074.2729 | 1066.0711 | 1136.1395 | 1127.9376
1766.035 | 11.2839 | 0.32487 | 10.5571 | 222.4833 | 1693.2474 | 101.8521 | 61.9657 | 3.055% | 2039.7488 | 2028.4648 | 2101.7144 | 2090.4305
1766.15 | 17.5249 | 0.49632 | 15.2946 | 102.0832 | 2196.2634 | 147.2238 | 62.0649 | 2.522% | 2478.8862 | 2461.3613 | 2540.9512 | 2523.4263
1766.265 | 21.4026 | 0.60137 | 18.0631 | 35.9161 | 3770.1304 | 173.4848 | 62.1644 | 1.555% | 4019.5984 | 3998.1957 | 4081.7627 | 4060.3601
1766.38 | 22.7274 | 0.63688 | 18.9499 | 16.5359 | 12021.2034 | 181.5378 | 62.2639 | 0.5087% | 12261.5912 | 12238.8638 | 12323.8551 | 12301.1277
1766.495 | 23.2959 | 0.65217 | 19.3071 | 9.5071 | 19191.3008 | 184.4865 | 62.3636 | 0.3214% | 19428.5496 | 19405.2537 | 19490.9132 | 19467.6173
1766.61 | 23.6078 | 0.66082 | 19.4986 | 5.6246 | 11801.4536 | 185.8724 | 62.4635 | 0.52% | 12036.7179 | 12013.1101 | 12099.1814 | 12075.5736
1766.725 | 23.6324 | 0.66199 | 19.5099 | 5.1126 | 2836.8964 | 185.5604 | 62.5635 | 2.053% | 3071.3736 | 3047.7412 | 3133.9371 | 3110.3047
1766.84 | 23.4428 | 0.65755 | 19.3868 | 7.2351 | 2815.0318 | 183.9889 | 62.6637 | 2.071% | 3049.7431 | 3026.3002 | 3112.4067 | 3088.9639
1766.955 | 23.2768 | 0.65379 | 19.2784 | 8.9426 | 29135.301 | 182.5663 | 62.764 | 0.2139% | 29370.0189 | 29346.7422 | 29432.7829 | 29409.5061
1767.07 | 23.1917 | 0.65212 | 19.2214 | 9.4083 | 124940.6087 | 181.6181 | 62.8644 | 0.05023% | 125174.7003 | 125151.5086 | 125237.5647 | 125214.373
1767.185 | 23.1414 | 0.65124 | 19.1872 | 9.3907 | 203004.137 | 180.8424 | 62.965 | 0.03098% | 203237.3499 | 203214.2085 | 203300.3149 | 203277.1735
1767.3 | 23.3661 | 0.6575 | 19.3257 | 6.1633 | 124940.5058 | 181.651 | 63.0657 | 0.05039% | 125171.6694 | 125148.3033 | 125234.7351 | 125211.369
1767.415 | 23.6327 | 0.66478 | 19.4915 | 2.7444 | 29127.1756 | 182.68 | 63.1666 | 0.2153% | 29356.389 | 29332.7563 | 29419.5556 | 29395.9229
1767.53 | 23.7076 | 0.66683 | 19.5384 | 1.7671 | 2572.1141 | 182.552 | 63.2676 | 2.279% | 2800.346 | 2776.6384 | 2863.6137 | 2839.9061
1767.645 | 23.6013 | 0.66397 | 19.4718 | 2.7813 | 86.0357 | 181.3438 | 63.3688 | 21.83% | 313.8978 | 290.2965 | 377.2666 | 353.6653
1767.76 | 23.329 | 0.65667 | 19.301 | 5.9144 | 1.0901 | 179.1676 | 63.4701 | 30.79% | 229.4588 | 206.1298 | 292.9289 | 269.6
1767.875 | 23.1233 | 0.65116 | 19.1723 | 8.5021 | 0.014667 | 177.3833 | 63.5716 | 30.9% | 228.8469 | 205.7235 | 292.4185 | 269.2952
1767.99 | 23.0754 | 0.64981 | 19.1425 | 8.8966 | 1.1576 | 176.5082 | 63.6732 | 30.86% | 229.4301 | 206.3547 | 293.1033 | 270.028
1768.105 | 22.6505 | 0.63839 | 18.8768 | 14.2439 | 34.6227 | 173.4417 | 63.775 | 26.37% | 264.4739 | 241.8234 | 328.2489 | 305.5984
1768.22 | 22.1365 | 0.62447 | 18.5567 | 21.2859 | 393.0637 | 169.8363 | 63.8769 | 10.59% | 625.5035 | 603.367 | 689.3804 | 667.2439
1768.335 | 22.4699 | 0.63281 | 18.7701 | 17.5205 | 1715.6357 | 171.0824 | 63.979 | 3.326% | 1946.1115 | 1923.6416 | 2010.0905 | 1987.6206
1768.45 | 23.1253 | 0.64958 | 19.1862 | 9.2217 | 3124.9391 | 174.1471 | 64.0812 | 1.925% | 3351.269 | 3328.1437 | 3415.3502 | 3392.2249
1768.565 | 23.485 | 0.65853 | 19.4162 | 4.4774 | 3437.1269 | 175.4973 | 64.1836 | 1.765% | 3660.6614 | 3637.1764 | 3724.8449 | 3701.3599
1768.68 | 23.5618 | 0.66009 | 19.468 | 3.5621 | 4028.3889 | 175.2517 | 64.2861 | 1.521% | 4250.8926 | 4227.3308 | 4315.1787 | 4291.6169
1768.795 | 23.5412 | 0.65925 | 19.4575 | 4.1948 | 5764.0865 | 174.4897 | 64.3887 | 1.08% | 5986.4289 | 5962.8877 | 6050.8177 | 6027.2765
1768.91 | 23.4783 | 0.65749 | 19.4191 | 5.077 | 7574.2421 | 173.5359 | 64.4915 | 0.8297% | 7796.4098 | 7772.9316 | 7860.9014 | 7837.4231
1769.025 | 23.1787 | 0.64973 | 19.2307 | 8.254 | 5424.923 | 171.3174 | 64.5945 | 1.148% | 5647.5536 | 5624.3749 | 5712.1481 | 5688.9694
1769.14 | 22.9037 | 0.64285 | 19.0559 | 11.0479 | 1854.8219 | 169.2843 | 64.6976 | 3.149% | 2077.7565 | 2054.8528 | 2142.4541 | 2119.5505
1769.255 | 22.9785 | 0.64532 | 19.0986 | 10.3362 | 303.2787 | 169.2261 | 64.8009 | 12.89% | 525.5634 | 502.5849 | 590.3643 | 567.3858
1769.37 | 22.7869 | 0.64082 | 18.9735 | 13.4881 | 53.408 | 167.709 | 64.9043 | 25.53% | 277.0063 | 254.2195 | 341.9106 | 319.1238
1769.485 | 22.2236 | 0.62653 | 18.6141 | 20.9043 | 927.067 | 164.1324 | 65.0078 | 5.746% | 1153.5678 | 1131.3443 | 1218.5757 | 1196.3521
1769.6 | 21.5406 | 0.60899 | 18.1754 | 29.119 | 10490.4422 | 159.8729 | 65.1116 | 0.6086% | 10719.7591 | 10698.2185 | 10784.8707 | 10763.3301
1769.715 | 20.5865 | 0.58422 | 17.5656 | 40.6981 | 44998.5308 | 154.1109 | 65.2154 | 0.1442% | 45232.076 | 45211.4896 | 45297.2915 | 45276.705
1769.83 | 20.5894 | 0.58477 | 17.5651 | 40.1993 | 73113.9021 | 153.6807 | 65.3194 | 0.08908% | 73346.5214 | 73325.9321 | 73411.8409 | 73391.2515
1769.945 | 21.6774 | 0.61405 | 18.252 | 25.833 | 44998.5308 | 159.258 | 65.4236 | 0.1447% | 45224.1653 | 45202.4879 | 45289.5889 | 45267.9115
1770.06 | 22.5982 | 0.6389 | 18.8309 | 13.6766 | 10490.4338 | 163.8686 | 65.5279 | 0.6131% | 10710.047 | 10687.4488 | 10775.5749 | 10752.9768
1770.175 | 23.0394 | 0.65103 | 19.1055 | 7.5753 | 926.3718 | 165.7948 | 65.6324 | 5.863% | 1142.5378 | 1119.4984 | 1208.1702 | 1185.1308
1770.29 | 23.0847 | 0.65254 | 19.1314 | 6.2264 | 30.9866 | 165.5302 | 65.737 | 29.54% | 245.6118 | 222.5271 | 311.3488 | 288.2641
1770.405 | 22.7448 | 0.64368 | 18.9133 | 10.033 | 0.39261 | 163.1338 | 65.8418 | 34.09% | 215.8613 | 193.1164 | 281.703 | 258.9582
1770.52 | 21.469 | 0.60958 | 18.0801 | 27.698 | 1.1553e-11 | 155.4451 | 65.9467 | 32.67% | 223.3018 | 201.8328 | 289.2485 | 267.7795
1770.635 | 18.7177 | 0.5354 | 16.2449 | 68.3976 | 0 | 139.163 | 66.0518 | 29.44% | 243.0587 | 224.341 | 309.1105 | 290.3927
1770.75 | 17.2632 | 0.49567 | 15.2486 | 91.8764 | 0 | 130.0141 | 66.157 | 27.84% | 254.8981 | 237.6349 | 321.0551 | 303.7919
1770.865 | 19.5921 | 0.55787 | 16.804 | 58.3307 | 0 | 142.6008 | 66.2624 | 30.35% | 237.8854 | 218.2933 | 304.1478 | 284.5557
1770.98 | 21.9476 | 0.6209 | 18.3952 | 23.3103 | 0 | 155.4666 | 66.3679 | 33.55% | 219.7407 | 197.7931 | 286.1086 | 264.161
1771.095 | 22.559 | 0.63687 | 18.8135 | 14.3368 | 0 | 158.3114 | 66.4736 | 34.6% | 214.6576 | 192.0986 | 281.1312 | 258.5722
1771.21 | 22.8604 | 0.64434 | 19.0095 | 10.465 | 1.1739e-10 | 159.2377 | 66.5795 | 35.16% | 212.2169 | 189.3565 | 278.7964 | 255.936
1771.325 | 23.1498 | 0.65148 | 19.1952 | 6.9035 | 1.6265e-11 | 160.0722 | 66.6855 | 35.69% | 209.9722 | 186.8224 | 276.6577 | 253.5079
1771.44 | 23.3833 | 0.65718 | 19.3463 | 3.9619 | 0 | 160.6067 | 66.7916 | 36.19% | 207.9554 | 184.5721 | 274.747 | 251.3637
1771.555 | 23.5337 | 0.66066 | 19.4453 | 2.0278 | 0 | 160.7011 | 66.8979 | 36.59% | 206.3685 | 182.8348 | 273.2664 | 249.7327
1771.67 | 23.5621 | 0.66086 | 19.4673 | 1.6668 | 0 | 160.1537 | 67.0044 | 36.83% | 205.5108 | 181.9486 | 272.5151 | 248.953
1771.785 | 23.5038 | 0.65875 | 19.4343 | 2.3046 | 0.015456 | 159.1553 | 67.111 | 36.96% | 205.0723 | 181.5685 | 272.1833 | 248.6795
1771.9 | 23.3859 | 0.65506 | 19.3642 | 3.1835 | 1.2199 | 157.8566 | 67.2177 | 36.88% | 205.6651 | 182.2792 | 272.8829 | 249.497
1772.015 | 23.3112 | 0.65256 | 19.3212 | 3.2189 | 36.4697 | 156.786 | 67.3247 | 31.1% | 239.7596 | 216.4483 | 307.0842 | 283.773
1772.13 | 23.3798 | 0.6539 | 19.3681 | 2.6172 | 412.9905 | 156.456 | 67.4317 | 11.39% | 615.4655 | 592.0856 | 682.8972 | 659.5174
1772.245 | 23.4431 | 0.65518 | 19.4112 | 2.9793 | 1771.5153 | 156.1151 | 67.539 | 3.462% | 1974.1191 | 1950.676 | 2041.6581 | 2018.215
1772.36 | 23.2389 | 0.64944 | 19.2858 | 6.64 | 2878.3694 | 154.4394 | 67.6464 | 2.211% | 3082.6229 | 3059.384 | 3150.2692 | 3127.0304
1772.475 | 22.8386 | 0.63859 | 19.0373 | 12.7387 | 1771.5153 | 151.7943 | 67.7539 | 3.464% | 1978.5628 | 1955.7242 | 2046.3167 | 2023.4781
1772.59 | 22.7183 | 0.63517 | 18.9642 | 14.6773 | 412.9905 | 150.5608 | 67.8616 | 11.35% | 620.5462 | 597.828 | 688.4078 | 665.6896
1772.705 | 22.9243 | 0.64035 | 19.095 | 11.9051 | 36.5324 | 150.9639 | 67.9695 | 31.02% | 242.061 | 219.1368 | 310.0305 | 287.1062
1772.82 | 23.0308 | 0.64298 | 19.163 | 10.5033 | 6.2306 | 150.8837 | 68.0775 | 36.32% | 210.4544 | 187.4236 | 278.5319 | 255.501
1772.935 | 22.9733 | 0.64137 | 19.1282 | 11.258 | 152.8867 | 150.0033 | 68.1856 | 20.42% | 356.8908 | 333.9175 | 425.0764 | 402.1031
1773.05 | 22.8784 | 0.63881 | 19.0695 | 12.2161 | 1822.9633 | 148.9423 | 68.294 | 3.408% | 2026.7085 | 2003.83 | 2095.0024 | 2072.124
1773.165 | 23.1111 | 0.64487 | 19.2158 | 8.5097 | 8859.3119 | 149.4861 | 68.4024 | 0.7569% | 9060.2794 | 9037.1682 | 9128.6818 | 9105.5707
1773.28 | 23.4373 | 0.65343 | 19.4207 | 4.0305 | 18854.6256 | 150.4908 | 68.5111 | 0.36% | 19052.6583 | 19029.221 | 19121.1694 | 19097.7321
1773.395 | 23.5341 | 0.65597 | 19.4815 | 2.8196 | 18850.7986 | 150.3757 | 68.6199 | 0.3607% | 19047.6653 | 19024.1312 | 19116.2852 | 19092.7511
1773.51 | 23.4172 | 0.65291 | 19.4077 | 4.2371 | 8854.6146 | 149.2267 | 68.7288 | 0.7613% | 9051.5562 | 9028.1391 | 9120.2851 | 9096.8679
1773.625 | 22.9661 | 0.64109 | 19.1218 | 9.9988 | 1821.6614 | 146.4697 | 68.8379 | 3.446% | 2020.859 | 1997.8929 | 2089.6969 | 2066.7308
1773.74 | 21.7099 | 0.60803 | 18.3056 | 28.1292 | 152.7494 | 139.7099 | 68.9472 | 20.31% | 361.212 | 339.5021 | 430.1592 | 408.4493
1773.855 | 18.9935 | 0.5361 | 16.4983 | 71.385 | 5.0066 | 125.4796 | 69.0566 | 31.55% | 237.899 | 218.9055 | 306.9557 | 287.9622
1773.97 | 16.4524 | 0.46886 | 14.8032 | 112.726 | 0.06264 | 112.1456 | 69.1662 | 28.79% | 256.6587 | 240.2063 | 325.8249 | 309.3725
1774.085 | 17.3593 | 0.49345 | 15.4285 | 97.1817 | 0 | 116.4089 | 69.276 | 30.18% | 246.8718 | 229.5125 | 316.1478 | 298.7884
1774.2 | 19.5603 | 0.55232 | 16.9032 | 60.4758 | 0 | 127.1257 | 69.3859 | 33.84% | 224.6172 | 205.0569 | 294.0031 | 274.4428
1774.315 | 19.3284 | 0.54647 | 16.7474 | 61.8922 | 2.555e-13 | 125.5691 | 69.4959 | 33.94% | 224.0836 | 204.7551 | 293.5795 | 274.2511
1774.43 | 18.6818 | 0.52953 | 16.3034 | 71.0965 | 0 | 121.7949 | 69.6061 | 33.19% | 228.4061 | 209.7243 | 298.0122 | 279.3305
1774.545 | 20.4242 | 0.57608 | 17.4395 | 45.3262 | 0 | 129.8106 | 69.7165 | 36.09% | 213.5766 | 193.1524 | 283.2932 | 262.8689
1774.66 | 22.0459 | 0.61958 | 18.5086 | 20.8246 | 3.5621e-12 | 137.3294 | 69.8271 | 39.39% | 199.3281 | 177.2822 | 269.1551 | 247.1092
1774.775 | 22.1885 | 0.62389 | 18.6088 | 17.6211 | 0 | 137.6295 | 69.9378 | 40.08% | 196.6718 | 174.4832 | 266.6095 | 244.421
1774.89 | 21.7543 | 0.6129 | 18.3304 | 23.2301 | 0 | 135.1573 | 70.0486 | 39.5% | 199.085 | 177.3306 | 269.1336 | 247.3792
1775.005 | 21.54 | 0.60774 | 18.1891 | 26.4727 | 4.9768e-11 | 133.8305 | 70.1596 | 39.17% | 200.6401 | 179.1001 | 270.7998 | 249.2597
1775.12 | 22.1632 | 0.62469 | 18.5793 | 17.183 | 2.8031e-12 | 136.6147 | 70.2708 | 40.62% | 195.1649 | 173.0017 | 265.4357 | 243.2725
1775.235 | 22.7134 | 0.63968 | 18.9247 | 8.1386 | 5.8192e-11 | 139.1854 | 70.3822 | 42.17% | 189.6017 | 166.8883 | 259.9839 | 237.2705
1775.35 | 22.6607 | 0.63866 | 18.8896 | 7.966 | 4.9695e-11 | 138.9733 | 70.4937 | 42.35% | 189.1283 | 166.4676 | 259.6219 | 236.9612
1775.465 | 22.343 | 0.63058 | 18.6876 | 12.5015 | 1.7665e-11 | 137.5229 | 70.6053 | 41.69% | 191.6856 | 169.3425 | 262.2909 | 239.9478
1775.58 | 21.957 | 0.62066 | 18.4411 | 19.2639 | 4.0936e-11 | 135.7384 | 70.7171 | 40.63% | 196.021 | 174.0641 | 266.7382 | 244.7812
1775.695 | 21.196 | 0.60076 | 17.9538 | 31.7928 | 0 | 132.1774 | 70.8291 | 38.81% | 203.7208 | 182.5248 | 274.5499 | 253.3539
1775.81 | 20.1487 | 0.57327 | 17.2831 | 47.9756 | 3.6352e-11 | 127.2644 | 70.9413 | 36.74% | 213.245 | 193.0963 | 284.1863 | 264.0376
1775.925 | 19.1819 | 0.54778 | 16.6523 | 63.3517 | 0 | 122.6485 | 71.0536 | 34.97% | 222.3821 | 203.2003 | 293.4357 | 274.2538
1776.04 | 17.4627 | 0.50169 | 15.4839 | 93.196 | 4.1534e-11 | 114.0763 | 71.166 | 31.88% | 240.7206 | 223.258 | 311.8867 | 294.424
1776.155 | 14.9141 | 0.43229 | 13.663 | 142.9031 | 0.0048275 | 100.7034 | 71.2787 | 27.66% | 272.6207 | 257.7066 | 343.8994 | 328.9852
1776.27 | 14.24 | 0.41343 | 13.0948 | 161.106 | 0.38101 | 96.5924 | 71.3915 | 26.29% | 285.8277 | 271.5876 | 357.2192 | 342.9791
1776.385 | 17.3588 | 0.49876 | 15.2467 | 103.3233 | 11.3907 | 112.5717 | 71.5044 | 29.42% | 260.3899 | 243.0311 | 331.8943 | 314.5355
1776.5 | 20.1422 | 0.57558 | 17.2059 | 48.9564 | 128.9909 | 127.168 | 71.6175 | 22.18% | 343.039 | 322.8968 | 414.6565 | 394.5143
1776.615 | 21.1365 | 0.6036 | 17.8816 | 29.6741 | 553.3043 | 132.3503 | 71.7308 | 9.775% | 754.9505 | 733.814 | 826.6813 | 805.5448
1776.73 | 21.7717 | 0.62172 | 18.2782 | 18.5077 | 899.0124 | 135.5076 | 71.8443 | 6.702% | 1093.6993 | 1071.9277 | 1165.5436 | 1143.772
1776.845 | 21.9956 | 0.6288 | 18.4109 | 14.4779 | 553.3043 | 136.7063 | 71.9579 | 9.945% | 745.524 | 723.5283 | 817.4818 | 795.4862
1776.96 | 21.6967 | 0.62179 | 18.2141 | 19.2298 | 128.9909 | 135.4341 | 72.0717 | 23.83% | 324.1874 | 302.4907 | 396.2591 | 374.5623
1777.075 | 21.4463 | 0.61591 | 18.0492 | 23.0692 | 11.407 | 134.3572 | 72.1856 | 38.5% | 208.9448 | 187.4985 | 281.1304 | 259.6841
1777.19 | 21.932 | 0.62949 | 18.3521 | 15.1638 | 1.6802 | 136.6836 | 72.2997 | 41.91% | 194.4411 | 172.5091 | 266.7408 | 244.8088
1777.305 | 22.4781 | 0.64428 | 18.6963 | 6.3988 | 39.6407 | 139.2256 | 72.414 | 35.39% | 227.0838 | 204.6057 | 299.4978 | 277.0197
1777.42 | 22.5668 | 0.64645 | 18.7542 | 4.524 | 472.6496 | 139.5645 | 72.5284 | 11.4% | 658.7055 | 636.1387 | 731.2339 | 708.667
1777.535 | 22.4882 | 0.64383 | 18.7082 | 5.4525 | 2296.9894 | 139.0693 | 72.643 | 2.952% | 2483.3515 | 2460.8633 | 2555.9944 | 2533.5063
1777.65 | 22.3487 | 0.6394 | 18.6246 | 8.259 | 4888.4679 | 138.247 | 72.7577 | 1.44% | 5076.5868 | 5054.238 | 5149.3445 | 5126.9957
1777.765 | 21.6981 | 0.6211 | 18.2171 | 18.8304 | 4887.4178 | 134.9911 | 72.8727 | 1.44% | 5081.7756 | 5060.0775 | 5154.6482 | 5132.9502
1777.88 | 21.0821 | 0.60354 | 17.8334 | 28.2029 | 2295.7005 | 131.8734 | 72.9878 | 2.95% | 2495.2958 | 2474.2137 | 2568.2836 | 2547.2015
1777.995 | 21.5801 | 0.61573 | 18.1587 | 20.9047 | 472.2923 | 133.975 | 73.103 | 11.32% | 667.5266 | 645.9465 | 740.6296 | 719.0495
1778.11 | 21.9362 | 0.62413 | 18.39 | 16.7855 | 39.6024 | 135.3866 | 73.2184 | 34.74% | 232.7249 | 210.7886 | 305.9433 | 284.0071
1778.225 | 20.645 | 0.58852 | 17.5611 | 37.6682 | 1.298 | 129.0109 | 73.334 | 39.4% | 206.7717 | 186.1268 | 280.1057 | 259.4608
1778.34 | 18.5997 | 0.53293 | 16.2485 | 69.0117 | 0.01624 | 119.1111 | 73.4498 | 35.84% | 223.5202 | 204.9205 | 296.97 | 278.3703
1778.455 | 18.2535 | 0.5229 | 16.0322 | 74.5736 | 7.6488e-11 | 117.3006 | 73.5657 | 35.3% | 226.6829 | 208.4294 | 300.2486 | 281.9951
1778.57 | 18.4502 | 0.52688 | 16.0857 | 79.6013 | 0 | 117.5441 | 73.6818 | 34.47% | 232.2082 | 213.758 | 305.89 | 287.4398
1778.685 | 15.5147 | 0.44531 | 13.8666 | 153.4235 | 2.0326e-11 | 101.252 | 73.798 | 27.44% | 284.5022 | 268.9874 | 358.3002 | 342.7855
1778.8 | 11.7965 | 0.34338 | 11.1657 | 236.4604 | 6.6584e-12 | 81.4947 | 73.9145 | 22.43% | 341.2607 | 329.4642 | 415.1752 | 403.3786
1778.915 | 13.0007 | 0.3778 | 12.1707 | 199.9154 | 1.667e-11 | 88.8224 | 74.031 | 24.57% | 314.2869 | 301.2863 | 388.318 | 375.3173
1779.03 | 16.1876 | 0.46616 | 14.5689 | 124.3383 | 7.6082e-12 | 106.335 | 74.1478 | 30.18% | 261.896 | 245.7084 | 336.0438 | 319.8562
1779.145 | 17.6087 | 0.50533 | 15.6008 | 94.0728 | 6.7843e-11 | 113.8795 | 74.2647 | 33.15% | 241.6671 | 224.0584 | 315.9318 | 298.3231
1779.26 | 19.196 | 0.54804 | 16.6474 | 65.6962 | 6.3191e-11 | 121.529 | 74.3818 | 36.39% | 223.6166 | 204.4206 | 297.9984 | 278.8024
1779.375 | 21.2328 | 0.60247 | 17.9643 | 30.8506 | 7.5451e-11 | 131.1344 | 74.4991 | 41.26% | 201.7846 | 180.5518 | 276.2837 | 255.0509
1779.49 | 22.3006 | 0.6309 | 18.6495 | 13.052 | 4.6521e-11 | 136.0993 | 74.6165 | 44.3% | 190.7322 | 168.4316 | 265.3487 | 243.0481
1779.605 | 22.4178 | 0.63392 | 18.7262 | 10.9589 | 2.6032e-11 | 136.5925 | 74.7341 | 44.77% | 189.3294 | 166.9115 | 264.0635 | 241.6456
1779.72 | 22.0973 | 0.62514 | 18.5263 | 15.9007 | 0 | 135.0271 | 74.8519 | 44.01% | 192.1766 | 170.0793 | 267.0285 | 244.9312
1779.835 | 21.8887 | 0.61913 | 18.3984 | 19.2252 | 0 | 133.939 | 74.9698 | 43.54% | 194.0705 | 172.1818 | 269.0403 | 247.1516
1779.95 | 22.3068 | 0.62956 | 18.6674 | 13.1242 | 4.6713e-12 | 135.7025 | 75.0879 | 44.66% | 190.4305 | 168.1237 | 265.5184 | 243.2116
1780.065 | 22.7588 | 0.64074 | 18.9591 | 6.6434 | 0 | 137.5966 | 75.2062 | 45.9% | 186.5987 | 163.8398 | 261.8049 | 239.046
1780.18 | 22.8173 | 0.64137 | 19.0031 | 6.1479 | 3.5317e-11 | 137.6668 | 75.3246 | 46.08% | 186.2765 | 163.4592 | 261.6011 | 238.7838
1780.295 | 22.6833 | 0.63689 | 18.9257 | 8.4636 | 2.6331e-11 | 136.8549 | 75.4432 | 45.76% | 187.5644 | 164.8811 | 263.0076 | 240.3243
1780.41 | 22.6423 | 0.63496 | 18.9062 | 9.3394 | 0 | 136.4805 | 75.562 | 45.7% | 188.0033 | 165.361 | 263.5653 | 240.923
1780.525 | 22.719 | 0.63628 | 18.9601 | 8.2323 | 0.23169 | 136.6642 | 75.681 | 45.94% | 187.4436 | 164.7246 | 263.1246 | 240.4056
1780.64 | 22.6226 | 0.63326 | 18.9032 | 8.6216 | 18.3998 | 136.1002 | 75.8001 | 41.5% | 205.2807 | 182.658 | 281.0808 | 258.4581
1780.755 | 22.242 | 0.62303 | 18.6637 | 13.5641 | 555.6415 | 134.288 | 75.9194 | 10.5% | 745.0221 | 722.7802 | 820.9415 | 798.6996
1780.87 | 21.3491 | 0.59946 | 18.0821 | 30.1161 | 6458.5296 | 130.0696 | 76.0389 | 1.146% | 6658.746 | 6637.3969 | 6734.7848 | 6713.4357
1780.985 | 18.8682 | 0.53319 | 16.3724 | 80.3615 | 29587.2556 | 117.7762 | 76.1585 | 0.2555% | 29821.167 | 29802.2988 | 29897.3255 | 29878.4573
1781.1 | 13.9462 | 0.39956 | 12.7811 | 191.2446 | 56152.8318 | 91.9705 | 76.2783 | 0.1351% | 56463.1738 | 56449.2276 | 56539.4521 | 56525.5059
1781.215 | 9.3859 | 0.27509 | 9.3877 | 299.7598 | 47686.9535 | 67.5975 | 76.3983 | 0.159% | 48073.3594 | 48063.9735 | 48149.7577 | 48140.3718
1781.33 | 10.2217 | 0.2992 | 10.0948 | 276.1482 | 19196.4502 | 72.7534 | 76.5184 | 0.3913% | 19565.9676 | 19555.7459 | 19642.486 | 19632.2643
1781.445 | 14.9983 | 0.43067 | 13.6599 | 161.7475 | 3578.6761 | 98.4991 | 76.6388 | 1.989% | 3868.0114 | 3853.0132 | 3944.6502 | 3929.6519
1781.56 | 18.0796 | 0.51503 | 15.8976 | 91.5894 | 286.1291 | 114.6789 | 76.7593 | 15.09% | 526.8898 | 508.8101 | 603.649 | 585.5694
1781.675 | 18.2951 | 0.52157 | 16.0837 | 84.8851 | 12.1456 | 116.0645 | 76.8799 | 33.47% | 247.9956 | 229.7005 | 324.8756 | 306.5804
1781.79 | 19.0073 | 0.5409 | 16.5485 | 71.3462 | 33.611 | 119.4647 | 77.0008 | 31.88% | 260.5186 | 241.5112 | 337.5194 | 318.512
1781.905 | 20.9342 | 0.59243 | 17.7899 | 36.8923 | 143.6871 | 128.481 | 77.1218 | 23.55% | 348.3769 | 327.4427 | 425.4987 | 404.5645
1782.02 | 22.26 | 0.62808 | 18.638 | 13.441 | 233.4638 | 134.6741 | 77.243 | 19.27% | 423.105 | 400.845 | 500.348 | 478.088
1782.135 | 22.6445 | 0.63879 | 18.8803 | 6.2757 | 143.6871 | 136.4941 | 77.3643 | 25.28% | 328.6206 | 305.9761 | 405.9849 | 383.3404
1782.25 | 22.6647 | 0.63974 | 18.8903 | 5.372 | 33.4975 | 136.6165 | 77.4859 | 39.73% | 217.6809 | 195.0161 | 295.1668 | 272.502
1782.365 | 22.4998 | 0.63563 | 18.7839 | 7.7435 | 2.9632 | 135.8663 | 77.6076 | 46.75% | 188.4923 | 165.9926 | 266.0999 | 243.6002
1782.48 | 22.0217 | 0.62304 | 18.4806 | 15.2631 | 0.51208 | 133.6545 | 77.7295 | 46.12% | 190.555 | 168.5333 | 268.2845 | 246.2628
1782.595 | 21.6776 | 0.6138 | 18.2639 | 20.6676 | 12.5275 | 132.017 | 77.8515 | 42.29% | 205.7674 | 184.0898 | 283.6189 | 261.9413
1782.71 | 22.072 | 0.62396 | 18.516 | 14.3365 | 147.1497 | 133.7246 | 77.9738 | 24.8% | 336.4228 | 314.3508 | 414.3965 | 392.3245
1782.825 | 22.5488 | 0.63623 | 18.8206 | 6.7246 | 693.274 | 135.7972 | 78.0962 | 9.131% | 877.8013 | 855.2525 | 955.8975 | 933.3487
1782.94 | 22.6603 | 0.63884 | 18.8939 | 5.1956 | 1416.0469 | 136.2042 | 78.2188 | 4.96% | 1599.6397 | 1576.9794 | 1677.8585 | 1655.1982
1783.055 | 22.4287 | 0.6324 | 18.7497 | 9.3143 | 1442.1504 | 135.0573 | 78.3415 | 4.878% | 1628.3327 | 1605.904 | 1706.6743 | 1684.2455
1783.17 | 21.8008 | 0.61559 | 18.3538 | 19.386 | 850.0036 | 132.1244 | 78.4644 | 7.689% | 1042.2842 | 1020.4834 | 1120.7487 | 1098.9479
1783.285 | 21.2636 | 0.60134 | 18.0147 | 27.5028 | 294.9129 | 129.6323 | 78.5876 | 16.7% | 491.9276 | 470.6641 | 570.5152 | 549.2516
1783.4 | 21.4235 | 0.60559 | 18.1163 | 24.4687 | 52.6085 | 130.3285 | 78.7108 | 34.81% | 247.5511 | 226.1276 | 326.2619 | 304.8385
1783.515 | 21.8575 | 0.61706 | 18.3906 | 16.8166 | 4.1565 | 132.2635 | 78.8343 | 45.77% | 194.1017 | 172.2443 | 272.9361 | 251.0786
1783.63 | 22.0204 | 0.62132 | 18.4937 | 13.796 | 0.13305 | 132.9545 | 78.9579 | 47.57% | 188.019 | 165.9986 | 266.9769 | 244.9565
1783.745 | 21.8396 | 0.6165 | 18.3798 | 17.372 | 0.0016409 | 132.0839 | 79.0818 | 46.95% | 190.2934 | 168.4538 | 269.3752 | 247.5356
1783.86 | 21.6496 | 0.61149 | 18.2597 | 21.0205 | 3.8122e-11 | 131.1785 | 79.2057 | 46.3% | 192.7199 | 171.0702 | 271.9256 | 250.276
1783.975 | 21.4884 | 0.60727 | 18.1533 | 24.2462 | 0 | 130.3872 | 79.3299 | 45.75% | 194.8824 | 173.3941 | 274.2124 | 252.724
1784.09 | 20.2687 | 0.57495 | 17.3541 | 47.6085 | 0 | 124.646 | 79.4543 | 41.78% | 210.4523 | 190.1836 | 289.9066 | 269.6379
1784.205 | 17.8621 | 0.51095 | 15.7595 | 96.0138 | 0 | 113.2286 | 79.5788 | 35.29% | 243.375 | 225.5129 | 322.9538 | 305.0917
1784.32 | 16.7512 | 0.48155 | 15.0056 | 119.7423 | 0 | 107.881 | 79.7035 | 32.78% | 259.8617 | 243.1105 | 339.5652 | 322.814
1784.435 | 17.5596 | 0.50341 | 15.5156 | 103.4721 | 3.7151e-11 | 111.6166 | 79.8284 | 34.54% | 248.6673 | 231.1077 | 328.4957 | 310.936
1784.55 | 15.801 | 0.4545 | 14.1294 | 152.933 | 0.0017522 | 101.686 | 79.9534 | 29.7% | 285.0057 | 269.2047 | 364.9591 | 349.1581
1784.665 | 10.1372 | 0.29624 | 9.6705 | 317.7922 | 0.13829 | 69.6152 | 80.0787 | 20.14% | 407.6497 | 397.5124 | 487.7283 | 477.5911
1784.78 | 5.8329 | 0.17488 | 6.1769 | 449.9655 | 4.137 | 44.4657 | 80.2041 | 15.88% | 510.7529 | 504.92 | 590.9569 | 585.124
1784.895 | 7.3634 | 0.21934 | 7.5707 | 387.4199 | 47.0282 | 54.4719 | 80.3297 | 16.17% | 504.0734 | 496.71 | 584.4031 | 577.0397
1785.01 | 12.3185 | 0.35957 | 11.6399 | 227.4112 | 207.1128 | 83.7026 | 80.4554 | 15.17% | 542.5445 | 530.2261 | 623 | 610.6815
1785.125 | 16.5848 | 0.47741 | 14.842 | 116.0537 | 397.5144 | 106.6484 | 80.5814 | 12.68% | 652.1207 | 635.5359 | 732.7021 | 716.1173
1785.24 | 19.6282 | 0.55923 | 16.92 | 55.3532 | 506.2953 | 121.4619 | 80.7075 | 11.52% | 720.2179 | 700.5897 | 800.9254 | 781.2972
1785.355 | 21.2364 | 0.60174 | 17.979 | 27.1563 | 543.1493 | 128.917 | 80.8338 | 11.26% | 739.0397 | 717.8033 | 819.8735 | 798.6371
1785.47 | 21.1887 | 0.59979 | 17.942 | 30.4827 | 309.6055 | 128.4821 | 80.9603 | 16.62% | 508.3009 | 487.1121 | 589.2612 | 568.0725
1785.585 | 19.1062 | 0.54338 | 16.5536 | 75.2037 | 71.3523 | 118.367 | 81.087 | 28.75% | 301.1261 | 282.0199 | 382.2131 | 363.1069
1785.7 | 15.7405 | 0.45259 | 14.3007 | 147.0557 | 6.2904 | 102.0806 | 81.2138 | 30.06% | 285.9205 | 270.18 | 367.1343 | 351.3938
1785.815 | 13.1986 | 0.3834 | 12.5478 | 206.6926 | 0.21035 | 89.3853 | 81.3409 | 26.31% | 322.418 | 309.2194 | 403.7589 | 390.5603
1785.93 | 12.2313 | 0.35621 | 11.8419 | 234.8634 | 0.0026652 | 84.1549 | 81.4681 | 24.6% | 343.4504 | 331.2191 | 424.9185 | 412.6872
1786.045 | 14.3535 | 0.41252 | 13.3254 | 185.9976 | 1.039e-12 | 94.4675 | 81.5955 | 27.73% | 308.5566 | 294.2031 | 390.1521 | 375.7986
1786.16 | 17.8101 | 0.50462 | 15.7349 | 104.8237 | 0 | 111.34 | 81.7231 | 35.16% | 250.2134 | 232.4033 | 331.9364 | 314.1263
1786.275 | 19.6233 | 0.55238 | 16.9873 | 63.3388 | 0 | 119.9957 | 81.8508 | 40.75% | 220.4974 | 200.8741 | 302.3483 | 282.725
1786.39 | 20.2909 | 0.56935 | 17.4377 | 48.3625 | 0 | 122.9749 | 81.9788 | 43.3% | 209.6353 | 189.3444 | 291.614 | 271.3232
1786.505 | 20.5928 | 0.57666 | 17.6393 | 40.9676 | 0 | 124.212 | 82.1069 | 44.77% | 203.9884 | 183.3956 | 286.0953 | 265.5024
1786.62 | 21.2589 | 0.59352 | 18.0707 | 29.4444 | 4.3788e-11 | 127.0789 | 82.2352 | 46.94% | 196.4464 | 175.1875 | 278.6815 | 257.4227
1786.735 | 21.75 | 0.60583 | 18.3841 | 23.394 | 0 | 129.1351 | 82.3637 | 48.02% | 193.269 | 171.519 | 275.6327 | 253.8827
1786.85 | 20.7816 | 0.57968 | 17.7164 | 48.0531 | 4.9078e-11 | 124.3238 | 82.4923 | 43.26% | 211.4546 | 190.673 | 293.947 | 273.1653
1786.965 | 17.1362 | 0.48219 | 15.1698 | 137.3756 | 0 | 106.3673 | 82.6212 | 31.85% | 276.5311 | 259.3949 | 359.1523 | 342.0161
1787.08 | 12.6078 | 0.36104 | 11.9822 | 249.9812 | 0 | 83.9482 | 82.7502 | 23.9% | 358.8805 | 346.2727 | 441.6307 | 429.0229
1787.195 | 12.6761 | 0.36291 | 12.0527 | 246.1779 | 0 | 84.3686 | 82.8794 | 24.17% | 355.6382 | 342.9621 | 438.5177 | 425.8416
1787.31 | 16.7653 | 0.47233 | 14.9681 | 140.9841 | 0 | 104.7191 | 83.0088 | 31.79% | 277.9089 | 261.1437 | 360.9178 | 344.1525
1787.425 | 19.2341 | 0.53852 | 16.7402 | 75.3587 | 2.3237 | 117.074 | 83.1384 | 39.21% | 231.2693 | 212.0352 | 314.4077 | 295.1736
1787.54 | 19.7632 | 0.55268 | 17.1192 | 60.2879 | 183.3998 | 119.681 | 83.2682 | 21.85% | 400.8038 | 381.0406 | 484.072 | 464.3088
1787.655 | 20.7649 | 0.57881 | 17.7664 | 41.3685 | 5482.9006 | 124.1618 | 83.3982 | 1.472% | 5687.541 | 5666.7761 | 5770.9392 | 5750.1743
1787.77 | 21.8334 | 0.60665 | 18.4525 | 21.9958 | 62089.569 | 128.9167 | 83.5283 | 0.1342% | 62281.374 | 62259.5406 | 62364.9023 | 62343.0689
1787.885 | 22.3108 | 0.61911 | 18.7572 | 13.4379 | 266332.6476 | 131.0068 | 83.6586 | 0.03139% | 266518.7794 | 266496.4686 | 266602.438 | 266580.1272
1788 | 22.5493 | 0.62538 | 18.9084 | 9.4416 | 432745.079 | 132.0266 | 83.7891 | 0.01936% | 432928.6302 | 432906.081 | 433012.4193 | 432989.8701
1788.115 | 22.7053 | 0.62952 | 19.0072 | 6.9018 | 266362.475 | 132.6831 | 83.9198 | 0.03149% | 266544.402 | 266521.6967 | 266628.3218 | 266605.6165
1788.23 | 22.7381 | 0.63046 | 19.0275 | 6.1318 | 62139.0304 | 132.7984 | 84.0507 | 0.1349% | 62320.3567 | 62297.6186 | 62404.4074 | 62381.6693
1788.345 | 22.6793 | 0.62903 | 18.9891 | 6.5512 | 5513.3547 | 132.5145 | 84.1818 | 1.484% | 5694.7179 | 5672.0386 | 5778.8997 | 5756.2203
1788.46 | 22.5197 | 0.62499 | 18.8831 | 9.2483 | 190.4997 | 131.7705 | 84.313 | 24.02% | 373.5464 | 351.0267 | 457.8594 | 435.3397
1788.575 | 21.7023 | 0.60355 | 18.3275 | 27.4395 | 2.9625 | 127.8979 | 84.4445 | 47.65% | 198.9332 | 177.2309 | 283.3777 | 261.6754
1788.69 | 18.9764 | 0.5315 | 16.4666 | 89.0306 | 0.4314 | 114.9247 | 84.5761 | 38.2% | 240.3612 | 221.3848 | 324.9373 | 305.9609
1788.805 | 16.197 | 0.45828 | 14.5883 | 150.6099 | 6.3265 | 101.8366 | 84.7079 | 30.94% | 290.0167 | 273.8196 | 374.7246 | 358.5275
1788.92 | 17.4716 | 0.49275 | 15.4907 | 119.553 | 46.1435 | 108.1586 | 84.8399 | 29.27% | 307.3102 | 289.8386 | 392.1501 | 374.6785
1789.035 | 20.5963 | 0.57578 | 17.6056 | 49.4614 | 156.5047 | 122.9401 | 84.9721 | 24.48% | 367.6839 | 347.0876 | 452.656 | 432.0597
1789.15 | 22.195 | 0.61812 | 18.6625 | 14.6804 | 228.7932 | 130.327 | 85.1045 | 21.65% | 415.2762 | 393.0812 | 500.3807 | 478.1857
1789.265 | 22.5506 | 0.62762 | 18.8927 | 6.7495 | 134.8686 | 131.9272 | 85.237 | 29.08% | 315.6162 | 293.0657 | 400.8533 | 378.3027
1789.38 | 22.6178 | 0.62947 | 18.9351 | 5.3827 | 30.9168 | 132.1993 | 85.3698 | 45.39% | 210.6811 | 188.0634 | 296.0509 | 273.4331
1789.495 | 22.6546 | 0.63048 | 18.9584 | 4.8937 | 2.7126 | 132.3254 | 85.5027 | 53.6% | 182.1752 | 159.5205 | 267.6779 | 245.0233
1789.61 | 22.6438 | 0.63019 | 18.9516 | 4.8514 | 0.090512 | 132.2334 | 85.6359 | 54.63% | 179.4009 | 156.7572 | 265.0368 | 242.393
1789.725 | 22.5523 | 0.62775 | 18.8939 | 5.3527 | 0.0011451 | 131.7787 | 85.7692 | 54.75% | 179.2066 | 156.6543 | 264.9757 | 242.4234
1789.84 | 22.3813 | 0.62317 | 18.7859 | 6.389 | 0 | 130.9663 | 85.9027 | 54.8% | 179.1456 | 156.7644 | 265.0483 | 242.667
1789.955 | 22.2233 | 0.61891 | 18.6863 | 7.884 | 0 | 130.2054 | 86.0364 | 54.66% | 179.6179 | 157.3946 | 265.6543 | 243.431
1790.07 | 21.9968 | 0.61281 | 18.5394 | 12.1626 | 0 | 129.1089 | 86.1703 | 53.71% | 182.4205 | 160.4237 | 268.5907 | 246.594
1790.185 | 20.9111 | 0.58387 | 17.8049 | 35.4953 | 2.4536e-11 | 123.9218 | 86.3043 | 48.54% | 198.717 | 177.8059 | 285.0213 | 264.1102
1790.3 | 17.9012 | 0.50354 | 15.7255 | 107.3126 | 6.6112e-11 | 109.3811 | 86.4386 | 37.11% | 250.824 | 232.9228 | 337.2626 | 319.3613
1790.415 | 15.1601 | 0.43048 | 13.8409 | 173.73 | 3.9022e-11 | 96.1953 | 86.573 | 30.46% | 299.3568 | 284.1967 | 385.9298 | 370.7697
1790.53 | 16.2178 | 0.45905 | 14.6325 | 142.3659 | 6.9014e-11 | 101.6165 | 86.7077 | 33.47% | 275.2918 | 259.0739 | 361.9994 | 345.7816
1790.645 | 17.365 | 0.48985 | 15.4657 | 106.4156 | 5.907e-11 | 107.3464 | 86.8425 | 37.8% | 247.0825 | 229.7176 | 333.925 | 316.5601
1790.76 | 15.258 | 0.43359 | 13.9941 | 149.993 | 9.6212e-11 | 97.0893 | 86.9775 | 33.26% | 276.768 | 261.5099 | 363.7455 | 348.4875
1790.875 | 13.4789 | 0.38601 | 12.7387 | 189.6713 | 7.9333e-11 | 88.3433 | 87.1128 | 29.92% | 304.6182 | 291.1393 | 391.731 | 378.2521
1790.99 | 15.3295 | 0.43566 | 14.0532 | 146.2621 | 1.4547e-10 | 97.4367 | 87.2482 | 33.79% | 273.5172 | 258.1877 | 360.7654 | 345.4358
1791.105 | 18.1195 | 0.51015 | 15.9987 | 85.6933 | 1.0685e-10 | 110.9168 | 87.3838 | 41% | 231.2386 | 213.1191 | 318.6223 | 300.5028
1791.22 | 18.6036 | 0.523 | 16.3166 | 83.2838 | 3.358e-11 | 113.1179 | 87.5196 | 41.04% | 231.845 | 213.2413 | 319.3645 | 300.7609
1791.335 | 16.3769 | 0.46367 | 14.7554 | 146.6317 | 7.4174e-11 | 102.2949 | 87.6555 | 33.18% | 280.5225 | 264.1456 | 368.178 | 351.8012
1791.45 | 15.3967 | 0.43723 | 14.0267 | 179.5232 | 0 | 97.2425 | 87.7917 | 30.15% | 306.6263 | 291.2296 | 394.418 | 379.0213
1791.565 | 18.2647 | 0.51347 | 15.98 | 110.0756 | 0 | 110.778 | 87.9281 | 37.05% | 255.6118 | 237.3472 | 343.5399 | 325.2752
1791.68 | 20.5498 | 0.57451 | 17.5656 | 50.3269 | 0 | 121.7591 | 88.0646 | 46.29% | 210.7759 | 190.2261 | 298.8405 | 278.2907
1791.795 | 19.3638 | 0.54348 | 16.794 | 74.1016 | 0 | 116.3967 | 88.2014 | 42.44% | 227.1996 | 207.8358 | 315.401 | 296.0372
1791.91 | 16.7014 | 0.4734 | 15.0309 | 132.2922 | 6.583e-13 | 104.1598 | 88.3383 | 35.06% | 268.6577 | 251.9563 | 356.996 | 340.2947
1792.025 | 15.8877 | 0.45211 | 14.4987 | 148.468 | 1.6272e-11 | 100.4523 | 88.4755 | 33.53% | 279.7588 | 263.8711 | 368.2343 | 352.3466
1792.14 | 15.8707 | 0.4515 | 14.4641 | 149.278 | 5.3561e-11 | 100.1948 | 88.6128 | 33.52% | 280.2591 | 264.3884 | 368.8719 | 353.0012
1792.255 | 15.3332 | 0.43713 | 14.0819 | 162.3875 | 0 | 97.5273 | 88.7503 | 32.34% | 289.7669 | 274.4338 | 378.5173 | 363.1841
1792.37 | 16.3612 | 0.46472 | 14.8036 | 135.1431 | 1.462e-11 | 102.5007 | 88.8881 | 35.15% | 269.2732 | 252.912 | 358.1613 | 341.8001
1792.485 | 17.4963 | 0.49471 | 15.5588 | 110.5742 | 5.6973e-12 | 107.7 | 89.026 | 37.99% | 251.8239 | 234.3276 | 340.8499 | 323.3536
1792.6 | 15.9261 | 0.45175 | 14.3677 | 163.9089 | 2.2467e-11 | 99.4224 | 89.1641 | 32.06% | 294.0768 | 278.1508 | 383.2409 | 367.3149
1792.715 | 13.4883 | 0.38602 | 12.6164 | 235.633 | 4.8283e-12 | 87.2589 | 89.3024 | 26.59% | 349.3826 | 335.8943 | 438.6851 | 425.1967
1792.83 | 15.1088 | 0.42982 | 13.8064 | 188.4672 | 8.3136e-06 | 95.4297 | 89.4409 | 30% | 313.242 | 298.1332 | 402.6829 | 387.5741
1792.945 | 18.8742 | 0.5305 | 16.4502 | 87.7799 | 0.0029396 | 113.6472 | 89.5796 | 41.01% | 237.285 | 218.4108 | 326.8646 | 307.9904
1793.06 | 20.7543 | 0.5804 | 17.7353 | 40.5468 | 0.19984 | 122.4757 | 89.7185 | 49.42% | 202.2922 | 181.5379 | 292.0107 | 271.2564
1793.175 | 20.1704 | 0.56488 | 17.3332 | 53.3488 | 5.61 | 119.6647 | 89.8576 | 45.72% | 216.6919 | 196.5216 | 306.5495 | 286.3791
1793.29 | 16.872 | 0.47677 | 15.0266 | 134.2406 | 61.9665 | 103.7223 | 89.9969 | 28.53% | 332.3047 | 315.4327 | 422.3016 | 405.4296
1793.405 | 12.1133 | 0.34884 | 11.6181 | 258.4084 | 263.2652 | 80.1881 | 90.1364 | 14.68% | 625.9419 | 613.8286 | 716.0783 | 703.965
1793.52 | 10.6962 | 0.31067 | 10.581 | 295.9876 | 426.1923 | 73.0317 | 90.276 | 11.2% | 816.7995 | 806.1033 | 907.0755 | 896.3793
1793.635 | 13.0644 | 0.37514 | 12.331 | 228.9949 | 261.9391 | 85.1147 | 90.4159 | 15.36% | 601.8193 | 588.7549 | 692.2352 | 679.1708
1793.75 | 12.9165 | 0.37078 | 12.1779 | 243.9154 | 61.0333 | 84.0551 | 90.556 | 22.55% | 414.4689 | 401.5524 | 505.0249 | 492.1084
1793.865 | 9.4738 | 0.27621 | 9.5219 | 362.3105 | 5.3885 | 65.7071 | 90.6963 | 20.46% | 452.678 | 443.2042 | 543.3742 | 533.9004
1793.98 | 9.4815 | 0.27596 | 9.4816 | 368.8415 | 0.18023 | 65.3921 | 90.8367 | 20.45% | 453.6529 | 444.1713 | 544.4896 | 535.0081
1794.095 | 13.9912 | 0.39912 | 12.892 | 225.7626 | 0.0022835 | 88.865 | 90.9774 | 27.74% | 341.9123 | 327.9211 | 432.8897 | 418.8985
1794.21 | 17.6138 | 0.49776 | 15.6137 | 111.5952 | 8.4554e-12 | 107.5667 | 91.1183 | 38.73% | 252.8872 | 235.2734 | 344.0054 | 326.3916
1794.325 | 19.205 | 0.54025 | 16.7393 | 68.3237 | 2.5477e-11 | 115.2436 | 91.2593 | 45.44% | 220.0519 | 200.8469 | 311.3112 | 292.1062
1794.44 | 19.8913 | 0.55812 | 17.1945 | 52.11 | 5.3319e-11 | 118.2897 | 91.4006 | 48.58% | 208.0436 | 188.1523 | 299.4442 | 279.5529
1794.555 | 19.9358 | 0.55905 | 17.2262 | 49.9274 | 2.213e-11 | 118.4122 | 91.5421 | 49.18% | 206.0606 | 186.1248 | 297.6027 | 277.6669
1794.67 | 19.925 | 0.55846 | 17.222 | 50.6678 | 0 | 118.2753 | 91.6837 | 49.1% | 206.6486 | 186.7236 | 298.3323 | 278.4073
1794.785 | 20.0246 | 0.56069 | 17.2888 | 50.3544 | 3.0771e-05 | 118.6079 | 91.8256 | 49.15% | 206.8365 | 186.8119 | 298.6621 | 278.6374
1794.9 | 20.2264 | 0.56543 | 17.4115 | 49.642 | 0.0024286 | 119.3116 | 91.9676 | 49.2% | 207.1594 | 186.9329 | 299.127 | 278.9006
1795.015 | 19.0438 | 0.53304 | 16.5373 | 88.2991 | 0.072605 | 113.1984 | 92.1099 | 42.13% | 237.6842 | 218.6404 | 329.7941 | 310.7503
1795.13 | 14.8159 | 0.41833 | 13.3922 | 221.9547 | 0.82219 | 91.5744 | 92.2524 | 28.11% | 342.9777 | 328.1618 | 435.2301 | 420.4142
1795.245 | 10.71 | 0.30707 | 10.3501 | 349.8783 | 3.5268 | 70.6698 | 92.395 | 21.25% | 445.4421 | 434.7321 | 537.8371 | 527.1271
1795.36 | 12.3767 | 0.3527 | 11.6956 | 286.7979 | 5.7303 | 79.7388 | 92.5379 | 24.08% | 396.692 | 384.3153 | 489.2299 | 476.8532
1795.475 | 17.3321 | 0.48599 | 15.3549 | 134.8457 | 3.5268 | 104.6154 | 92.6809 | 35.81% | 276.1609 | 258.8288 | 368.8418 | 351.5097
1795.59 | 20.4327 | 0.56839 | 17.5393 | 50.8088 | 0.82228 | 119.4466 | 92.8242 | 49.07% | 209.6181 | 189.1854 | 302.4423 | 282.0096
1795.705 | 21.206 | 0.58875 | 18.0614 | 32.0976 | 0.079628 | 122.9689 | 92.9677 | 53.49% | 195.0023 | 173.7963 | 287.97 | 266.764
1795.82 | 20.251 | 0.56343 | 17.3848 | 58.6072 | 0.21355 | 118.3512 | 93.1113 | 47.72% | 215.3712 | 195.1203 | 308.4826 | 288.2316
1795.935 | 16.9624 | 0.47574 | 15.0351 | 152.3476 | 2.4251 | 102.3551 | 93.2552 | 34.2% | 289.601 | 272.6386 | 382.8562 | 365.8938
1796.05 | 13.7516 | 0.39027 | 12.7564 | 242.7518 | 10.7911 | 86.845 | 93.3993 | 26.42% | 367.2861 | 353.5345 | 460.6854 | 446.9338
1796.165 | 13.6567 | 0.38899 | 12.7984 | 237.3115 | 19.2001 | 87.1345 | 93.5436 | 26.21% | 370.4903 | 356.8336 | 464.0338 | 450.3772
1796.28 | 14.0968 | 0.40195 | 13.2195 | 218.2842 | 14.525 | 90.0038 | 93.688 | 27.85% | 350.5313 | 336.4345 | 444.2194 | 430.1225
1796.395 | 15.7605 | 0.44642 | 14.3854 | 171.6219 | 5.0529 | 97.9447 | 93.8327 | 32.42% | 305.2118 | 289.4514 | 399.0446 | 383.2841
1796.51 | 18.7512 | 0.52555 | 16.4103 | 92.6054 | 0.83477 | 111.7325 | 93.9776 | 42.31% | 240.8597 | 222.1085 | 334.8373 | 316.0861
1796.625 | 19.5441 | 0.54632 | 16.9144 | 73.8094 | 0.062235 | 115.1634 | 94.1227 | 45.58% | 226.0399 | 206.4958 | 320.1625 | 300.6184
1796.74 | 16.1771 | 0.45568 | 14.4452 | 176.4441 | 0.0019363 | 98.347 | 94.268 | 32.54% | 305.871 | 289.6939 | 400.1389 | 383.9619
1796.855 | 10.1432 | 0.29178 | 9.8757 | 373.2738 | 2.3409e-05 | 67.2279 | 94.4135 | 20.95% | 460.8123 | 450.6692 | 555.2258 | 545.0827
1796.97 | 7.1915 | 0.21097 | 7.5709 | 474.1969 | 1.6281e-11 | 51.5129 | 94.5592 | 17.72% | 540.6832 | 533.4917 | 635.2423 | 628.0509
1797.085 | 10.5671 | 0.30364 | 10.2353 | 353.4637 | 0 | 69.5935 | 94.7051 | 21.84% | 444.1634 | 433.5962 | 538.8684 | 528.3013
1797.2 | 16.3697 | 0.46116 | 14.6314 | 164.4546 | 5.3076e-11 | 99.4262 | 94.8512 | 34% | 295.3431 | 278.9734 | 390.1943 | 373.8245
1797.315 | 19.8098 | 0.55322 | 17.1132 | 64.2387 | 6.3903e-11 | 116.2088 | 94.9975 | 47.95% | 217.9238 | 198.114 | 312.9213 | 293.1115
1797.43 | 20.4697 | 0.57054 | 17.5855 | 46.2342 | 5.7241e-11 | 119.3078 | 95.144 | 51.79% | 204.1677 | 183.698 | 299.3117 | 278.842
1797.545 | 20.2527 | 0.56455 | 17.4518 | 51.3168 | 1.0874e-11 | 118.2767 | 95.2907 | 50.79% | 207.8626 | 187.6099 | 303.1533 | 282.9006
1797.66 | 20.5723 | 0.57249 | 17.6613 | 43.8046 | 1.2263e-11 | 119.5676 | 95.4377 | 52.55% | 202.1784 | 181.6061 | 297.6161 | 277.0437
1797.775 | 20.6521 | 0.57407 | 17.7026 | 41.9215 | 0 | 119.7253 | 95.5848 | 53.13% | 200.5755 | 179.9234 | 296.1603 | 275.5082
1797.89 | 18.8604 | 0.52593 | 16.4198 | 89.2177 | 1.8197e-11 | 110.9453 | 95.7321 | 44.09% | 235.9692 | 217.1087 | 331.7013 | 312.8409
1798.005 | 14.3972 | 0.4054 | 13.0914 | 219.1334 | 8.8578e-12 | 88.3739 | 95.8797 | 29.87% | 335.4014 | 321.0041 | 431.281 | 416.8838
1798.12 | 11.0232 | 0.31385 | 10.5403 | 319.9807 | 6.279e-11 | 71.0514 | 96.0275 | 23.89% | 412.9094 | 401.8862 | 508.9369 | 497.9137
1798.235 | 13.5497 | 0.38225 | 12.5162 | 238.4306 | 2.5975e-12 | 84.2409 | 96.1754 | 28.66% | 349.1197 | 335.57 | 445.2951 | 431.7454
1798.35 | 18.2618 | 0.50846 | 16.0225 | 103.3056 | 0 | 107.7293 | 96.3236 | 42.33% | 245.8277 | 227.5659 | 342.1513 | 323.8895
1798.465 | 20.8222 | 0.57582 | 17.8257 | 39.3598 | 0 | 119.7305 | 96.472 | 54.35% | 198.314 | 177.4918 | 294.786 | 273.9638
1798.58 | 21.6102 | 0.59597 | 18.3544 | 22.2204 | 4.3957e-12 | 123.1489 | 96.6206 | 58.8% | 185.9299 | 164.3197 | 282.5504 | 260.9402
1798.695 | 21.8138 | 0.60085 | 18.4889 | 18.4045 | 2.3077e-11 | 123.9211 | 96.7694 | 59.95% | 183.2292 | 161.4154 | 279.9985 | 258.1847
1798.81 | 21.8563 | 0.60159 | 18.519 | 17.8683 | 2.5021 | 124.0006 | 96.9184 | 59.28% | 185.3478 | 163.4916 | 282.2662 | 260.4099
1798.925 | 21.8182 | 0.60031 | 18.4972 | 18.7618 | 197.4791 | 123.7462 | 97.0676 | 27.03% | 380.9029 | 359.0846 | 477.9704 | 456.1522
1799.04 | 21.7038 | 0.59714 | 18.4262 | 21.0411 | 5903.8121 | 123.1793 | 97.217 | 1.602% | 6088.7597 | 6067.0558 | 6185.9767 | 6164.2728
1799.155 | 21.4935 | 0.59158 | 18.2938 | 25.2808 | 66856.0429 | 122.2172 | 97.3666 | 0.1453% | 67043.9197 | 67022.4262 | 67141.2864 | 67119.7929
1799.27 | 21.2403 | 0.585 | 18.133 | 30.6431 | 286777.8165 | 121.0839 | 97.5165 | 0.03398% | 286969.5018 | 286948.2615 | 287067.0182 | 287045.778
1799.385 | 20.8026 | 0.57365 | 17.8427 | 40.781 | 465958.4397 | 119.1066 | 97.6665 | 0.02095% | 466157.5462 | 466136.7436 | 466255.2127 | 466234.4101
1799.5 | 19.1621 | 0.53045 | 16.6851 | 83.0525 | 286777.8165 | 111.3615 | 97.8168 | 0.03408% | 287008.6082 | 286989.4461 | 287106.425 | 287087.2629
1799.615 | 14.6524 | 0.41002 | 13.3407 | 214.7678 | 66856.0429 | 89.0429 | 97.9672 | 0.1458% | 67188.2567 | 67173.6043 | 67286.224 | 67271.5716
1799.73 | 8.4251 | 0.24223 | 8.5709 | 422.0055 | 5903.8121 | 57.2222 | 98.1179 | 1.535% | 6400.2781 | 6391.853 | 6498.396 | 6489.9709
1799.845 | 5.3592 | 0.15967 | 6.2122 | 539.086 | 197.4791 | 41.5089 | 98.2688 | 12.53% | 789.805 | 784.4458 | 888.0739 | 882.7146
1799.96 | 6.9896 | 0.20562 | 7.6289 | 470.0719 | 2.5021 | 51.0317 | 98.4199 | 18.52% | 538.4297 | 531.4402 | 636.8497 | 629.8601
1800.075 | 9.7742 | 0.28319 | 9.9651 | 344.7793 | 0 | 66.7112 | 98.5712 | 23.37% | 431.5131 | 421.7388 | 530.0843 | 520.31
1800.19 | 9.8268 | 0.28501 | 10.0053 | 334.4952 | 0 | 67.0252 | 98.7228 | 23.97% | 421.6375 | 411.8107 | 520.3603 | 510.5335
1800.305 | 7.2947 | 0.21335 | 7.6677 | 467.0098 | 0 | 51.3977 | 98.8745 | 18.79% | 533.5833 | 526.2886 | 632.4578 | 625.1631
1800.42 | 5.0488 | 0.14915 | 5.5351 | 594.65 | 6.5274e-09 | 37.1316 | 99.0265 | 15.53% | 642.5147 | 637.4659 | 741.5411 | 736.4923
1800.535 | 6.9571 | 0.20304 | 7.2319 | 501.9958 | 5.2126e-07 | 48.5465 | 99.1786 | 17.77% | 564.9343 | 557.9773 | 664.1129 | 657.1559
1800.65 | 11.2445 | 0.32294 | 10.9024 | 314.411 | 1.5754e-05 | 73.1916 | 99.331 | 24.91% | 410.0724 | 398.828 | 509.4034 | 498.159
1800.765 | 12.0592 | 0.34593 | 11.6197 | 283.4547 | 0.00018981 | 78.006 | 99.4836 | 26.64% | 385.4858 | 373.4266 | 484.9694 | 472.9102
1800.88 | 8.3056 | 0.24222 | 8.5695 | 435.5103 | 0.0011554 | 57.5314 | 99.6364 | 19.85% | 510.1603 | 501.8547 | 609.7966 | 601.491
1800.995 | 4.061 | 0.12281 | 4.8643 | 627.5745 | 0.005741 | 32.6611 | 99.7894 | 15% | 669.2895 | 665.2285 | 769.0789 | 765.0178
1801.11 | 2.0916 | 0.065498 | 2.8821 | 747.9471 | 0.020107 | 19.3622 | 99.9426 | 12.97% | 772.3687 | 770.277 | 872.3113 | 870.2197
1801.225 | 3.1314 | 0.094557 | 3.703 | 713.7873 | 0.031616 | 24.9076 | 100.0961 | 13.48% | 745.6556 | 742.5242 | 845.7517 | 842.6202
1801.34 | 6.9168 | 0.20332 | 7.2192 | 507.6441 | 0.019365 | 48.5899 | 100.2497 | 17.78% | 570.5927 | 563.6759 | 670.8424 | 663.9256
1801.455 | 9.8988 | 0.28875 | 9.9607 | 344.3993 | 0.0045115 | 67.0695 | 100.4036 | 23.81% | 431.6216 | 421.7228 | 532.0251 | 522.1264
1801.57 | 9.3357 | 0.27352 | 9.5427 | 354.2753 | 0.00039836 | 64.2828 | 100.5577 | 23.47% | 437.7103 | 428.3746 | 538.268 | 528.9323
1801.685 | 8.8478 | 0.25938 | 9.0554 | 380.307 | 1.3325e-05 | 61.0377 | 100.712 | 22.35% | 459.5072 | 450.6595 | 560.2192 | 551.3714
1801.8 | 11.438 | 0.33118 | 11.0895 | 292.1885 | 1.6885e-07 | 74.7846 | 100.8665 | 26.66% | 389.8318 | 378.3938 | 490.6983 | 479.2603
1801.915 | 13.2653 | 0.38227 | 12.5663 | 227.869 | 3.5411e-11 | 84.7688 | 101.0212 | 31.03% | 338.8517 | 325.5864 | 439.8729 | 426.6076
1802.03 | 11.4319 | 0.33126 | 11.0626 | 307.6712 | 0 | 74.6444 | 101.1762 | 25.7% | 405.1413 | 393.7094 | 506.3174 | 494.8856
1802.145 | 7.1846 | 0.21162 | 7.434 | 505.5978 | 0 | 50.1788 | 101.3313 | 17.98% | 570.6068 | 563.4222 | 671.9382 | 664.7536
1802.26 | 5.485 | 0.16318 | 5.879 | 598.2557 | 0.00023644 | 39.7183 | 101.4867 | 15.76% | 649.5014 | 644.0164 | 750.9881 | 745.5031
1802.375 | 8.4997 | 0.24924 | 8.5208 | 448.8745 | 0.018661 | 57.6019 | 101.6423 | 19.73% | 523.7648 | 515.2652 | 625.4072 | 616.9075
1802.49 | 11.2878 | 0.32851 | 10.9463 | 314.9144 | 0.55788 | 74.0024 | 101.7981 | 25.4% | 412.0373 | 400.7495 | 513.8355 | 502.5476
1802.605 | 9.5625 | 0.27946 | 9.4583 | 402.6812 | 6.3179 | 63.9289 | 101.9542 | 21.12% | 492.2282 | 482.6658 | 594.1824 | 584.6199
1802.72 | 6.4489 | 0.19122 | 6.8208 | 550.8935 | 27.1282 | 46.0542 | 102.1104 | 16.18% | 637.5369 | 631.0879 | 739.6473 | 733.1984
1802.835 | 8.0173 | 0.235 | 8.1461 | 478.2301 | 44.9071 | 54.8833 | 102.2669 | 17.44% | 594.4188 | 586.4015 | 696.6857 | 688.6684
1802.95 | 13.2901 | 0.38091 | 12.354 | 262.1003 | 37.0275 | 83.0914 | 102.4236 | 25.93% | 408.2441 | 394.9541 | 510.6677 | 497.3777
1803.065 | 17.182 | 0.48673 | 15.3011 | 122.2404 | 48.919 | 102.7326 | 102.5805 | 35.41% | 306.8619 | 289.6799 | 409.4424 | 392.2604
1803.18 | 18.0444 | 0.50911 | 15.9188 | 99.6265 | 69.8455 | 106.6659 | 102.7376 | 35.12% | 310.6103 | 292.5658 | 413.3479 | 395.3035
1803.295 | 15.6239 | 0.44308 | 14.1714 | 184.6827 | 42.8498 | 94.7688 | 102.895 | 30.54% | 352.5397 | 336.9159 | 455.4347 | 439.8108
1803.41 | 11.1152 | 0.32104 | 10.9138 | 329.8485 | 10.3112 | 72.8235 | 103.0525 | 24.29% | 435.3332 | 424.218 | 538.3857 | 527.2705
1803.525 | 8.5872 | 0.25226 | 9.0693 | 401.5559 | 1.2561 | 60.3462 | 103.2103 | 21.84% | 481.0668 | 472.4797 | 584.2771 | 575.69
1803.64 | 9.7316 | 0.28248 | 9.9146 | 358.9194 | 0.22163 | 65.7937 | 103.3683 | 23.76% | 444.8635 | 435.1318 | 548.2318 | 538.5001
1803.755 | 11.5398 | 0.33083 | 11.2647 | 307.9387 | 0.043045 | 74.6205 | 103.5265 | 26.26% | 405.7376 | 394.1978 | 509.2641 | 497.7243
1803.87 | 10.5533 | 0.30361 | 10.5032 | 359.265 | 0.032798 | 69.4594 | 103.685 | 23.59% | 450.1173 | 439.5639 | 553.8022 | 543.2489
1803.985 | 10.8363 | 0.30969 | 10.6205 | 365.8775 | 0.34851 | 70.0679 | 103.8436 | 23.22% | 458.0604 | 447.2241 | 561.904 | 551.0677
1804.1 | 15.1516 | 0.42422 | 13.7622 | 221.3822 | 1.6937 | 90.6341 | 104.0025 | 31.72% | 343.048 | 327.8964 | 447.0505 | 431.8989
1804.215 | 18.7295 | 0.51933 | 16.3862 | 97.9684 | 3.6065 | 107.7976 | 104.1616 | 46.03% | 245.0075 | 226.278 | 349.1691 | 330.4396
1804.33 | 18.904 | 0.52411 | 16.5621 | 83.8759 | 3.6083 | 108.8492 | 104.3209 | 48.88% | 232.3236 | 213.4197 | 336.6445 | 317.7406
1804.445 | 16.7345 | 0.46731 | 15.1017 | 139.1596 | 1.6958 | 99.1658 | 104.4805 | 40.88% | 272.3248 | 255.5903 | 376.8053 | 360.0708
1804.56 | 14.3627 | 0.40485 | 13.4526 | 214.1146 | 0.349 | 88.2742 | 104.6402 | 33.05% | 330.9579 | 316.5952 | 435.5981 | 421.2355
1804.675 | 14.4576 | 0.40678 | 13.4704 | 227.3031 | 0.029268 | 88.3367 | 104.8002 | 31.8% | 344.0039 | 329.5462 | 448.8041 | 434.3465
1804.79 | 17.4989 | 0.48628 | 15.5505 | 140.6498 | 0.00095935 | 101.9303 | 104.9604 | 40.59% | 276.1166 | 258.6177 | 381.0771 | 363.5782
1804.905 | 19.9694 | 0.55101 | 17.2528 | 63.8587 | 1.2003e-05 | 113.051 | 105.1209 | 53.99% | 214.6829 | 194.7136 | 319.8038 | 299.8344
1805.02 | 20.5902 | 0.5673 | 17.6807 | 43.8031 | 0 | 115.82 | 105.2815 | 59.19% | 198.4612 | 177.8711 | 303.7428 | 283.1526
1805.135 | 20.4475 | 0.56369 | 17.59 | 46.3834 | 0 | 115.1945 | 105.4424 | 58.67% | 200.1791 | 179.7316 | 305.6216 | 285.174
1805.25 | 19.9137 | 0.54994 | 17.2368 | 59.7504 | 0 | 112.858 | 105.6035 | 55.47% | 210.3089 | 190.3952 | 315.9125 | 295.9987
1805.365 | 18.3523 | 0.50907 | 16.1516 | 105.8016 | 0 | 105.7404 | 105.7649 | 46.35% | 246.5549 | 228.2026 | 352.3198 | 333.9675
1805.48 | 14.438 | 0.40497 | 13.2829 | 239.7152 | 2.3565e-11 | 86.9622 | 105.9264 | 31.12% | 354.8033 | 340.3653 | 460.7297 | 446.2917
1805.595 | 8.8122 | 0.25348 | 8.9736 | 456.4464 | 0 | 58.7581 | 106.0882 | 20.23% | 533.2437 | 524.4315 | 639.3319 | 630.5197
1805.71 | 5.2387 | 0.15641 | 6.141 | 604.6753 | 1.187e-11 | 40.2257 | 106.2502 | 16.32% | 656.4372 | 651.1984 | 762.6874 | 757.4486
1805.825 | 5.3982 | 0.16168 | 6.3487 | 580.3207 | 2.0134e-11 | 41.6086 | 106.4124 | 16.93% | 633.8379 | 628.4397 | 740.2503 | 734.8521
1805.94 | 6.7585 | 0.19978 | 7.5153 | 500.0132 | 0 | 49.2717 | 106.5749 | 19.13% | 563.7584 | 556.9999 | 670.3333 | 663.5748
1806.055 | 5.7518 | 0.17002 | 6.4049 | 570.1431 | 0 | 41.9998 | 106.7375 | 17.25% | 624.4696 | 618.7178 | 731.2072 | 725.4553
1806.17 | 2.7639 | 0.082853 | 3.2971 | 790.7802 | 0.51882 | 21.6223 | 106.9004 | 13.1% | 819.0652 | 816.3013 | 925.9656 | 923.2017
1806.285 | 0.8878 | 0.027844 | 1.3007 | 936.2261 | 40.9567 | 8.5293 | 107.0636 | 10.85% | 987.9285 | 987.0407 | 1094.9921 | 1094.1043
1806.4 | 0.99212 | 0.031738 | 1.5485 | 894.1637 | 1224.8604 | 10.1497 | 107.2269 | 5.032% | 2131.7461 | 2130.754 | 2238.9731 | 2237.981
1806.515 | 2.5954 | 0.07989 | 3.4138 | 744.7361 | 13883.2452 | 22.3701 | 107.3905 | 0.7328% | 14656.4404 | 14653.845 | 14763.8309 | 14761.2355
1806.63 | 5.2329 | 0.15636 | 6.0635 | 568.3396 | 59695.3176 | 39.7246 | 107.5543 | 0.1783% | 60314.8346 | 60309.6017 | 60422.3889 | 60417.156
1806.745 | 8.8352 | 0.25638 | 9.1131 | 403.9101 | 97608.3716 | 59.6906 | 107.7184 | 0.1098% | 98090.177 | 98081.3418 | 98197.8954 | 98189.0602
1806.86 | 13.16 | 0.37374 | 12.445 | 250.1943 | 61073.1604 | 81.499 | 107.8826 | 0.1757% | 61430.8324 | 61417.6725 | 61538.7151 | 61525.5551
1806.975 | 15.9092 | 0.44778 | 14.4979 | 161.57 | 14852.9217 | 94.9216 | 108.0471 | 0.7144% | 15140.2682 | 15124.359 | 15248.3153 | 15232.4061
1807.09 | 15.9356 | 0.44821 | 14.4868 | 169.0061 | 1454.9894 | 94.8196 | 108.2118 | 6.241% | 1749.6857 | 1733.7502 | 1857.8976 | 1841.962
1807.205 | 12.678 | 0.3594 | 11.9241 | 306.1181 | 61.3301 | 78.0191 | 108.3768 | 23.68% | 470.4288 | 457.7508 | 578.8056 | 566.1276
1807.32 | 7.4804 | 0.21634 | 7.6669 | 544.7158 | 1.2006 | 50.1401 | 108.542 | 17.97% | 611.4202 | 603.9398 | 719.9621 | 712.4817
1807.435 | 5.1552 | 0.15192 | 5.7086 | 655.1795 | 0.0086382 | 37.2913 | 108.7074 | 15.57% | 703.4952 | 698.34 | 812.2025 | 807.0473
1807.55 | 6.1248 | 0.18045 | 6.7395 | 575.1667 | 6.4721e-11 | 43.9828 | 108.873 | 17.39% | 632.1942 | 626.0694 | 741.0672 | 734.9425
1807.665 | 6.6777 | 0.19704 | 7.3891 | 524.6742 | 2.271e-11 | 48.186 | 109.0389 | 18.79% | 587.1241 | 580.4463 | 696.163 | 689.4852
1807.78 | 8.7025 | 0.25154 | 8.9384 | 450.2448 | 0 | 58.2293 | 109.205 | 21.1% | 526.3665 | 517.6641 | 635.5715 | 626.869
1807.895 | 13.4884 | 0.38043 | 12.5691 | 270.4547 | 2.738e-11 | 81.8187 | 109.3713 | 29.95% | 378.7114 | 365.223 | 488.0827 | 474.5943
1808.01 | 17.3205 | 0.48303 | 15.4236 | 131.3699 | 2.4179e-12 | 100.3347 | 109.5379 | 44.24% | 264.9317 | 247.6113 | 374.4696 | 357.1491
1808.125 | 19.0816 | 0.52931 | 16.662 | 76.7547 | 0 | 108.3114 | 109.7046 | 54.24% | 221.339 | 202.2574 | 331.0436 | 311.9621
1808.24 | 19.6653 | 0.54423 | 17.0462 | 63.1852 | 1.2346e-11 | 110.7233 | 109.8717 | 57.37% | 211.1643 | 191.4989 | 321.0359 | 301.3706
1808.355 | 18.8554 | 0.52244 | 16.4558 | 95.2696 | 9.5992e-11 | 106.8075 | 110.0389 | 50.23% | 237.9108 | 219.0554 | 347.9497 | 329.0943
1808.47 | 15.7859 | 0.44061 | 14.225 | 210.0804 | 0 | 92.2604 | 110.2064 | 34.76% | 332.7923 | 317.0064 | 442.9987 | 427.2128
1808.585 | 12.9814 | 0.366 | 12.2013 | 311.8206 | 0 | 79.0622 | 110.3741 | 27.36% | 416.4314 | 403.45 | 526.8055 | 513.8241
1808.7 | 13.6786 | 0.38511 | 12.7811 | 272.1032 | 0 | 82.751 | 110.542 | 30.04% | 381.699 | 368.0204 | 492.241 | 478.5625
1808.815 | 13.1682 | 0.37113 | 12.3634 | 285.062 | 0 | 80.0091 | 110.7102 | 29.3% | 390.9738 | 377.8056 | 501.684 | 488.5158
1808.93 | 9.1213 | 0.26049 | 9.0613 | 465.8495 | 0 | 58.6136 | 110.8786 | 20.77% | 542.9062 | 533.7848 | 653.7848 | 644.6635
1809.045 | 7.3895 | 0.21219 | 7.5335 | 561.4444 | 0 | 48.6921 | 111.0473 | 17.97% | 625.2717 | 617.8821 | 736.319 | 728.9294
1809.16 | 11.216 | 0.31652 | 10.6348 | 390.4438 | 7.4458e-11 | 68.6937 | 111.2161 | 23.66% | 481.3048 | 470.0888 | 592.5209 | 581.3049
1809.275 | 15.6945 | 0.43815 | 14.218 | 194.2211 | 0 | 91.8055 | 111.3853 | 37.04% | 316.3773 | 300.6827 | 427.7625 | 412.068
1809.39 | 16.7304 | 0.46639 | 15.0634 | 144.4823 | 3.9707e-12 | 97.2254 | 111.5546 | 43.37% | 273.9678 | 257.2374 | 385.5224 | 368.792
1809.505 | 15.9454 | 0.44597 | 14.542 | 162.6022 | 0 | 93.8135 | 111.7242 | 41.17% | 287.349 | 271.4037 | 399.0732 | 383.1278
1809.62 | 16.7435 | 0.46682 | 15.0911 | 140.2755 | 0 | 97.3049 | 111.894 | 44.2% | 269.8817 | 253.1383 | 381.7757 | 365.0322
1809.735 | 18.4279 | 0.51066 | 16.2301 | 95.5297 | 0 | 104.6024 | 112.064 | 51.67% | 235.3007 | 216.8728 | 347.3647 | 328.9368
1809.85 | 18.7393 | 0.51868 | 16.4351 | 86.9523 | 9.5509e-12 | 105.8803 | 112.2343 | 53.5% | 228.5256 | 209.7863 | 340.7599 | 322.0206
1809.965 | 17.1803 | 0.47796 | 15.3732 | 126.127 | 2.3752e-14 | 98.997 | 112.4048 | 46.65% | 258.1554 | 240.9751 | 370.5603 | 353.38
1810.08 | 15.2796 | 0.42824 | 14.0692 | 177.1438 | 4.1392e-11 | 90.5558 | 112.5756 | 39.89% | 297.4767 | 282.1971 | 410.0523 | 394.7726
1810.195 | 13.8806 | 0.39059 | 12.991 | 237.8782 | 3.3123e-11 | 83.577 | 112.7466 | 33.67% | 348.7173 | 334.8367 | 461.4639 | 447.5833
1810.31 | 10.2582 | 0.29075 | 9.9232 | 427.018 | 1.0283e-11 | 63.8197 | 112.9178 | 22.54% | 511.3098 | 501.0516 | 624.2276 | 613.9694
1810.425 | 5.0973 | 0.1473 | 5.3849 | 711.4618 | 0 | 34.6207 | 113.0892 | 15.05% | 756.712 | 751.6147 | 869.8012 | 864.7039
1810.54 | 3.308 | 0.09793 | 3.8359 | 802.2805 | 0 | 24.6428 | 113.2609 | 13.63% | 834.1652 | 830.8571 | 947.4261 | 944.1181
1810.655 | 5.3576 | 0.15734 | 5.9445 | 644.6807 | 0 | 38.173 | 113.4329 | 16.46% | 694.313 | 688.9555 | 807.7459 | 802.3883
1810.77 | 6.445 | 0.18869 | 7.0593 | 563.4101 | 0 | 45.3276 | 113.605 | 18.44% | 622.4307 | 615.9857 | 736.0357 | 729.5907
1810.885 | 4.2265 | 0.12533 | 4.91 | 714.7398 | 0 | 31.5254 | 113.7774 | 15.14% | 755.527 | 751.3005 | 869.3044 | 865.078
1811 | 1.8077 | 0.055694 | 2.4747 | 887.0961 | 9.7168e-12 | 15.8891 | 113.9501 | 12.58% | 907.3233 | 905.5156 | 1021.2734 | 1019.4657
1811.115 | 1.1901 | 0.037606 | 1.7906 | 937.4518 | 0 | 11.4995 | 114.123 | 12% | 951.9697 | 950.7796 | 1066.0927 | 1064.9026
1811.23 | 2.3739 | 0.071317 | 2.8899 | 874.0537 | 0.74517 | 18.5666 | 114.2961 | 12.75% | 898.7005 | 896.3266 | 1012.9966 | 1010.6227
1811.345 | 6.1338 | 0.178 | 6.4337 | 633.8898 | 59.4351 | 41.3463 | 114.4695 | 15.44% | 747.4167 | 741.2829 | 861.8861 | 855.7524
1811.46 | 11.2086 | 0.31913 | 10.8475 | 358.2724 | 1807.3858 | 69.7254 | 114.6431 | 5.103% | 2257.7588 | 2246.5503 | 2372.4019 | 2361.1933
1811.575 | 14.7073 | 0.41448 | 13.6252 | 208.2802 | 21379.7118 | 87.5954 | 114.8169 | 0.5294% | 21704.3343 | 21689.627 | 21819.1512 | 21804.4439
1811.69 | 15.6169 | 0.43902 | 14.3001 | 174.6761 | 102041.0711 | 91.945 | 114.991 | 0.1124% | 102338.0483 | 102322.4314 | 102453.0392 | 102437.4224
1811.805 | 13.7908 | 0.38999 | 12.9198 | 239.0133 | 210120.9585 | 83.0733 | 115.1653 | 0.05472% | 210470.1455 | 210456.3548 | 210585.3108 | 210571.5201
1811.92 | 9.4743 | 0.27244 | 9.4929 | 414.7026 | 201338.4818 | 61.0376 | 115.3399 | 0.05715% | 201833.4617 | 201823.9873 | 201948.8015 | 201939.3272
1812.035 | 4.9729 | 0.14691 | 5.5585 | 657.0657 | 91261.6809 | 35.735 | 115.5147 | 0.1256% | 91965.1599 | 91960.187 | 92080.6745 | 92075.7016
1812.15 | 3.2874 | 0.098799 | 3.936 | 782.1026 | 18392.1591 | 25.29 | 115.6897 | 0.6024% | 19206.874 | 19203.5866 | 19322.5637 | 19319.2763
1812.265 | 5.495 | 0.16174 | 6.0352 | 641.6157 | 1527.6918 | 38.7543 | 115.865 | 5.233% | 2219.7539 | 2214.2589 | 2335.6188 | 2330.1238
1812.38 | 8.7492 | 0.2538 | 9.0337 | 440.941 | 49.8783 | 57.9888 | 116.0405 | 20.79% | 566.8448 | 558.0956 | 682.8853 | 674.1361
1812.495 | 8.9331 | 0.25891 | 9.1878 | 433.6609 | 0.62253 | 58.9587 | 116.2163 | 23.12% | 511.6219 | 502.6888 | 627.8382 | 618.9051
1812.61 | 5.6501 | 0.16544 | 6.0649 | 661.3729 | 3.7853e-11 | 38.9068 | 116.3923 | 16.47% | 712.1602 | 706.5101 | 828.5525 | 822.9024
1812.725 | 2.068 | 0.061451 | 2.3679 | 966.7236 | 1.1976e-06 | 15.1867 | 116.5685 | 11.84% | 986.4076 | 984.3396 | 1102.9761 | 1100.9081
1812.84 | 0.53302 | 0.01622 | 0.68299 | 1123.0745 | 9.5837e-05 | 4.3758 | 116.745 | 10.35% | 1128.6826 | 1128.1496 | 1245.4276 | 1244.8946
1812.955 | 1.08 | 0.032803 | 1.3691 | 1052.1551 | 0.0029312 | 8.754 | 116.9217 | 11.01% | 1063.3939 | 1062.3139 | 1180.3157 | 1179.2357
1813.07 | 3.8088 | 0.1125 | 4.2908 | 788.9984 | 0.03518 | 27.4278 | 117.0987 | 14.27% | 824.6735 | 820.8647 | 941.7722 | 937.9634
1813.185 | 8.1069 | 0.23459 | 8.3612 | 491.4954 | 0.17341 | 53.4398 | 117.2759 | 21.18% | 561.8113 | 553.7044 | 679.0872 | 670.9803
1813.3 | 11.4655 | 0.32792 | 11.2458 | 316.6992 | 0.3783 | 71.8757 | 117.4534 | 29.32% | 411.9924 | 400.5269 | 529.4458 | 517.9803
1813.415 | 12.0255 | 0.34298 | 11.6493 | 300.0682 | 0.3897 | 74.4624 | 117.6311 | 30.4% | 398.9381 | 386.9125 | 516.5692 | 504.5437
1813.53 | 9.5756 | 0.27471 | 9.5058 | 433.7935 | 0.1874 | 60.7777 | 117.8091 | 23.35% | 514.1147 | 504.5392 | 631.9238 | 622.3482
1813.645 | 7.5817 | 0.21912 | 7.743 | 544.7764 | 0.039056 | 49.5488 | 117.9873 | 19.59% | 609.9081 | 602.3264 | 727.8954 | 720.3137
1813.76 | 10.2223 | 0.29238 | 9.9247 | 417.7194 | 0.003294 | 63.5789 | 118.1657 | 24.04% | 501.741 | 491.5187 | 619.9067 | 609.6844
1813.875 | 14.6659 | 0.41423 | 13.4562 | 221.9659 | 0.00010822 | 86.2633 | 118.3444 | 36.74% | 336.7656 | 322.0997 | 455.11 | 440.4441
1813.99 | 17.2056 | 0.48296 | 15.3381 | 126.9012 | 1.356e-06 | 98.3959 | 118.5233 | 49.16% | 258.3238 | 241.1181 | 376.8471 | 359.6415
1814.105 | 17.9567 | 0.50339 | 15.8598 | 101.9569 | 0 | 101.8168 | 118.7025 | 53.92% | 238.0935 | 220.1368 | 356.796 | 338.8393
1814.22 | 18.004 | 0.50517 | 15.888 | 99.1847 | 2.5092e-11 | 102.0732 | 118.8819 | 54.62% | 235.6551 | 217.6511 | 354.537 | 336.5331
1814.335 | 17.9691 | 0.50477 | 15.8599 | 99.7313 | 2.9101e-11 | 101.9645 | 119.0616 | 54.6% | 236.0295 | 218.0604 | 355.0911 | 337.122
1814.45 | 17.831 | 0.50163 | 15.7628 | 104.6487 | 2.6949e-11 | 101.4097 | 119.2415 | 53.63% | 240.1538 | 222.3228 | 359.3954 | 341.5644
1814.565 | 17.2347 | 0.48636 | 15.3538 | 123.3404 | 2.1985e-11 | 98.8474 | 119.4217 | 50.17% | 255.2626 | 238.0279 | 374.6843 | 357.4496
1814.68 | 15.6025 | 0.44307 | 14.1873 | 179.6019 | 4.4445e-11 | 91.4028 | 119.6021 | 41.87% | 301.2376 | 285.6351 | 420.8397 | 405.2372
1814.795 | 12.0338 | 0.34586 | 11.4488 | 330.2333 | 4.3256e-12 | 73.8079 | 119.7828 | 28.81% | 427.8697 | 415.8359 | 547.6524 | 535.6186
1814.91 | 7.2058 | 0.21153 | 7.4578 | 579.7924 | 0 | 48.1093 | 119.9637 | 18.87% | 642.7767 | 635.571 | 762.7404 | 755.5347
1815.025 | 4.7924 | 0.14382 | 5.3782 | 717.179 | 1.0651e-10 | 34.7306 | 120.1448 | 15.86% | 762.2239 | 757.4315 | 882.3687 | 877.5763
1815.14 | 6.0006 | 0.17984 | 6.6147 | 609.9742 | 7.7862e-11 | 42.7529 | 120.3262 | 18.24% | 665.5222 | 659.5216 | 785.8484 | 779.8478
1815.255 | 6.7424 | 0.20211 | 7.3995 | 533.1854 | 1.8897e-11 | 47.8449 | 120.5079 | 20.47% | 595.3743 | 588.6319 | 715.8822 | 709.1398
1815.37 | 4.7389 | 0.14357 | 5.4374 | 678.1248 | 0 | 35.1699 | 120.6898 | 16.79% | 723.6146 | 718.8757 | 844.3044 | 839.5656
1815.485 | 1.9629 | 0.06071 | 2.4709 | 953.1031 | 0 | 15.9871 | 120.872 | 12.44% | 973.5847 | 971.6218 | 1094.4567 | 1092.4938
1815.6 | 0.51301 | 0.016438 | 0.75407 | 1158.8163 | 0 | 4.8836 | 121.0544 | 10.4% | 1164.9835 | 1164.4705 | 1286.0379 | 1285.5248
1815.715 | 0.56955 | 0.018357 | 0.83273 | 1148.5016 | 8.4882e-12 | 5.4158 | 121.237 | 10.5% | 1155.338 | 1154.7685 | 1276.5751 | 1276.0055
1815.83 | 2.1201 | 0.066174 | 2.6662 | 930.6826 | 0 | 17.3652 | 121.4199 | 12.77% | 952.9003 | 950.7802 | 1074.3202 | 1072.2001
1815.945 | 4.9481 | 0.15131 | 5.6443 | 658.666 | 1.3518e-11 | 36.8051 | 121.6031 | 17.34% | 706.2148 | 701.2667 | 827.8179 | 822.8698
1816.06 | 7.0352 | 0.21307 | 7.6503 | 512.4846 | 0 | 49.9527 | 121.7865 | 21.35% | 577.3358 | 570.3007 | 699.1223 | 692.0872
1816.175 | 6.2483 | 0.18986 | 6.8662 | 585.4036 | 2.4362e-11 | 44.9004 | 121.9701 | 19.14% | 643.6083 | 637.36 | 765.5784 | 759.3302
1816.29 | 3.9742 | 0.12296 | 4.6828 | 761.6099 | 0 | 30.7165 | 122.1541 | 15.32% | 801.1064 | 797.1322 | 923.2605 | 919.2863
1816.405 | 4.4849 | 0.13816 | 5.0531 | 743.9865 | 2.5972e-11 | 33.3551 | 122.3382 | 15.63% | 787.0178 | 782.5329 | 909.356 | 904.8711
1816.52 | 8.317 | 0.25101 | 8.4003 | 504.8893 | 2.9723e-11 | 55.6709 | 122.5226 | 21.52% | 577.5285 | 569.2115 | 700.0511 | 691.7341
1816.635 | 11.5342 | 0.34562 | 11.1211 | 317.1994 | 1.5414e-11 | 73.9479 | 122.7073 | 30.48% | 414.1483 | 402.6141 | 536.8555 | 525.3214
1816.75 | 11.5118 | 0.34611 | 11.0799 | 321.7231 | 2.1777e-11 | 73.946 | 122.8922 | 30.19% | 418.6069 | 407.0951 | 541.4991 | 529.9873
1816.865 | 8.2425 | 0.25119 | 8.2843 | 521.9939 | 0 | 55.491 | 123.0774 | 21% | 594.2629 | 586.0203 | 717.3403 | 709.0977
1816.98 | 4.4952 | 0.14144 | 5.056 | 754.4652 | 0 | 34.0636 | 123.2628 | 15.53% | 798.2214 | 793.7262 | 921.4842 | 916.989
1817.095 | 3.7527 | 0.12207 | 4.5783 | 761.3089 | 8.4658e-12 | 31.1392 | 123.4485 | 15.49% | 800.9012 | 797.1485 | 924.3497 | 920.597
1817.21 | 5.3058 | 0.17117 | 6.0726 | 623.1429 | 1.305e-11 | 41.5451 | 123.6344 | 18.43% | 676.2376 | 670.9317 | 799.872 | 794.5662
1817.325 | 7.9508 | 0.25102 | 8.2042 | 476.7805 | 1.087e-11 | 56.4008 | 123.8206 | 22.86% | 549.5873 | 541.6365 | 673.4079 | 665.4571
1817.44 | 11.7098 | 0.36314 | 11.0672 | 302.1818 | 0 | 76.3741 | 124.0071 | 31.8% | 401.696 | 389.9862 | 525.7031 | 513.9932
1817.555 | 14.0888 | 0.43461 | 12.8732 | 189.9506 | 3.9234e-11 | 89.0683 | 124.1938 | 42.48% | 306.4154 | 292.3266 | 430.6092 | 416.5204
1817.67 | 14.6286 | 0.45161 | 13.279 | 162.4213 | 6.1966e-11 | 92.0585 | 124.3807 | 46.37% | 282.839 | 268.2104 | 407.2197 | 392.5911
1817.785 | 14.8032 | 0.45738 | 13.3956 | 155.7494 | 6.0681e-11 | 92.9793 | 124.5679 | 47.44% | 277.385 | 262.5818 | 401.9529 | 387.1497
1817.9 | 14.4948 | 0.44865 | 13.1816 | 166.8152 | 6.2204e-11 | 91.5036 | 124.7554 | 45.87% | 286.4438 | 271.949 | 411.1992 | 396.7044
1818.015 | 13.4186 | 0.4171 | 12.4328 | 205.9098 | 3.2281e-11 | 86.2185 | 124.9431 | 40.97% | 318.3968 | 304.9782 | 443.3399 | 429.9213
1818.13 | 11.6111 | 0.36337 | 11.1072 | 281.1479 | 2.5566e-11 | 76.8867 | 125.1311 | 33.86% | 381.1162 | 369.5052 | 506.2473 | 494.6363
1818.245 | 8.6166 | 0.27268 | 8.6869 | 441.8617 | 4.3446e-11 | 59.9966 | 125.3193 | 24.53% | 519.4345 | 510.8178 | 644.7538 | 636.1372
1818.36 | 4.7062 | 0.15155 | 5.1469 | 726.2297 | 3.524e-11 | 35.462 | 125.5078 | 16.36% | 771.6964 | 766.9902 | 897.2043 | 892.498
1818.475 | 1.6858 | 0.055797 | 2.1175 | 1004.1625 | 0 | 14.5406 | 125.6966 | 12.31% | 1022.5622 | 1020.8764 | 1148.2588 | 1146.573
1818.59 | 0.6247 | 0.021878 | 1.0539 | 1088.7018 | 0 | 7.16 | 125.8856 | 11.48% | 1097.5622 | 1096.9375 | 1223.4478 | 1222.8231
1818.705 | 1.0499 | 0.03531 | 1.5857 | 1025.3855 | 0 | 10.6453 | 126.0748 | 12.15% | 1038.7016 | 1037.6517 | 1164.7765 | 1163.7266
1818.82 | 3.2439 | 0.1021 | 3.7485 | 854.8063 | 0 | 24.986 | 126.2644 | 14.29% | 886.8868 | 883.6429 | 1013.1511 | 1009.9072
1818.935 | 7.3484 | 0.22469 | 7.5323 | 567.7198 | 0 | 49.9921 | 126.4542 | 20.22% | 632.8174 | 625.469 | 759.2715 | 751.9231
1819.05 | 11.0815 | 0.33328 | 10.7527 | 340.2005 | 0 | 71.0563 | 126.6442 | 29.99% | 433.4243 | 422.3428 | 560.0685 | 548.987
1819.165 | 12.8975 | 0.38379 | 12.2086 | 251.6907 | 0 | 80.2745 | 126.8345 | 36.81% | 357.4551 | 344.5576 | 484.2896 | 471.3921
1819.28 | 13.1876 | 0.39035 | 12.4469 | 240.5523 | 4.7088e-11 | 81.428 | 127.0251 | 37.94% | 348.0052 | 334.8176 | 475.0303 | 461.8426
1819.395 | 12.5542 | 0.37118 | 11.9965 | 267.3172 | 1.3627e-11 | 78.1098 | 127.2159 | 35.56% | 370.3488 | 357.7947 | 497.5647 | 485.0106
1819.51 | 10.8811 | 0.32313 | 10.7358 | 340.8371 | 1.7612e-07 | 69.6155 | 127.407 | 30.23% | 432.3927 | 421.5115 | 559.7996 | 548.9185
1819.625 | 8.1439 | 0.24519 | 8.5896 | 465.9754 | 1.3898e-05 | 55.5021 | 127.5983 | 24.06% | 538.4562 | 530.3123 | 666.0546 | 657.9106
1819.74 | 5.614 | 0.17265 | 6.5088 | 588.1712 | 0.00041549 | 41.9112 | 127.7899 | 20.07% | 642.3783 | 636.7643 | 770.1683 | 764.5542
1819.855 | 4.1241 | 0.12911 | 5.1825 | 670.5255 | 0.0047051 | 33.2594 | 127.9818 | 18.05% | 713.2253 | 709.1012 | 841.2071 | 837.083
1819.97 | 3.0412 | 0.096225 | 4.0321 | 763.8796 | 0.020183 | 25.8137 | 128.1739 | 16.15% | 796.883 | 793.8418 | 925.0569 | 922.0157
1820.085 | 1.6525 | 0.053046 | 2.3565 | 938.8587 | 0.032793 | 15.0632 | 128.3663 | 13.42% | 958.0167 | 956.3642 | 1086.383 | 1084.7305
1820.2 | 0.53328 | 0.017534 | 0.85595 | 1149.939 | 0.020183 | 5.465 | 128.559 | 11.12% | 1156.8309 | 1156.2976 | 1285.3899 | 1284.8566
1820.315 | 0.094238 | 0.0031964 | 0.17768 | 1301.9923 | 0.0047051 | 1.1333 | 128.7519 | 9.879% | 1303.4054 | 1303.3112 | 1432.1573 | 1432.0631
1820.43 | 0.0087357 | 0.00030789 | 0.020189 | 1365.1385 | 0.00041549 | 0.12866 | 128.9451 | 9.445% | 1365.2968 | 1365.288 | 1494.2418 | 1494.2331
1820.545 | 0.0014182 | 5.0923e-05 | 0.0037062 | 1374.9244 | 0.14366 | 0.023462 | 129.1385 | 9.391% | 1375.0967 | 1375.0953 | 1504.2352 | 1504.2338
1820.66 | 0.018994 | 0.00064829 | 0.038704 | 1353.562 | 11.3374 | 0.24434 | 129.3322 | 9.474% | 1365.2021 | 1365.1831 | 1494.5343 | 1494.5153
1820.775 | 0.18228 | 0.0059949 | 0.30856 | 1283.9281 | 338.9415 | 1.9481 | 129.5262 | 7.97% | 1625.3145 | 1625.1322 | 1754.8407 | 1754.6584
1820.89 | 0.90475 | 0.028929 | 1.3284 | 1113.833 | 3838.2466 | 8.3876 | 129.7204 | 2.614% | 4962.7292 | 4961.8245 | 5092.4496 | 5091.5449
1821.005 | 2.4848 | 0.077721 | 3.2872 | 874.3669 | 16464.0909 | 20.7566 | 129.9149 | 0.7482% | 17365.0641 | 17362.5793 | 17494.979 | 17492.4942
1821.12 | 4.1961 | 0.12931 | 5.1885 | 693.9188 | 26750.9607 | 32.7665 | 130.1097 | 0.4734% | 27487.16 | 27482.9639 | 27617.2696 | 27613.0735
1821.235 | 4.6641 | 0.14315 | 5.6601 | 662.8732 | 16464.0909 | 35.7494 | 130.3047 | 0.759% | 17173.1808 | 17168.5167 | 17303.4855 | 17298.8214
1821.35 | 3.3764 | 0.10438 | 4.2324 | 808.9604 | 3838.2474 | 26.7359 | 130.5 | 2.789% | 4681.657 | 4678.2805 | 4812.1569 | 4808.7805
1821.465 | 1.5518 | 0.04891 | 2.1301 | 1037.4519 | 338.9665 | 13.4589 | 130.6955 | 9.389% | 1393.6081 | 1392.0563 | 1524.3037 | 1522.7519
1821.58 | 0.89634 | 0.029205 | 1.3969 | 1112.8828 | 11.6209 | 8.8356 | 130.8914 | 11.53% | 1135.6617 | 1134.7654 | 1266.5531 | 1265.6567
1821.695 | 1.3941 | 0.045488 | 2.1392 | 991.5399 | 1.3596 | 13.5423 | 131.0875 | 13% | 1010.0206 | 1008.6265 | 1141.108 | 1139.7139
1821.81 | 1.6617 | 0.05416 | 2.5297 | 922.9994 | 1.9757 | 16.0209 | 131.2838 | 13.91% | 945.2416 | 943.5799 | 1076.5254 | 1074.8638
1821.925 | 1.084 | 0.035649 | 1.7171 | 1042.5375 | 1.2166 | 10.8784 | 131.4805 | 12.45% | 1057.4692 | 1056.3852 | 1188.9497 | 1187.8657
1822.04 | 0.41097 | 0.013781 | 0.70976 | 1218.5025 | 0.28635 | 4.4988 | 131.6773 | 10.76% | 1224.4222 | 1224.0112 | 1356.0995 | 1355.6886
1822.155 | 0.30791 | 0.010474 | 0.56316 | 1246.132 | 0.030743 | 3.5726 | 131.8745 | 10.55% | 1250.6168 | 1250.3089 | 1382.4913 | 1382.1834
1822.27 | 0.91022 | 0.029925 | 1.4419 | 1097.7904 | 0.0060353 | 9.1443 | 132.0719 | 11.92% | 1109.3228 | 1108.4126 | 1241.3947 | 1240.4845
1822.385 | 2.1757 | 0.06929 | 3.0047 | 905.0807 | 0.0022584 | 19.044 | 132.2696 | 14.27% | 929.3766 | 927.2009 | 1061.6462 | 1059.4705
1822.5 | 3.059 | 0.096175 | 3.9899 | 811.6824 | 0.00044001 | 25.2712 | 132.4676 | 15.75% | 844.0991 | 841.0401 | 976.5667 | 973.5077
1822.615 | 2.3068 | 0.072858 | 3.0764 | 925.4399 | 3.6046e-05 | 19.4669 | 132.6658 | 13.99% | 950.3628 | 948.056 | 1083.0287 | 1080.7219
1822.73 | 1.2782 | 0.040702 | 1.8051 | 1080.0348 | 1.1701e-06 | 11.3863 | 132.8643 | 12.15% | 1094.5452 | 1093.267 | 1227.4095 | 1226.1313
1822.845 | 2.1931 | 0.067208 | 2.7238 | 992.4834 | 1.4543e-08 | 17.0839 | 133.0631 | 13.14% | 1014.5513 | 1012.3583 | 1147.6144 | 1145.4214
1822.96 | 5.6607 | 0.1677 | 6.1105 | 700.423 | 0 | 38.241 | 133.2622 | 17.89% | 750.603 | 744.9422 | 883.8652 | 878.2044
1823.075 | 10.0645 | 0.29177 | 9.9765 | 425.2874 | 1.2241e-11 | 62.3136 | 133.4615 | 26.81% | 507.9338 | 497.8693 | 641.3953 | 631.3308
1823.19 | 13.0595 | 0.37376 | 12.3836 | 278.5424 | 0 | 77.1569 | 133.6611 | 36.28% | 381.5162 | 368.4566 | 515.1772 | 502.1177
1823.305 | 14.1636 | 0.40272 | 13.2227 | 233.0519 | 3.2512e-11 | 82.1351 | 133.8609 | 40.71% | 342.976 | 328.8124 | 476.8369 | 462.6733
1823.42 | 14.6021 | 0.41318 | 13.5391 | 218.6213 | 0 | 83.8091 | 134.0611 | 42.37% | 330.9848 | 316.3826 | 465.0458 | 450.4437
1823.535 | 15.4767 | 0.43499 | 14.1509 | 190.4135 | 9.731e-11 | 87.2894 | 134.2615 | 45.93% | 307.7655 | 292.2888 | 442.027 | 426.5502
1823.65 | 16.2588 | 0.45433 | 14.6987 | 165.3507 | 3.2568e-11 | 90.3695 | 134.4621 | 49.64% | 287.132 | 270.8732 | 421.5941 | 405.3353
1823.765 | 16.4818 | 0.45904 | 14.8609 | 158.8622 | 6.9507e-11 | 91.0884 | 134.6631 | 50.76% | 281.7523 | 265.2705 | 416.4154 | 399.9336
1823.88 | 16.3944 | 0.45584 | 14.8094 | 162.5814 | 2.3263e-11 | 90.5373 | 134.8643 | 50.25% | 284.7784 | 268.384 | 419.6428 | 403.2483
1823.995 | 16.1918 | 0.44987 | 14.6772 | 170.3093 | 2.8842e-11 | 89.543 | 135.0658 | 49.12% | 291.1712 | 274.9794 | 426.237 | 410.0452
1824.11 | 15.8914 | 0.44154 | 14.4769 | 180.7919 | 0 | 88.1737 | 135.2676 | 47.65% | 299.7755 | 283.8841 | 435.0431 | 419.1517
1824.225 | 15.6741 | 0.43556 | 14.3314 | 188.067 | 0 | 87.178 | 135.4696 | 46.71% | 305.6861 | 290.012 | 441.1557 | 425.4816
1824.34 | 15.5171 | 0.43128 | 14.2252 | 193.4579 | 0 | 86.4535 | 135.6719 | 46.06% | 310.0849 | 294.5678 | 445.7568 | 430.2397
1824.455 | 15.3669 | 0.42726 | 14.121 | 198.7977 | 0 | 85.7614 | 135.8745 | 45.43% | 314.4743 | 299.1074 | 450.3488 | 434.9819
1824.57 | 14.8091 | 0.41252 | 13.7151 | 220.9264 | 5.04e-11 | 83.2535 | 136.0774 | 42.75% | 333.1166 | 318.3075 | 469.1939 | 454.3849
1824.685 | 12.8605 | 0.36042 | 12.2071 | 311.3019 | 0 | 74.0721 | 136.2805 | 34.25% | 410.8022 | 397.9417 | 547.0827 | 534.2222
1824.8 | 8.9415 | 0.25387 | 8.9675 | 526.1411 | 0.21797 | 54.3977 | 136.4839 | 23.13% | 598.9195 | 589.9781 | 735.4035 | 726.462
1824.915 | 5.5096 | 0.15995 | 6.0664 | 724.8861 | 17.3859 | 36.7831 | 136.6876 | 17.41% | 790.7912 | 785.2816 | 927.4788 | 921.9692
1825.03 | 6.1416 | 0.17839 | 6.7423 | 665.3017 | 528.7064 | 40.8566 | 136.8916 | 11.02% | 1247.927 | 1241.7854 | 1384.8185 | 1378.677
1825.145 | 8.9501 | 0.25635 | 9.2428 | 483.5282 | 6254.4082 | 55.987 | 137.0958 | 2.015% | 6812.3727 | 6803.4226 | 6949.4685 | 6940.5184
1825.26 | 9.8457 | 0.28148 | 10.0722 | 419.9702 | 29854.2588 | 60.9854 | 137.3003 | 0.4525% | 30355.4137 | 30345.568 | 30492.714 | 30482.8684
1825.375 | 8.895 | 0.25613 | 9.358 | 456.1279 | 61487.7389 | 56.6287 | 137.5051 | 0.2217% | 62019.0046 | 62010.1096 | 62156.5098 | 62147.6148
1825.49 | 8.2346 | 0.23837 | 8.8465 | 483.1308 | 58933.8205 | 53.4957 | 137.7102 | 0.2315% | 59487.7666 | 59479.5319 | 59625.4768 | 59617.2421
1825.605 | 7.9523 | 0.23056 | 8.6084 | 499.662 | 26720.8077 | 52.019 | 137.9155 | 0.5055% | 27289.28 | 27281.3276 | 27427.1955 | 27419.2432
1825.72 | 6.7852 | 0.19824 | 7.5876 | 568.4338 | 5391.1811 | 45.8199 | 138.1212 | 2.297% | 6020.0058 | 6013.2206 | 6158.127 | 6151.3418
1825.835 | 4.6806 | 0.13912 | 5.6284 | 709.5033 | 459.589 | 33.9663 | 138.3271 | 11.44% | 1213.5067 | 1208.8261 | 1351.8338 | 1347.1532
1825.95 | 2.4822 | 0.075649 | 3.3255 | 912.8023 | 28.1936 | 20.0556 | 138.5333 | 14.36% | 966.9348 | 964.4526 | 1105.4681 | 1102.9859
1826.065 | 0.91817 | 0.028845 | 1.4112 | 1150.3243 | 7.17 | 8.5061 | 138.7397 | 11.88% | 1168.3587 | 1167.4405 | 1307.0984 | 1306.1802
1826.18 | 0.21078 | 0.0068549 | 0.38097 | 1356.4217 | 1.5106 | 2.2952 | 138.9465 | 10.21% | 1360.8261 | 1360.6154 | 1499.7726 | 1499.5618
1826.295 | 0.027605 | 0.00093047 | 0.059289 | 1472.6058 | 0.12947 | 0.35704 | 139.1535 | 9.446% | 1473.1802 | 1473.1526 | 1612.3337 | 1612.3061
1826.41 | 0.0064568 | 0.00022899 | 0.018238 | 1496.9968 | 0.00434 | 0.10937 | 139.3608 | 9.309% | 1497.1355 | 1497.129 | 1636.4963 | 1636.4898
1826.525 | 0.048308 | 0.0016327 | 0.10993 | 1440.0951 | 0.0015658 | 0.65814 | 139.5684 | 9.686% | 1440.9147 | 1440.8664 | 1580.4831 | 1580.4347
1826.64 | 0.32189 | 0.010287 | 0.55849 | 1298.7581 | 0.040905 | 3.3425 | 139.7763 | 10.73% | 1303.0321 | 1302.7102 | 1442.8084 | 1442.4865
1826.755 | 1.3099 | 0.040286 | 1.8783 | 1087.8446 | 0.98627 | 11.2374 | 139.9844 | 12.7% | 1103.2968 | 1101.9869 | 1243.2812 | 1241.9713
1826.87 | 3.2055 | 0.096174 | 4.0904 | 852.969 | 11.5561 | 24.4643 | 140.1928 | 15.7% | 896.3814 | 893.1759 | 1036.5742 | 1033.3687
1826.985 | 5.2856 | 0.15573 | 6.2376 | 672.0533 | 58.0275 | 37.2937 | 140.4015 | 18.15% | 779.0535 | 773.7679 | 919.4551 | 914.1695
1827.1 | 7.1568 | 0.20748 | 7.9182 | 555.7115 | 131.4671 | 47.3213 | 140.6105 | 18.93% | 749.7823 | 742.6255 | 890.3928 | 883.236
1827.215 | 9.0021 | 0.25739 | 9.4329 | 464.2774 | 141.4068 | 56.3482 | 140.8198 | 20.96% | 680.7248 | 671.7227 | 821.5446 | 812.5425
1827.33 | 10.2345 | 0.29045 | 10.4116 | 407.9944 | 70.2002 | 62.1706 | 141.0294 | 25.59% | 561.3017 | 551.0673 | 702.3311 | 692.0966
1827.445 | 10.2116 | 0.28988 | 10.3924 | 409.068 | 14.8795 | 62.0434 | 141.2392 | 28.44% | 506.8848 | 496.6732 | 648.124 | 637.9124
1827.56 | 9.249 | 0.26423 | 9.6308 | 454.7671 | 1.2642 | 57.5059 | 141.4493 | 27.02% | 532.6812 | 523.4322 | 674.1305 | 664.8816
1827.675 | 8.027 | 0.23132 | 8.6214 | 523.4551 | 0.041658 | 51.5067 | 141.6597 | 24.26% | 591.8832 | 583.8562 | 733.5429 | 725.5159
1827.79 | 7.0581 | 0.20519 | 7.8048 | 580.2105 | 0.00052309 | 46.6748 | 141.8704 | 22.35% | 641.9539 | 634.8958 | 783.8243 | 776.7662
1827.905 | 6.7692 | 0.19759 | 7.5525 | 593.5721 | 1.0762e-05 | 45.2232 | 142.0814 | 21.98% | 653.3146 | 646.5453 | 795.396 | 788.6267
1828.02 | 5.4698 | 0.16109 | 6.2991 | 693.9899 | 0.00032172 | 37.7617 | 142.2927 | 19.28% | 743.6819 | 738.2122 | 885.9746 | 880.5048
1828.135 | 2.9757 | 0.089347 | 3.7029 | 951.0368 | 0.0036433 | 22.2207 | 142.5042 | 14.59% | 980.0291 | 977.0534 | 1122.5333 | 1119.5576
1828.25 | 1.0545 | 0.032563 | 1.4785 | 1218.3922 | 0.015628 | 8.8816 | 142.716 | 11.61% | 1229.855 | 1228.8005 | 1372.5711 | 1371.5166
1828.365 | 0.57662 | 0.018575 | 0.94905 | 1270.285 | 0.025392 | 5.7119 | 142.9282 | 11.19% | 1277.5666 | 1276.99 | 1420.4947 | 1419.9181
1828.48 | 1.0728 | 0.034559 | 1.7332 | 1119.4171 | 0.015628 | 10.4368 | 143.1406 | 12.65% | 1132.7102 | 1131.6374 | 1275.8508 | 1274.778
1828.595 | 1.4353 | 0.046027 | 2.2706 | 1021.7492 | 0.0036433 | 13.6706 | 143.3533 | 13.81% | 1039.1753 | 1037.7401 | 1182.5286 | 1181.0933
1828.71 | 1.022 | 0.032967 | 1.6629 | 1121.2738 | 0.00032172 | 10.0098 | 143.5662 | 12.67% | 1134.0017 | 1132.9798 | 1277.568 | 1276.546
1828.825 | 0.38144 | 0.012473 | 0.66378 | 1324.3369 | 0.0019196 | 3.9947 | 143.7795 | 10.82% | 1329.3912 | 1329.0097 | 1473.1707 | 1472.7892
1828.94 | 0.10703 | 0.0035528 | 0.20421 | 1449.3561 | 0.15268 | 1.2271 | 143.9931 | 9.924% | 1451.0507 | 1450.9437 | 1595.0438 | 1594.9367
1829.055 | 0.3 | 0.0096192 | 0.49598 | 1390.0199 | 4.6637 | 2.972 | 144.2069 | 10.31% | 1398.4612 | 1398.1612 | 1542.6681 | 1542.3681
1829.17 | 1.2564 | 0.038984 | 1.7865 | 1163.3359 | 55.7783 | 10.696 | 144.421 | 11.73% | 1232.892 | 1231.6356 | 1377.313 | 1376.0566
1829.285 | 3.1443 | 0.095169 | 4.0039 | 890.6903 | 272.8456 | 23.9499 | 144.6354 | 12.14% | 1194.7291 | 1191.5848 | 1339.3646 | 1336.2202
1829.4 | 5.1949 | 0.15441 | 6.139 | 693.6274 | 587.3854 | 36.6761 | 144.8501 | 10.94% | 1329.1772 | 1323.9823 | 1474.0273 | 1468.8324
1829.515 | 6.3828 | 0.18787 | 7.2762 | 606.0927 | 595.5873 | 43.3993 | 145.0651 | 11.58% | 1258.9263 | 1252.5435 | 1403.9914 | 1397.6086
1829.63 | 6.2887 | 0.18501 | 7.199 | 612.341 | 282.9124 | 42.8544 | 145.2804 | 15.37% | 951.7805 | 945.4918 | 1097.0609 | 1090.7723
1829.745 | 5.0571 | 0.15004 | 6.0357 | 703.4417 | 58.5684 | 35.8575 | 145.496 | 18.1% | 809.1105 | 804.0534 | 954.6065 | 949.5494
1829.86 | 3.1327 | 0.094459 | 4.0318 | 891.3025 | 4.9249 | 23.9113 | 145.7119 | 15.77% | 927.3977 | 924.265 | 1073.1096 | 1069.9768
1829.975 | 1.3173 | 0.040645 | 1.8895 | 1157.1156 | 0.1616 | 11.1919 | 145.928 | 12.47% | 1171.7165 | 1170.3992 | 1317.6445 | 1316.3272
1830.09 | 0.34801 | 0.011087 | 0.58099 | 1383.0561 | 0.0020234 | 3.4371 | 146.1445 | 10.54% | 1387.4353 | 1387.0873 | 1533.5798 | 1533.2318
1830.205 | 0.20959 | 0.0067732 | 0.37985 | 1424.2761 | 3.8718e-11 | 2.238 | 146.3612 | 10.26% | 1427.1103 | 1426.9007 | 1573.4715 | 1573.2619
1830.32 | 0.78645 | 0.024597 | 1.2208 | 1258.1927 | 8.5508e-11 | 7.1824 | 146.5783 | 11.57% | 1267.407 | 1266.6205 | 1413.9852 | 1413.1988
1830.435 | 2.0954 | 0.064057 | 2.9222 | 1009.9466 | 5.6821e-11 | 17.1852 | 146.7956 | 14.25% | 1032.2134 | 1030.1181 | 1179.009 | 1176.9136
1830.55 | 3.5083 | 0.10562 | 4.5711 | 827.7476 | 1.4482e-11 | 26.8692 | 147.0132 | 17.11% | 862.8018 | 859.2935 | 1009.815 | 1006.3067
1830.665 | 4.0492 | 0.12128 | 5.1628 | 773.3589 | 5.6873e-11 | 30.3307 | 147.2311 | 18.2% | 813.0229 | 808.9737 | 960.254 | 956.2048
1830.78 | 3.3316 | 0.10043 | 4.3752 | 850.6465 | 3.1497e-12 | 25.6892 | 147.4493 | 16.74% | 884.143 | 880.8113 | 1031.5923 | 1028.2606
1830.895 | 1.8673 | 0.05728 | 2.6562 | 1040.0599 | 5.7267e-10 | 15.5882 | 147.6678 | 13.95% | 1060.229 | 1058.3616 | 1207.8968 | 1206.0294
1831.01 | 0.65747 | 0.020706 | 1.0591 | 1274.9252 | 1.5351e-08 | 6.2128 | 147.8866 | 11.53% | 1282.8753 | 1282.2178 | 1430.7619 | 1430.1044
1831.125 | 0.13489 | 0.0043931 | 0.25669 | 1466.3782 | 1.7361e-07 | 1.5051 | 148.1057 | 10.09% | 1468.2793 | 1468.1444 | 1616.385 | 1616.2501
1831.24 | 0.029056 | 0.00098181 | 0.066182 | 1547.182 | 7.4457e-07 | 0.38759 | 148.3251 | 9.584% | 1547.6658 | 1547.6367 | 1695.9908 | 1695.9618
1831.355 | 0.13208 | 0.004293 | 0.2483 | 1486.4803 | 1.2099e-06 | 1.4531 | 148.5447 | 9.982% | 1488.3181 | 1488.186 | 1636.8628 | 1636.7307
1831.47 | 0.66306 | 0.020839 | 1.0552 | 1295.4996 | 7.4465e-07 | 6.1774 | 148.7647 | 11.42% | 1303.4161 | 1302.753 | 1452.1808 | 1451.5177
1831.585 | 1.9643 | 0.06002 | 2.7375 | 1045.0457 | 1.7362e-07 | 16.0338 | 148.985 | 14% | 1065.8413 | 1063.877 | 1214.8263 | 1212.862
1831.7 | 3.7897 | 0.11332 | 4.7853 | 828.6599 | 1.5338e-08 | 28.0457 | 149.2055 | 17.32% | 865.394 | 861.6042 | 1014.5995 | 1010.8097
1831.815 | 5.2743 | 0.15578 | 6.286 | 699.3377 | 5.3292e-10 | 36.8727 | 149.4264 | 20.12% | 747.9265 | 742.6521 | 897.3528 | 892.0785
1831.93 | 6.0638 | 0.17812 | 7.0206 | 642.8395 | 0 | 41.2293 | 149.6475 | 21.65% | 697.3314 | 691.2676 | 846.9789 | 840.9151
1832.045 | 6.5292 | 0.19122 | 7.4216 | 614.4296 | 0 | 43.6411 | 149.869 | 22.51% | 672.2127 | 665.6835 | 822.0816 | 815.5525
1832.16 | 6.3952 | 0.18766 | 7.2838 | 625.2058 | 0 | 42.883 | 150.0907 | 22.22% | 681.9554 | 675.5602 | 832.0461 | 825.6509
1832.275 | 5.1546 | 0.1529 | 6.1062 | 718.3642 | 2.2477e-06 | 35.9894 | 150.3128 | 19.76% | 765.7672 | 760.6126 | 916.08 | 910.9254
1832.39 | 3.1469 | 0.09519 | 4.0341 | 914.3228 | 0.0040941 | 23.7997 | 150.5351 | 15.98% | 945.4028 | 942.2559 | 1095.9379 | 1092.791
1832.505 | 1.3122 | 0.040762 | 1.8858 | 1188.0379 | 0.31443 | 11.1341 | 150.7578 | 12.55% | 1202.7251 | 1201.413 | 1353.4829 | 1352.1707
1832.62 | 0.34742 | 0.011164 | 0.58069 | 1425.307 | 9.3016 | 3.4308 | 150.9807 | 10.49% | 1438.9787 | 1438.6313 | 1589.9594 | 1589.612
1832.735 | 0.19227 | 0.0062851 | 0.34626 | 1477.9169 | 104.9108 | 2.0473 | 151.204 | 9.538% | 1585.4199 | 1585.2276 | 1736.6238 | 1736.4316
1832.85 | 0.71633 | 0.022751 | 1.115 | 1314.2504 | 449.3267 | 6.5906 | 151.4275 | 8.549% | 1772.0217 | 1771.3054 | 1923.4492 | 1922.7328
1832.965 | 1.7948 | 0.056034 | 2.5725 | 1077.7611 | 729.6463 | 15.1979 | 151.6513 | 8.309% | 1827.0286 | 1825.2339 | 1978.68 | 1976.8852
1833.08 | 2.4663 | 0.076508 | 3.4397 | 975.0904 | 448.9681 | 20.3063 | 151.8755 | 10.49% | 1450.3473 | 1447.881 | 1602.2228 | 1599.7565
1833.195 | 2.4437 | 0.075846 | 3.4367 | 996.4874 | 104.6585 | 20.2543 | 152.0999 | 13.52% | 1127.3564 | 1124.9127 | 1279.4564 | 1277.0127
1833.31 | 3.1409 | 0.095873 | 4.1612 | 928.403 | 9.2417 | 24.4598 | 152.3247 | 15.76% | 969.5026 | 966.3617 | 1121.8273 | 1118.6863
1833.425 | 4.7088 | 0.14048 | 5.7118 | 770.8012 | 0.30913 | 33.5012 | 152.5497 | 18.82% | 815.1727 | 810.4638 | 967.7224 | 963.0136
1833.54 | 6.4246 | 0.18805 | 7.2672 | 637.498 | 0.0039167 | 42.5335 | 152.7751 | 22.22% | 693.9153 | 687.4907 | 846.6903 | 840.2657
1833.655 | 7.9855 | 0.23045 | 8.5932 | 546.7929 | 0 | 50.1901 | 153.0007 | 25.26% | 613.7922 | 605.8067 | 766.7929 | 758.8074
1833.77 | 8.5987 | 0.24677 | 9.104 | 518.2447 | 1.5442e-11 | 53.0704 | 153.2267 | 26.39% | 589.2646 | 580.6659 | 742.4912 | 733.8926
1833.885 | 7.7525 | 0.22314 | 8.3575 | 584.2129 | 3.3028e-11 | 48.6328 | 153.4529 | 23.92% | 649.1789 | 641.4263 | 802.6318 | 794.8792
1834 | 5.6301 | 0.16405 | 6.4263 | 754.6111 | 1.1608e-11 | 37.3333 | 153.6795 | 19.25% | 804.1649 | 798.5348 | 957.8443 | 952.2143
1834.115 | 4.1034 | 0.12131 | 5.0076 | 880.1257 | 3.6612e-11 | 29.029 | 153.9063 | 16.83% | 918.3869 | 914.2836 | 1072.2932 | 1068.1899
1834.23 | 4.0019 | 0.11867 | 4.9577 | 870.5816 | 6.6151e-12 | 28.6917 | 154.1335 | 17.04% | 908.3515 | 904.3496 | 1062.485 | 1058.4831
1834.345 | 3.1875 | 0.095476 | 4.1285 | 943.0276 | 1.2546e-11 | 23.8758 | 154.361 | 15.9% | 974.3149 | 971.1274 | 1128.6758 | 1125.4883
1834.46 | 1.7259 | 0.053301 | 2.5573 | 1096.1779 | 0 | 14.7793 | 154.5887 | 13.88% | 1115.2937 | 1113.5678 | 1269.8824 | 1268.1565
1834.575 | 1.0168 | 0.032733 | 1.779 | 1160.0934 | 6.6409e-11 | 10.2742 | 154.8168 | 13.21% | 1173.1961 | 1172.1794 | 1328.013 | 1326.9962
1834.69 | 0.7734 | 0.025282 | 1.4365 | 1201.4674 | 0.00041735 | 8.2937 | 155.0452 | 12.8% | 1211.9966 | 1211.2232 | 1367.0418 | 1366.2684
1834.805 | 0.42784 | 0.014141 | 0.83868 | 1340.5296 | 0.03294 | 4.8421 | 155.2739 | 11.53% | 1346.6854 | 1346.2575 | 1501.9593 | 1501.5314
1834.92 | 0.13146 | 0.0044231 | 0.28057 | 1521.7786 | 0.98476 | 1.6199 | 155.5029 | 10.2% | 1524.7997 | 1524.6683 | 1680.3026 | 1680.1712
1835.035 | 0.021524 | 0.00073922 | 0.051008 | 1626.5129 | 11.1516 | 0.29449 | 155.7322 | 9.507% | 1638.0322 | 1638.0107 | 1793.7644 | 1793.7429
1835.15 | 0.013924 | 0.00048456 | 0.03738 | 1620.9016 | 47.8345 | 0.21574 | 155.9618 | 9.345% | 1669.0037 | 1668.9898 | 1824.9655 | 1824.9516
1835.265 | 0.099894 | 0.0033384 | 0.21302 | 1523.3397 | 77.7219 | 1.2293 | 156.1917 | 9.747% | 1602.6071 | 1602.5072 | 1758.7988 | 1758.6989
1835.38 | 0.42801 | 0.013943 | 0.7875 | 1361.3096 | 47.8345 | 4.5437 | 156.4219 | 11.06% | 1414.9174 | 1414.4893 | 1571.3393 | 1570.9113
1835.495 | 0.96226 | 0.030922 | 1.6436 | 1192.3916 | 11.1516 | 9.4816 | 156.6525 | 12.9% | 1215.6615 | 1214.6993 | 1372.314 | 1371.3517
1835.61 | 1.1686 | 0.037422 | 1.9605 | 1143.0792 | 0.98476 | 11.3068 | 156.8833 | 13.56% | 1158.5372 | 1157.3686 | 1315.4205 | 1314.252
1835.725 | 0.78073 | 0.025202 | 1.3618 | 1256.9463 | 0.03294 | 7.8519 | 157.1145 | 12.41% | 1266.9989 | 1266.2182 | 1424.1134 | 1423.3327
1835.84 | 0.30381 | 0.01004 | 0.5979 | 1393.157 | 0.00041735 | 3.4456 | 157.3459 | 11.26% | 1397.5147 | 1397.2109 | 1554.8607 | 1554.5568
1835.955 | 0.10179 | 0.0035588 | 0.26592 | 1444.37 | 3.1105e-11 | 1.5307 | 157.5777 | 10.9% | 1446.272 | 1446.1702 | 1603.8497 | 1603.7479
1836.07 | 0.044386 | 0.0016284 | 0.14489 | 1504.7316 | 1.0632e-10 | 0.8334 | 157.8098 | 10.48% | 1505.7559 | 1505.7115 | 1663.5657 | 1663.5213
1836.185 | 0.01423 | 0.00053293 | 0.051637 | 1609.6443 | 9.0309e-10 | 0.2969 | 158.0422 | 9.816% | 1610.0076 | 1609.9934 | 1768.0497 | 1768.0355
1836.3 | 0.0024704 | 9.3568e-05 | 0.009631 | 1683.3119 | 3.8918e-09 | 0.05535 | 158.2749 | 9.402% | 1683.3794 | 1683.3769 | 1841.6543 | 1841.6518
1836.415 | 0.0032112 | 0.00011372 | 0.0094816 | 1693.7469 | 6.3808e-09 | 0.054281 | 158.5079 | 9.358% | 1693.814 | 1693.8108 | 1852.3218 | 1852.3186
1836.53 | 0.033637 | 0.0011496 | 0.080382 | 1639.0216 | 3.8303e-09 | 0.46006 | 158.7412 | 9.682% | 1639.5968 | 1639.5632 | 1798.338 | 1798.3044
1836.645 | 0.19164 | 0.0063803 | 0.39497 | 1496.9001 | 9.0422e-10 | 2.2608 | 158.9748 | 10.6% | 1499.7539 | 1499.5623 | 1658.7288 | 1658.5371
1836.76 | 0.60896 | 0.019804 | 1.1123 | 1302.9925 | 6.5611e-11 | 6.3685 | 159.2088 | 12.15% | 1311.1022 | 1310.4932 | 1470.3109 | 1469.702
1836.875 | 1.1797 | 0.037724 | 1.98 | 1144.5443 | 2.5989e-11 | 11.3416 | 159.443 | 13.77% | 1159.0832 | 1157.9036 | 1318.5262 | 1317.3466
1836.99 | 1.4848 | 0.047213 | 2.4141 | 1079.8153 | 0 | 13.8379 | 159.6776 | 14.57% | 1097.5993 | 1096.1145 | 1257.2769 | 1255.7921
1837.105 | 1.268 | 0.040605 | 2.1184 | 1119.1611 | 3.1729e-11 | 12.1534 | 159.9125 | 14.11% | 1134.7415 | 1133.4735 | 1294.654 | 1293.386
1837.22 | 0.74669 | 0.024342 | 1.3506 | 1247.253 | 6.9769e-10 | 7.7551 | 160.1477 | 12.75% | 1257.1297 | 1256.383 | 1417.2774 | 1416.5307
1837.335 | 0.28975 | 0.0096841 | 0.59023 | 1433.4179 | 8.0677e-09 | 3.3913 | 160.3832 | 11.16% | 1437.6988 | 1437.4091 | 1598.082 | 1597.7923
1837.45 | 0.067706 | 0.0023315 | 0.15984 | 1597.2948 | 3.4632e-08 | 0.91879 | 160.619 | 10.05% | 1598.4435 | 1598.3758 | 1759.0625 | 1758.9948
1837.565 | 0.0088387 | 0.00031403 | 0.024731 | 1659.6815 | 5.6232e-08 | 0.14221 | 160.8551 | 9.691% | 1659.8576 | 1659.8488 | 1820.7128 | 1820.7039
1837.68 | 0.00069586 | 2.5873e-05 | 0.0031247 | 1661.1713 | 3.461e-08 | 0.017978 | 161.0916 | 9.697% | 1661.1931 | 1661.1924 | 1822.2847 | 1822.284
1837.795 | 0.00014815 | 5.8436e-06 | 0.0011544 | 1686.7068 | 8.1205e-09 | 0.006643 | 161.3284 | 9.565% | 1686.7147 | 1686.7146 | 1848.0431 | 1848.0429
1837.91 | 0.0013592 | 4.9524e-05 | 0.0045726 | 1715.7435 | 7.4152e-10 | 0.026271 | 161.5655 | 9.416% | 1715.7758 | 1715.7744 | 1877.3412 | 1877.3399
1838.025 | 0.015627 | 0.00055611 | 0.04318 | 1678.1114 | 6.8957e-11 | 0.24798 | 161.8029 | 9.64% | 1678.4188 | 1678.4032 | 1840.2216 | 1840.206
1838.14 | 0.088403 | 0.0030881 | 0.21751 | 1556.3041 | 2.4794e-11 | 1.2486 | 162.0406 | 10.4% | 1557.8617 | 1557.7733 | 1719.9023 | 1719.8139
1838.255 | 0.26002 | 0.0089365 | 0.58609 | 1403.7512 | 0 | 3.3627 | 162.2786 | 11.53% | 1407.969 | 1407.7089 | 1570.2476 | 1569.9876
1838.37 | 0.43241 | 0.014697 | 0.92404 | 1311.6683 | 0 | 5.2975 | 162.517 | 12.33% | 1318.3369 | 1317.9045 | 1480.8539 | 1480.4215
1838.485 | 0.54954 | 0.018248 | 1.08 | 1307.9109 | 6.0728e-12 | 6.1818 | 162.7556 | 12.38% | 1315.7405 | 1315.191 | 1478.4961 | 1477.9466
1838.6 | 1.0555 | 0.033271 | 1.6781 | 1260.5083 | 0 | 9.5799 | 162.9946 | 12.82% | 1272.8551 | 1271.7996 | 1435.8497 | 1434.7942
1838.715 | 2.2289 | 0.068311 | 3.1144 | 1078.1718 | 2.8943e-11 | 17.7491 | 163.2339 | 14.85% | 1101.3325 | 1099.1036 | 1264.5664 | 1262.3375
1838.83 | 3.3929 | 0.10256 | 4.4719 | 910.5421 | 0 | 25.4521 | 163.4736 | 17.38% | 943.9616 | 940.5687 | 1107.4351 | 1104.0423
1838.945 | 4.0099 | 0.1203 | 5.1353 | 841.1457 | 7.0638e-11 | 29.1908 | 163.7135 | 18.7% | 879.602 | 875.5921 | 1043.3155 | 1039.3056
1839.06 | 4.0299 | 0.12081 | 5.158 | 839.0475 | 9.4755e-11 | 29.2909 | 163.9538 | 18.77% | 877.6472 | 873.6173 | 1041.601 | 1037.571
1839.175 | 3.482 | 0.10516 | 4.6013 | 889.7444 | 5.8574e-12 | 26.1101 | 164.1943 | 17.84% | 924.0429 | 920.5609 | 1088.2373 | 1084.7553
1839.29 | 2.5745 | 0.078942 | 3.6274 | 984.7982 | 0 | 20.5745 | 164.4352 | 16.3% | 1011.6536 | 1009.0791 | 1176.0889 | 1173.5144
1839.405 | 1.5815 | 0.049559 | 2.4465 | 1121.8906 | 0 | 13.8739 | 164.6765 | 14.47% | 1139.8421 | 1138.2605 | 1304.5185 | 1302.937
1839.52 | 0.74028 | 0.023832 | 1.293 | 1303.13 | 1.2778e-06 | 7.3328 | 164.918 | 12.57% | 1312.52 | 1311.7797 | 1477.438 | 1476.6978
1839.635 | 0.23444 | 0.007782 | 0.47438 | 1500.3144 | 0.00042045 | 2.6904 | 165.1599 | 10.99% | 1503.7218 | 1503.4874 | 1668.8817 | 1668.6473
1839.75 | 0.044678 | 0.0015336 | 0.10745 | 1659.2664 | 0.02824 | 0.60938 | 165.4021 | 9.964% | 1660.0577 | 1660.013 | 1825.4598 | 1825.4151
1839.865 | 0.0047259 | 0.00016835 | 0.013794 | 1751.3031 | 0.78826 | 0.078233 | 165.6446 | 9.454% | 1752.1883 | 1752.1835 | 1917.8329 | 1917.8281
1839.98 | 0.00045311 | 1.7384e-05 | 0.0021837 | 1771.8586 | 8.6862 | 0.012358 | 165.8874 | 9.317% | 1780.5599 | 1780.5594 | 1946.4473 | 1946.4468
1840.095 | 0.0011974 | 4.8105e-05 | 0.0074716 | 1726.8187 | 36.8692 | 0.042211 | 166.1306 | 9.419% | 1763.7388 | 1763.7376 | 1929.8694 | 1929.8682
1840.21 | 0.0036586 | 0.00014519 | 0.020773 | 1660.6299 | 59.6652 | 0.11731 | 166.3741 | 9.67% | 1720.437 | 1720.4334 | 1886.8111 | 1886.8074
1840.325 | 0.0095929 | 0.00035106 | 0.037145 | 1643.1234 | 36.6666 | 0.20948 | 166.6179 | 9.918% | 1680.0466 | 1680.037 | 1846.6645 | 1846.6549
1840.44 | 0.06018 | 0.0020002 | 0.12968 | 1645.9955 | 8.5563 | 0.72939 | 166.862 | 10.08% | 1655.4731 | 1655.4129 | 1822.3351 | 1822.2749
1840.555 | 0.31205 | 0.010123 | 0.57342 | 1535.676 | 0.81226 | 3.2226 | 167.1064 | 10.85% | 1540.6064 | 1540.2943 | 1707.7128 | 1707.4008
1840.67 | 0.89786 | 0.028595 | 1.511 | 1317.2585 | 0.1196 | 8.4863 | 167.3512 | 12.61% | 1328.3019 | 1327.4041 | 1495.6531 | 1494.7553
1840.785 | 1.6623 | 0.05195 | 2.5783 | 1130.6817 | 0.058531 | 14.4682 | 167.5963 | 14.6% | 1149.501 | 1147.8387 | 1317.0973 | 1315.435
1840.9 | 2.2497 | 0.069437 | 3.3107 | 1034.8694 | 0.013648 | 18.5615 | 167.8418 | 15.88% | 1059.0744 | 1056.8247 | 1226.9162 | 1224.6665
1841.015 | 2.3084 | 0.071146 | 3.381 | 1027.1661 | 0.0012234 | 18.9417 | 168.0875 | 16.02% | 1051.8696 | 1049.5612 | 1219.9571 | 1217.6487
1841.13 | 1.7969 | 0.055956 | 2.757 | 1102.1344 | 4.2521e-05 | 15.4372 | 168.3336 | 15.02% | 1122.1815 | 1120.3846 | 1290.5151 | 1288.7182
1841.245 | 1.0459 | 0.033231 | 1.7583 | 1247.6212 | 5.9232e-07 | 9.8414 | 168.58 | 13.39% | 1260.3001 | 1259.2541 | 1428.8801 | 1427.8341
1841.36 | 0.42749 | 0.013949 | 0.81431 | 1446.6086 | 1.0937e-09 | 4.5575 | 168.8267 | 11.63% | 1452.4218 | 1451.9943 | 1621.2486 | 1620.8211
1841.475 | 0.11056 | 0.0037169 | 0.24314 | 1643.318 | 7.7912e-12 | 1.3611 | 169.0738 | 10.28% | 1645.0365 | 1644.926 | 1814.1103 | 1813.9998
1841.59 | 0.016183 | 0.00055917 | 0.041116 | 1751.7485 | 4.8621e-11 | 0.23023 | 169.3212 | 9.664% | 1752.0365 | 1752.0204 | 1921.3577 | 1921.3415
1841.705 | 0.0012221 | 4.3352e-05 | 0.0039787 | 1761.0167 | 6.4623e-10 | 0.022307 | 169.5689 | 9.629% | 1761.0442 | 1761.043 | 1930.6131 | 1930.6119
1841.82 | 8.5248e-05 | 3.2981e-06 | 0.00078219 | 1758.8509 | 1.3699e-08 | 0.0044116 | 169.817 | 9.655% | 1758.8562 | 1758.8561 | 1928.6731 | 1928.673
1841.935 | 3.124e-05 | 1.2817e-06 | 0.00040082 | 1793.8634 | 8.7072e-07 | 0.002267 | 170.0653 | 9.48% | 1793.8661 | 1793.8661 | 1963.9314 | 1963.9314
1842.05 | 7.593e-05 | 3.1621e-06 | 0.00066092 | 1818.8208 | 2.59e-05 | 0.0037661 | 170.314 | 9.364% | 1818.8253 | 1818.8252 | 1989.1393 | 1989.1393
1842.165 | 0.00041065 | 1.7086e-05 | 0.003241 | 1788.579 | 0.00029326 | 0.018491 | 170.5631 | 9.536% | 1788.6015 | 1788.601 | 1959.1645 | 1959.1641
1842.28 | 0.0011564 | 4.7876e-05 | 0.0084979 | 1733.5024 | 0.0012579 | 0.048495 | 170.8124 | 9.853% | 1733.5618 | 1733.5607 | 1904.3743 | 1904.3731
1842.395 | 0.0023365 | 9.1705e-05 | 0.012635 | 1722.7587 | 0.0020439 | 0.072119 | 171.0621 | 9.929% | 1722.8479 | 1722.8455 | 1893.91 | 1893.9077
1842.51 | 0.015874 | 0.00055368 | 0.039505 | 1748.9206 | 0.0012579 | 0.22551 | 171.3122 | 9.794% | 1749.2033 | 1749.1874 | 1920.5155 | 1920.4996
1842.625 | 0.13054 | 0.0043564 | 0.25026 | 1695.1274 | 0.00029326 | 1.4282 | 171.5625 | 10.11% | 1696.9411 | 1696.8105 | 1868.5036 | 1868.3731
1842.74 | 0.59882 | 0.019408 | 0.9922 | 1488.5033 | 0.067352 | 5.6603 | 171.8132 | 11.49% | 1495.8414 | 1495.2425 | 1667.6546 | 1667.0558
1842.855 | 1.6034 | 0.050673 | 2.3671 | 1220.1806 | 5.3137 | 13.4944 | 172.0642 | 13.86% | 1243.0099 | 1241.4065 | 1415.0742 | 1413.4708
1842.97 | 2.9598 | 0.091321 | 3.9551 | 1005.6301 | 158.8579 | 22.5202 | 172.3156 | 14.47% | 1194.0144 | 1191.0546 | 1366.33 | 1363.3702
1843.085 | 4.2493 | 0.12876 | 5.2902 | 867.2158 | 1798.9423 | 30.0706 | 172.5673 | 6.387% | 2705.897 | 2701.6476 | 2878.4643 | 2874.2149
1843.2 | 4.8156 | 0.14474 | 5.8332 | 822.139 | 7716.5402 | 33.0938 | 172.8193 | 2.015% | 8582.5666 | 8577.751 | 8755.3859 | 8750.5703
1843.315 | 4.0848 | 0.12314 | 5.046 | 926.1224 | 12537.922 | 28.5758 | 173.0717 | 1.282% | 13501.8741 | 13497.7893 | 13674.9458 | 13670.861
1843.43 | 2.3871 | 0.072984 | 3.1542 | 1186.3471 | 7716.625 | 17.8295 | 173.3244 | 1.942% | 8926.4158 | 8924.0287 | 9099.7401 | 9097.3531
1843.545 | 1.233 | 0.038502 | 1.8084 | 1377.2077 | 1799.002 | 10.1816 | 173.5774 | 5.444% | 3189.4712 | 3188.2382 | 3363.0486 | 3361.8156
1843.66 | 1.6186 | 0.050104 | 2.328 | 1271.9641 | 158.8721 | 13.0429 | 173.8308 | 12.02% | 1447.8758 | 1446.2572 | 1621.7065 | 1620.0879
1843.775 | 2.561 | 0.07825 | 3.4881 | 1096.3834 | 5.315 | 19.5139 | 174.0844 | 15.48% | 1127.3396 | 1124.7786 | 1301.424 | 1298.863
1843.89 | 2.3578 | 0.072013 | 3.2199 | 1158.4439 | 0.067368 | 17.9969 | 174.3385 | 14.78% | 1182.1579 | 1179.8001 | 1356.4964 | 1354.1385
1844.005 | 1.4074 | 0.043523 | 2.0616 | 1344.1021 | 5.3155e-07 | 11.5034 | 174.5929 | 12.86% | 1359.118 | 1357.7106 | 1533.7108 | 1532.3035
1844.12 | 1.6338 | 0.049962 | 2.3183 | 1306.3112 | 0 | 12.8949 | 174.8476 | 13.23% | 1323.2081 | 1321.5743 | 1498.0557 | 1496.4219
1844.235 | 3.64 | 0.10754 | 4.4549 | 1035.1793 | 0 | 24.7437 | 175.1026 | 16.45% | 1068.1256 | 1064.4856 | 1243.2282 | 1239.5882
1844.35 | 6.1259 | 0.17752 | 6.8972 | 771.9665 | 4.4875e-12 | 38.2753 | 175.358 | 21.46% | 823.4424 | 817.3165 | 998.8003 | 992.6745
1844.465 | 7.4671 | 0.21472 | 8.1465 | 651.3937 | 3.4685e-11 | 45.1657 | 175.6137 | 24.91% | 712.3877 | 704.9206 | 888.0014 | 880.5343
1844.58 | 8.0819 | 0.23123 | 8.6645 | 607.9043 | 2.2718e-11 | 47.9838 | 175.8698 | 26.46% | 672.8657 | 664.7838 | 848.7354 | 840.6535
1844.695 | 8.8015 | 0.25029 | 9.2373 | 566.1437 | 4.6862e-11 | 51.1006 | 176.1261 | 28.1% | 635.5333 | 626.7318 | 811.6595 | 802.858
1844.81 | 8.7495 | 0.24877 | 9.1943 | 570.629 | 0 | 50.8153 | 176.3829 | 27.96% | 639.6368 | 630.8874 | 816.0197 | 807.2703
1844.925 | 7.8299 | 0.22407 | 8.4553 | 626.3988 | 6.2061e-12 | 46.6837 | 176.64 | 25.91% | 689.5917 | 681.7618 | 866.2317 | 858.4018
1845.04 | 7.5853 | 0.21736 | 8.257 | 642.3744 | 1.7424e-11 | 45.5324 | 176.8974 | 25.4% | 703.9665 | 696.3812 | 880.8639 | 873.2786
1845.155 | 8.3485 | 0.23763 | 8.8775 | 597.0659 | 1.9771e-11 | 48.8935 | 177.1551 | 27.04% | 663.423 | 655.0745 | 840.5781 | 832.2296
1845.27 | 8.7131 | 0.2473 | 9.1821 | 574.5116 | 6.1733e-12 | 50.5141 | 177.4132 | 27.96% | 643.1682 | 634.4551 | 820.5814 | 811.8683
1845.385 | 8.2904 | 0.23591 | 8.8471 | 600.7225 | 0.24282 | 48.6162 | 177.6716 | 26.97% | 666.955 | 658.6646 | 844.6266 | 836.3362
1845.5 | 7.404 | 0.21187 | 8.0981 | 665.7167 | 19.1642 | 44.4544 | 177.9304 | 24.12% | 745.0492 | 737.6453 | 922.9797 | 915.5757
1845.615 | 5.7147 | 0.16535 | 6.5581 | 815.7044 | 572.9316 | 35.973 | 178.1895 | 12.45% | 1437.0472 | 1431.3326 | 1615.2368 | 1609.5221
1845.73 | 3.5163 | 0.10397 | 4.4233 | 1043.9436 | 6488.0014 | 24.258 | 178.449 | 2.36% | 7564.2466 | 7560.7303 | 7742.6956 | 7739.1793
1845.845 | 2.4752 | 0.074829 | 3.3795 | 1156.8805 | 27830.1674 | 18.5568 | 178.7088 | 0.616% | 29011.5342 | 29009.059 | 29190.243 | 29187.7678
1845.96 | 2.9701 | 0.089657 | 3.9628 | 1066.8593 | 45218.6349 | 21.8026 | 178.9689 | 0.3864% | 46314.3193 | 46311.3492 | 46493.2883 | 46490.3182
1846.075 | 3.141 | 0.095031 | 4.1854 | 1020.04 | 27830.1674 | 23.0682 | 179.2294 | 0.6207% | 28880.697 | 28877.556 | 29059.9264 | 29056.7854
1846.19 | 2.1886 | 0.067232 | 3.0905 | 1152.7739 | 6488.0014 | 17.0707 | 179.4903 | 2.343% | 7663.1922 | 7661.0037 | 7842.6825 | 7840.4939
1846.305 | 0.98945 | 0.031264 | 1.575 | 1385.4609 | 572.9316 | 8.7213 | 179.7514 | 9.13% | 1969.7095 | 1968.7201 | 2149.461 | 2148.4715
1846.42 | 0.28974 | 0.0095439 | 0.55642 | 1610.8772 | 19.1642 | 3.0894 | 180.013 | 11.02% | 1633.9865 | 1633.6968 | 1813.9995 | 1813.7098
1846.535 | 0.058452 | 0.0020415 | 0.14891 | 1738.7582 | 0.24282 | 0.82973 | 180.2748 | 10.36% | 1740.0402 | 1739.9817 | 1920.315 | 1920.2565
1846.65 | 0.013422 | 0.00051457 | 0.054276 | 1752.9715 | 4.7075e-11 | 0.30435 | 180.5371 | 10.3% | 1753.3441 | 1753.3307 | 1933.8811 | 1933.8677
1846.765 | 0.0062047 | 0.00025052 | 0.032168 | 1773.4562 | 2.3174e-11 | 0.18099 | 180.7996 | 10.19% | 1773.6758 | 1773.6696 | 1954.4755 | 1954.4692
1846.88 | 0.0022808 | 9.3096e-05 | 0.012722 | 1851.2528 | 2.1374e-11 | 0.071655 | 181.0625 | 9.78% | 1851.3395 | 1851.3372 | 2032.402 | 2032.3998
1846.995 | 0.00041796 | 1.7143e-05 | 0.002457 | 1928.8023 | 1.4149e-11 | 0.013847 | 181.3258 | 9.401% | 1928.8191 | 1928.8187 | 2110.1448 | 2110.1444
1847.11 | 6.7974e-05 | 2.7961e-06 | 0.00041627 | 1962.5534 | 4.8477e-12 | 0.0023522 | 181.5894 | 9.253% | 1962.5562 | 1962.5561 | 2144.1456 | 2144.1455
1847.225 | 0.0005203 | 2.1107e-05 | 0.0027208 | 1940.4994 | 5.1145e-11 | 0.0154 | 181.8533 | 9.371% | 1940.5181 | 1940.5176 | 2122.3714 | 2122.3709
1847.34 | 0.0039619 | 0.00015796 | 0.017981 | 1864.2565 | 2.7938e-11 | 0.10168 | 182.1176 | 9.768% | 1864.3803 | 1864.3763 | 2046.4979 | 2046.4939
1847.455 | 0.01609 | 0.00063154 | 0.064678 | 1761.1682 | 3.6613e-11 | 0.36533 | 182.3822 | 10.35% | 1761.6149 | 1761.5988 | 1943.9972 | 1943.9811
1847.57 | 0.035367 | 0.0013731 | 0.13174 | 1680.3818 | 0 | 0.74323 | 182.6472 | 10.86% | 1681.2935 | 1681.2581 | 1863.9407 | 1863.9054
1847.685 | 0.041809 | 0.001616 | 0.15232 | 1668.2673 | 0 | 0.85824 | 182.9126 | 10.96% | 1669.3213 | 1669.2795 | 1852.2339 | 1852.1921
1847.8 | 0.025812 | 0.0010015 | 0.097495 | 1741.9688 | 0 | 0.5486 | 183.1783 | 10.51% | 1742.6417 | 1742.6159 | 1925.82 | 1925.7942
1847.915 | 0.0081885 | 0.00032108 | 0.033564 | 1861.0739 | 0 | 0.18861 | 183.4443 | 9.856% | 1861.3046 | 1861.2964 | 2044.7489 | 2044.7407
1848.03 | 0.0013118 | 5.2046e-05 | 0.0059418 | 1951.2221 | 0 | 0.033349 | 183.7107 | 9.415% | 1951.2628 | 1951.2615 | 2134.9735 | 2134.9722
1848.145 | 0.00012672 | 5.1056e-06 | 0.00078229 | 1972.2283 | 2.1765e-11 | 0.004349 | 183.9774 | 9.328% | 1972.2335 | 1972.2334 | 2156.211 | 2156.2108
1848.26 | 0.00013317 | 5.4905e-06 | 0.001349 | 1934.1753 | 1.2144e-11 | 0.0073839 | 184.2445 | 9.526% | 1934.1842 | 1934.1841 | 2118.4287 | 2118.4286
1848.375 | 0.0002647 | 1.0904e-05 | 0.0027149 | 1885.9359 | 0 | 0.014845 | 184.512 | 9.783% | 1885.9537 | 1885.9535 | 2070.4657 | 2070.4654
1848.49 | 0.00035709 | 1.4248e-05 | 0.0029937 | 1892.2368 | 7.7381e-11 | 0.016329 | 184.7798 | 9.765% | 1892.2565 | 1892.2561 | 2077.0362 | 2077.0359
1848.605 | 0.0023851 | 8.6144e-05 | 0.0085073 | 1930.8476 | 4.1453e-11 | 0.046003 | 185.0479 | 9.583% | 1930.9046 | 1930.9022 | 2115.9525 | 2115.9501
1848.72 | 0.023237 | 0.00080917 | 0.062909 | 1897.5415 | 9.1296e-13 | 0.33943 | 185.3164 | 9.764% | 1897.9679 | 1897.9447 | 2083.2843 | 2083.2611
1848.835 | 0.12 | 0.0040826 | 0.28296 | 1751.8054 | 2.1183e-11 | 1.5254 | 185.5853 | 10.58% | 1753.7378 | 1753.6178 | 1939.3231 | 1939.2031
1848.95 | 0.3192 | 0.010681 | 0.68904 | 1576.6881 | 0 | 3.7115 | 185.8545 | 11.75% | 1581.4186 | 1581.0994 | 1767.2731 | 1766.9539
1849.065 | 0.43754 | 0.014537 | 0.91288 | 1512.6802 | 0 | 4.9133 | 186.124 | 12.26% | 1518.9584 | 1518.5209 | 1705.0825 | 1704.6449
1849.18 | 0.36075 | 0.011937 | 0.74658 | 1596.5944 | 0 | 4.0128 | 186.3939 | 11.64% | 1601.7264 | 1601.3657 | 1788.1204 | 1787.7596
1849.295 | 0.52754 | 0.016702 | 0.91605 | 1619.887 | 2.9366e-11 | 4.9084 | 186.6642 | 11.48% | 1626.2557 | 1625.7282 | 1812.9199 | 1812.3924
1849.41 | 1.4339 | 0.043723 | 2.111 | 1407.2466 | 2.0087e-11 | 11.2935 | 186.9348 | 13.16% | 1422.1287 | 1420.6948 | 1609.0635 | 1607.6297
1849.525 | 2.8843 | 0.086007 | 3.857 | 1128.7911 | 0 | 20.6162 | 187.2058 | 16.23% | 1156.2346 | 1153.3503 | 1343.4404 | 1340.5561
1849.64 | 4.151 | 0.12195 | 5.2205 | 959.8217 | 0 | 27.877 | 187.4772 | 18.88% | 997.1922 | 993.0412 | 1184.6693 | 1180.5184
1849.755 | 4.533 | 0.13239 | 5.5804 | 931.8381 | 0 | 29.7691 | 187.7489 | 19.41% | 971.853 | 967.32 | 1159.6019 | 1155.0688
1849.87 | 3.538 | 0.10394 | 4.4927 | 1083.7749 | 0.001744 | 23.9454 | 188.0209 | 16.9% | 1115.8567 | 1112.3187 | 1303.8777 | 1300.3396
1849.985 | 1.9322 | 0.058084 | 2.7367 | 1321.989 | 0.13765 | 14.5695 | 188.2933 | 14.06% | 1341.4232 | 1339.491 | 1529.7166 | 1527.7843
1850.1 | 1.2643 | 0.039115 | 2.0246 | 1402.9238 | 4.1151 | 10.757 | 188.5661 | 13.28% | 1421.124 | 1419.8596 | 1609.69 | 1608.4257
1850.215 | 1.2732 | 0.039405 | 2.036 | 1386.2506 | 46.6002 | 10.8043 | 188.8392 | 13.06% | 1447.0037 | 1445.7305 | 1635.8429 | 1634.5697
1850.33 | 0.83414 | 0.025986 | 1.3787 | 1532.0793 | 199.8906 | 7.3127 | 189.1127 | 10.86% | 1741.5214 | 1740.6873 | 1930.6341 | 1929.8
1850.445 | 0.27994 | 0.0089158 | 0.51685 | 1763.0284 | 324.7835 | 2.7397 | 189.3865 | 9.057% | 2091.3574 | 2091.0775 | 2280.7439 | 2280.464
1850.56 | 0.087993 | 0.0029605 | 0.21244 | 1839.4304 | 199.8906 | 1.1236 | 189.6607 | 9.294% | 2040.748 | 2040.66 | 2230.4088 | 2230.3208
1850.675 | 0.14754 | 0.0049197 | 0.34346 | 1758.9143 | 46.6002 | 1.8129 | 189.9353 | 10.51% | 1807.8233 | 1807.6757 | 1997.7586 | 1997.611
1850.79 | 0.41176 | 0.0132 | 0.78594 | 1633.9307 | 4.1151 | 4.1452 | 190.2102 | 11.58% | 1643.402 | 1642.9902 | 1833.6122 | 1833.2004
1850.905 | 0.74894 | 0.023752 | 1.3399 | 1511.2798 | 0.13765 | 7.0647 | 190.4855 | 12.53% | 1520.5948 | 1519.8459 | 1711.0803 | 1710.3314
1851.02 | 0.86719 | 0.027143 | 1.4746 | 1504.9668 | 0.001744 | 7.7714 | 190.7612 | 12.6% | 1515.1087 | 1514.2416 | 1705.8699 | 1705.0027
1851.135 | 1.4827 | 0.044181 | 2.0666 | 1463.3249 | 2.762e-12 | 10.8839 | 191.0372 | 12.94% | 1477.8023 | 1476.3196 | 1668.8394 | 1667.3567
1851.25 | 3.5146 | 0.10142 | 4.2538 | 1178.2549 | 0 | 22.3959 | 191.3135 | 15.88% | 1208.5206 | 1205.006 | 1399.8341 | 1396.3195
1851.365 | 6.0903 | 0.17282 | 6.8568 | 857.7807 | 0 | 36.0966 | 191.5903 | 21.27% | 906.9972 | 900.9069 | 1098.5875 | 1092.4972
1851.48 | 7.7564 | 0.21811 | 8.3957 | 694.1457 | 4.7294e-11 | 44.1981 | 191.8673 | 25.69% | 754.7141 | 746.9576 | 946.5814 | 938.825
1851.595 | 8.3087 | 0.23301 | 8.8727 | 648.7072 | 0 | 46.7168 | 192.1448 | 27.27% | 712.8383 | 704.5297 | 904.9831 | 896.6745
1851.71 | 8.1422 | 0.22883 | 8.7382 | 657.4221 | 5.856e-11 | 46.0241 | 192.4226 | 27.01% | 720.5554 | 712.4132 | 912.978 | 904.8358
1851.825 | 7.6914 | 0.21717 | 8.3707 | 685.5472 | 6.3849e-11 | 44.1113 | 192.7008 | 26.1% | 745.9378 | 738.2464 | 938.6386 | 930.9472
1851.94 | 7.2818 | 0.20657 | 8.0322 | 713.684 | 1.8409e-11 | 42.3577 | 192.9794 | 25.25% | 771.5623 | 764.2805 | 964.5417 | 957.2599
1852.055 | 6.7881 | 0.19367 | 7.6157 | 749.7363 | 0.16781 | 40.196 | 193.2583 | 24.22% | 804.6976 | 797.9095 | 997.9559 | 991.1677
1852.17 | 6.1517 | 0.17683 | 7.067 | 798.7555 | 13.2465 | 37.3335 | 193.5376 | 22.59% | 862.731 | 856.5793 | 1056.2686 | 1050.1169
1852.285 | 5.3329 | 0.15479 | 6.3339 | 868.5405 | 396.1076 | 33.4892 | 193.8172 | 14.86% | 1309.9588 | 1304.6259 | 1503.776 | 1498.4431
1852.4 | 4.2887 | 0.1262 | 5.3562 | 965.7932 | 4488.3757 | 28.3422 | 194.0972 | 3.537% | 5492.2822 | 5487.9935 | 5686.3795 | 5682.0907
1852.515 | 3.1316 | 0.093739 | 4.1786 | 1095.8443 | 19284.2297 | 22.1259 | 194.3776 | 0.9525% | 20409.6038 | 20406.4722 | 20603.9814 | 20600.8498
1852.63 | 1.8753 | 0.057335 | 2.7347 | 1292.5947 | 31468.7763 | 14.4869 | 194.6583 | 0.5939% | 32780.5252 | 32778.6499 | 32975.1835 | 32973.3083
1852.745 | 0.79853 | 0.025096 | 1.3174 | 1556.9311 | 19591.7579 | 6.9803 | 194.9394 | 0.9214% | 21157.8103 | 21157.0118 | 21352.7498 | 21351.9512
1852.86 | 0.21697 | 0.0070438 | 0.41737 | 1823.6275 | 4711.2475 | 2.2117 | 195.2209 | 2.986% | 6537.7281 | 6537.5111 | 6732.949 | 6732.7321
1852.975 | 0.03483 | 0.0011714 | 0.080845 | 1999.044 | 453.2372 | 0.42841 | 195.5028 | 7.971% | 2452.8264 | 2452.7916 | 2648.3292 | 2648.2944
1853.09 | 0.0098969 | 0.0003563 | 0.03251 | 2021.0666 | 19.301 | 0.17187 | 195.785 | 9.595% | 2040.5823 | 2040.5724 | 2236.3672 | 2236.3573
1853.205 | 0.038274 | 0.0013713 | 0.11695 | 1910.57 | 0.45856 | 0.61742 | 196.0676 | 10.26% | 1911.8026 | 1911.7643 | 2107.8702 | 2107.8319
1853.32 | 0.11079 | 0.0039053 | 0.30731 | 1763.1904 | 0.0066327 | 1.6213 | 196.3505 | 11.12% | 1765.2403 | 1765.1295 | 1961.5909 | 1961.4801
1853.435 | 0.18211 | 0.0063575 | 0.47913 | 1673.0023 | 6.0146e-05 | 2.5257 | 196.6339 | 11.73% | 1676.1957 | 1676.0135 | 1872.8295 | 1872.6474
1853.55 | 0.17196 | 0.0060014 | 0.45367 | 1684.1418 | 1.7076e-11 | 2.3895 | 196.9176 | 11.67% | 1687.1629 | 1686.9909 | 1884.0804 | 1883.9085
1853.665 | 0.091301 | 0.0032176 | 0.25637 | 1790.1187 | 2.9841e-11 | 1.3491 | 197.2016 | 11.01% | 1791.8188 | 1791.7275 | 1989.0204 | 1988.9291
1853.78 | 0.026534 | 0.00095284 | 0.083924 | 1936.5019 | 9.6522e-11 | 0.44125 | 197.4861 | 10.2% | 1937.0545 | 1937.028 | 2134.5406 | 2134.5141
1853.895 | 0.0041554 | 0.0001527 | 0.015429 | 2060.1434 | 4.5992e-11 | 0.081051 | 197.7709 | 9.599% | 2060.2441 | 2060.24 | 2258.015 | 2258.0109
1854.01 | 0.00043935 | 1.6423e-05 | 0.0019516 | 2119.8802 | 9.6376e-11 | 0.010219 | 198.0561 | 9.343% | 2119.8928 | 2119.8923 | 2317.9489 | 2317.9484
1854.125 | 0.0021029 | 7.4265e-05 | 0.006915 | 2100.0417 | 0 | 0.03588 | 198.3416 | 9.444% | 2100.0866 | 2100.0845 | 2298.4283 | 2298.4262
1854.24 | 0.022797 | 0.00077821 | 0.060319 | 2005.9612 | 0 | 0.31284 | 198.6276 | 9.9% | 2006.3579 | 2006.3351 | 2204.9855 | 2204.9627
1854.355 | 0.13305 | 0.0044094 | 0.29728 | 1847.7482 | 0 | 1.5414 | 198.9139 | 10.75% | 1849.7244 | 1849.5913 | 2048.6382 | 2048.5052
1854.47 | 0.4463 | 0.014402 | 0.86848 | 1648.0253 | 0 | 4.5025 | 199.2005 | 12.05% | 1653.857 | 1653.4107 | 1853.0576 | 1852.6113
1854.585 | 0.94472 | 0.02985 | 1.6552 | 1467.9745 | 0 | 8.583 | 199.4876 | 13.49% | 1479.1874 | 1478.2427 | 1678.675 | 1677.7302
1854.7 | 1.3632 | 0.042502 | 2.2385 | 1371.466 | 5.1435e-12 | 11.6141 | 199.775 | 14.42% | 1386.7244 | 1385.3612 | 1586.4994 | 1585.1362
1854.815 | 1.3253 | 0.041231 | 2.1549 | 1406.3526 | 2.8736e-11 | 11.1885 | 200.0628 | 14.09% | 1421.0625 | 1419.7372 | 1621.1253 | 1619.8
1854.93 | 0.94577 | 0.029845 | 1.6333 | 1509.1206 | 0 | 8.4933 | 200.351 | 13.19% | 1520.2227 | 1519.277 | 1720.5737 | 1719.628
1855.045 | 1.0461 | 0.032916 | 1.7586 | 1488.3284 | 0 | 9.1731 | 200.6396 | 13.38% | 1500.3391 | 1499.293 | 1700.9787 | 1699.9325
1855.16 | 2.0893 | 0.063327 | 2.9595 | 1309.5857 | 0 | 15.4749 | 200.9285 | 15.13% | 1330.1726 | 1328.0834 | 1531.1011 | 1529.0119
1855.275 | 3.8251 | 0.11294 | 4.7961 | 1074.9272 | 0.0066018 | 25.1136 | 201.2178 | 18.21% | 1108.7815 | 1104.9564 | 1309.9993 | 1306.1742
1855.39 | 5.2906 | 0.15427 | 6.2501 | 909.1901 | 0.52105 | 32.76 | 201.5075 | 21.24% | 954.1662 | 948.8756 | 1155.6737 | 1150.383
1855.505 | 5.8485 | 0.17 | 6.7801 | 853.2469 | 15.5871 | 35.5675 | 201.7975 | 22.14% | 917.2002 | 911.3516 | 1118.9977 | 1113.1492
1855.62 | 5.6254 | 0.16403 | 6.5768 | 875.9763 | 177.1742 | 34.5196 | 202.088 | 18.47% | 1100.0364 | 1094.411 | 1302.1244 | 1296.499
1855.735 | 4.7111 | 0.1386 | 5.7049 | 978.7926 | 779.8519 | 29.9454 | 202.3788 | 11.28% | 1799.1445 | 1794.4334 | 2001.5233 | 1996.8122
1855.85 | 3.2465 | 0.097224 | 4.2369 | 1164.1976 | 1493.5325 | 22.2321 | 202.67 | 7.55% | 2687.5427 | 2684.2962 | 2890.2127 | 2886.9662
1855.965 | 2.118 | 0.065039 | 3.0684 | 1309.6937 | 1906.9113 | 16.0868 | 202.9616 | 6.272% | 3237.9433 | 3235.8254 | 3440.9049 | 3438.7869
1856.08 | 1.7409 | 0.054224 | 2.6717 | 1343.13 | 2120.0001 | 13.9906 | 203.2536 | 5.841% | 3481.5875 | 3479.8466 | 3684.841 | 3683.1001
1856.195 | 1.3039 | 0.041057 | 2.1038 | 1427.7956 | 1333.112 | 11.0061 | 203.5459 | 7.337% | 2775.3625 | 2774.0587 | 2978.9084 | 2977.6045
1856.31 | 0.64922 | 0.020866 | 1.1561 | 1636.943 | 382.3498 | 6.0424 | 203.8386 | 10.06% | 2027.1615 | 2026.5123 | 2231.0001 | 2230.3509
1856.425 | 0.20117 | 0.0066435 | 0.4105 | 1889.9028 | 51.1331 | 2.1437 | 204.1317 | 10.5% | 1943.7979 | 1943.5968 | 2147.9297 | 2147.7285
1856.54 | 0.03598 | 0.0012239 | 0.086394 | 2085.8334 | 3.2474 | 0.45078 | 204.4252 | 9.783% | 2089.6552 | 2089.6192 | 2294.0804 | 2294.0444
1856.655 | 0.0035341 | 0.00012457 | 0.010446 | 2178.7243 | 0.092568 | 0.054417 | 204.7191 | 9.396% | 2178.8854 | 2178.8819 | 2383.6045 | 2383.601
1856.77 | 0.0021362 | 7.7046e-05 | 0.0076035 | 2178.9379 | 0.0010488 | 0.038945 | 205.0133 | 9.409% | 2178.9877 | 2178.9856 | 2384.0011 | 2383.9989
1856.885 | 0.017472 | 0.00061404 | 0.05325 | 2089.5496 | 0 | 0.27215 | 205.308 | 9.824% | 2089.8931 | 2089.8757 | 2295.2011 | 2295.1836
1857 | 0.07547 | 0.0026118 | 0.20754 | 1934.5265 | 3.9518e-11 | 1.0599 | 205.603 | 10.62% | 1935.872 | 1935.7965 | 2141.475 | 2141.3995
1857.115 | 0.16245 | 0.0055822 | 0.42623 | 1799.2115 | 4.3169e-11 | 2.1749 | 205.8984 | 11.43% | 1801.9807 | 1801.8183 | 2007.8791 | 2007.7166
1857.23 | 0.18967 | 0.0065186 | 0.49837 | 1767.2968 | 0 | 2.5403 | 206.1942 | 11.65% | 1770.5317 | 1770.342 | 1976.7259 | 1976.5362
1857.345 | 0.1329 | 0.0046054 | 0.36768 | 1840.4566 | 0 | 1.8719 | 206.4903 | 11.21% | 1842.8337 | 1842.7008 | 2049.324 | 2049.1911
1857.46 | 0.085611 | 0.0029411 | 0.23414 | 1951.0413 | 0 | 1.1901 | 206.7869 | 10.59% | 1952.5541 | 1952.4685 | 2159.341 | 2159.2554
1857.575 | 0.21546 | 0.0069254 | 0.4316 | 1939.4161 | 0 | 2.1903 | 207.0838 | 10.66% | 1942.2603 | 1942.0449 | 2149.3442 | 2149.1287
1857.69 | 0.76871 | 0.023735 | 1.2729 | 1711.692 | 0 | 6.4591 | 207.3812 | 12.06% | 1720.2165 | 1719.4478 | 1927.5977 | 1926.829
1857.805 | 1.9042 | 0.057029 | 2.7459 | 1406.8529 | 0 | 13.935 | 207.6789 | 14.59% | 1425.495 | 1423.5908 | 1633.1738 | 1631.2697
1857.92 | 3.3035 | 0.096908 | 4.3375 | 1168.4514 | 3.5213e-11 | 22.017 | 207.977 | 17.41% | 1198.2062 | 1194.9028 | 1406.1832 | 1402.8797
1858.035 | 4.5544 | 0.13163 | 5.6013 | 1018.4347 | 0 | 28.4414 | 208.2755 | 19.79% | 1057.1634 | 1052.6091 | 1265.4389 | 1260.8846
1858.15 | 5.6262 | 0.16082 | 6.5925 | 913.9749 | 0.10938 | 33.489 | 208.5743 | 21.86% | 959.9528 | 954.3265 | 1168.5271 | 1162.9009
1858.265 | 6.1346 | 0.17469 | 7.0493 | 867.2538 | 8.6325 | 35.8273 | 208.8736 | 22.73% | 925.0722 | 918.9376 | 1133.9458 | 1127.8113
1858.38 | 5.8323 | 0.1666 | 6.763 | 900.9863 | 258.0767 | 34.3902 | 209.1733 | 17.43% | 1206.2152 | 1200.3829 | 1415.3885 | 1409.5562
1858.495 | 4.7574 | 0.13724 | 5.7295 | 1023.6653 | 2922.5168 | 29.1494 | 209.4733 | 5.262% | 3985.9558 | 3981.1983 | 4195.4291 | 4190.6717
1858.61 | 3.6664 | 0.10745 | 4.6861 | 1144.596 | 12536.0844 | 23.8566 | 209.7738 | 1.53% | 13712.997 | 13709.3306 | 13922.7708 | 13919.1043
1858.725 | 3.6731 | 0.10816 | 4.7417 | 1123.9138 | 20368.7105 | 24.1597 | 210.0746 | 0.9761% | 21525.3069 | 21521.6338 | 21735.3814 | 21731.7084
1858.84 | 3.9368 | 0.11584 | 5.0311 | 1076.621 | 12536.0844 | 25.6543 | 210.3758 | 1.542% | 13647.4434 | 13643.5066 | 13857.8192 | 13853.8824
1858.955 | 3.4926 | 0.10356 | 4.5834 | 1124.8971 | 2922.5168 | 23.3905 | 210.6774 | 5.169% | 4078.9839 | 4075.4914 | 4289.6614 | 4286.1688
1859.07 | 2.5451 | 0.076754 | 3.5682 | 1252.9642 | 258.0767 | 18.2253 | 210.9794 | 13.76% | 1535.4563 | 1532.9112 | 1746.4357 | 1743.8906
1859.185 | 1.5195 | 0.046962 | 2.357 | 1432.5537 | 8.6325 | 12.0483 | 211.2818 | 14.51% | 1457.1579 | 1455.6384 | 1668.4397 | 1666.9202
1859.3 | 0.70441 | 0.022444 | 1.2484 | 1647.5905 | 0.10938 | 6.3861 | 211.5846 | 12.78% | 1656.0613 | 1655.3569 | 1867.6459 | 1866.9414
1859.415 | 0.23177 | 0.0076417 | 0.48282 | 1872.399 | 2.8145e-11 | 2.4712 | 211.8878 | 11.3% | 1875.5924 | 1875.3607 | 2087.4802 | 2087.2484
1859.53 | 0.048784 | 0.0016695 | 0.12319 | 2070.1644 | 0 | 0.63079 | 212.1913 | 10.25% | 2070.9688 | 2070.92 | 2283.1601 | 2283.1113
1859.645 | 0.006082 | 0.00021646 | 0.019189 | 2212.3855 | 0 | 0.098286 | 212.4953 | 9.604% | 2212.5092 | 2212.5032 | 2425.0045 | 2424.9985
1859.76 | 0.00046004 | 1.706e-05 | 0.0019112 | 2280.2745 | 0 | 0.0097867 | 212.7997 | 9.332% | 2280.2867 | 2280.2862 | 2493.0863 | 2493.0859
1859.875 | 0.00055416 | 2.1444e-05 | 0.0028234 | 2266.6951 | 0 | 0.014405 | 213.1044 | 9.401% | 2266.7129 | 2266.7123 | 2479.8173 | 2479.8168
1859.99 | 0.004041 | 0.00015414 | 0.018209 | 2181.9161 | 5.5641e-12 | 0.092863 | 213.4096 | 9.78% | 2182.0314 | 2182.0274 | 2395.441 | 2395.4369
1860.105 | 0.014557 | 0.00054998 | 0.060144 | 2067.0192 | 0 | 0.30665 | 213.7151 | 10.34% | 2067.4011 | 2067.3866 | 2281.1162 | 2281.1017
1860.22 | 0.024304 | 0.0009163 | 0.097679 | 2003.4772 | 0 | 0.4979 | 214.0211 | 10.68% | 2004.098 | 2004.0737 | 2218.1191 | 2218.0948
1860.335 | 0.018949 | 0.00071752 | 0.078009 | 2053.0337 | 0 | 0.39754 | 214.3274 | 10.44% | 2053.5289 | 2053.5099 | 2267.8563 | 2267.8373
1860.45 | 0.0071829 | 0.00027414 | 0.031357 | 2152.4306 | 3.0099e-11 | 0.15975 | 214.6341 | 9.971% | 2152.6292 | 2152.622 | 2367.2633 | 2367.2561
1860.565 | 0.001391 | 5.3559e-05 | 0.0069066 | 2213.2025 | 2.8677e-11 | 0.035172 | 214.9413 | 9.712% | 2213.246 | 2213.2446 | 2428.1873 | 2428.1859
1860.68 | 0.00090857 | 3.2283e-05 | 0.0032664 | 2248.2153 | 3.2782e-12 | 0.016582 | 215.2488 | 9.574% | 2248.236 | 2248.2351 | 2463.4849 | 2463.4839
1860.795 | 0.012792 | 0.00042976 | 0.030186 | 2230.231 | 4.0354e-11 | 0.15299 | 215.5567 | 9.664% | 2230.4274 | 2230.4146 | 2445.9841 | 2445.9713
1860.91 | 0.10578 | 0.0034499 | 0.21292 | 2112.2194 | 1.9307e-11 | 1.0788 | 215.8651 | 10.21% | 2113.6204 | 2113.5146 | 2329.4855 | 2329.3797
1861.025 | 0.40991 | 0.013149 | 0.75108 | 1888.8243 | 4.2787e-11 | 3.8045 | 216.1738 | 11.42% | 1893.803 | 1893.3931 | 2109.9768 | 2109.5669
1861.14 | 0.77284 | 0.024648 | 1.3684 | 1682.3368 | 1.057e-11 | 6.9283 | 216.4829 | 12.8% | 1691.431 | 1690.6582 | 1907.914 | 1907.1411
1861.255 | 1.091 | 0.034197 | 1.8087 | 1591.1513 | 0 | 9.1476 | 216.7925 | 13.53% | 1603.2328 | 1602.1418 | 1820.0253 | 1818.9343
1861.37 | 2.1295 | 0.063935 | 2.963 | 1444.0513 | 4.0789e-11 | 14.9656 | 217.1024 | 14.85% | 1464.1734 | 1462.0439 | 1681.2758 | 1679.1463
1861.485 | 4.1461 | 0.12069 | 5.0476 | 1166.7511 | 0 | 25.4754 | 217.4127 | 18.16% | 1201.5409 | 1197.3948 | 1418.9537 | 1414.8076
1861.6 | 6.2775 | 0.17934 | 7.0638 | 914.8171 | 0 | 35.6336 | 217.7235 | 22.73% | 963.9713 | 957.6938 | 1181.6948 | 1175.4173
1861.715 | 7.7334 | 0.2186 | 8.3331 | 774.4056 | 0 | 42.0185 | 218.0346 | 26.43% | 832.7093 | 824.9759 | 1050.7439 | 1043.0105
1861.83 | 8.0235 | 0.22637 | 8.5758 | 752.5688 | 1.93e-11 | 43.2264 | 218.3461 | 27.14% | 812.6209 | 804.5974 | 1030.9671 | 1022.9435
1861.945 | 7.2768 | 0.20648 | 7.9489 | 824.3063 | 6.5408e-12 | 40.0548 | 218.6581 | 25.06% | 879.7933 | 872.5165 | 1098.4514 | 1091.1745
1862.06 | 6.9651 | 0.19809 | 7.6727 | 858.4308 | 0 | 38.6503 | 218.9704 | 24.2% | 911.917 | 904.9519 | 1130.8874 | 1123.9223
1862.175 | 7.9339 | 0.22387 | 8.4689 | 773.4874 | 0 | 42.6375 | 219.2832 | 26.59% | 832.7516 | 824.8177 | 1052.0348 | 1044.1009
1862.29 | 8.7192 | 0.24472 | 9.1219 | 703.1405 | 8.5954e-12 | 45.8835 | 219.5963 | 28.96% | 767.1098 | 758.3905 | 986.7061 | 977.9869
1862.405 | 8.2618 | 0.23224 | 8.7219 | 753.5602 | 4.0765e-11 | 43.8216 | 219.9099 | 27.27% | 814.5977 | 806.3359 | 1034.5077 | 1026.2459
1862.52 | 6.2226 | 0.17665 | 6.8675 | 992.1673 | 2.7492e-11 | 34.4672 | 220.2239 | 21.3% | 1039.9012 | 1033.6786 | 1260.1251 | 1253.9025
1862.635 | 3.3703 | 0.097656 | 4.0705 | 1387.2942 | 5.7156e-11 | 20.406 | 220.5383 | 15.62% | 1415.2387 | 1411.8684 | 1635.777 | 1632.4067
1862.75 | 1.776 | 0.052943 | 2.4251 | 1627.5742 | 0 | 12.1282 | 220.853 | 13.45% | 1643.9564 | 1642.1805 | 1864.8094 | 1863.0335
1862.865 | 2.1848 | 0.065045 | 2.9716 | 1514.6701 | 1.4523e-12 | 14.8255 | 221.1682 | 14.43% | 1534.717 | 1532.5322 | 1755.8853 | 1753.7004
1862.98 | 2.6973 | 0.079781 | 3.5786 | 1414.6485 | 0 | 17.843 | 221.4838 | 15.42% | 1438.8473 | 1436.1499 | 1660.3311 | 1657.6337
1863.095 | 2.0291 | 0.060423 | 2.7923 | 1572.5929 | 0 | 13.9162 | 221.7998 | 13.96% | 1591.3909 | 1589.3618 | 1813.1907 | 1811.1617
1863.21 | 2.128 | 0.062741 | 2.8177 | 1599.2374 | 0 | 14.0297 | 222.1162 | 13.74% | 1618.2755 | 1616.1476 | 1840.3917 | 1838.2638
1863.325 | 3.9645 | 0.11444 | 4.7552 | 1289.63 | 0 | 23.6648 | 222.433 | 16.87% | 1322.129 | 1318.1645 | 1544.5621 | 1540.5975
1863.44 | 5.5022 | 0.15771 | 6.3804 | 1023.6035 | 2.0999e-11 | 31.7436 | 222.7503 | 20.98% | 1067.3874 | 1061.8852 | 1290.1377 | 1284.6355
1863.555 | 5.5823 | 0.16041 | 6.528 | 981.9357 | 1.441e-11 | 32.4621 | 223.0679 | 21.85% | 1026.6685 | 1021.0863 | 1249.7365 | 1244.1542
1863.67 | 5.2567 | 0.15158 | 6.2379 | 1013.0937 | 2.5533e-11 | 30.9941 | 223.386 | 21.27% | 1055.734 | 1050.4773 | 1279.1199 | 1273.8633
1863.785 | 4.6137 | 0.13353 | 5.5795 | 1101.5415 | 6.9664e-11 | 27.6989 | 223.7044 | 19.71% | 1139.5671 | 1134.9534 | 1363.2715 | 1358.6578
1863.9 | 2.9985 | 0.088129 | 3.8895 | 1342.4206 | 6.3784e-11 | 19.2944 | 224.0233 | 16.4% | 1368.6911 | 1365.6927 | 1592.7144 | 1589.7159
1864.015 | 1.3252 | 0.040145 | 1.9638 | 1698.4929 | 4.8814e-11 | 9.7345 | 224.3426 | 13.12% | 1711.5565 | 1710.2313 | 1935.8991 | 1934.5739
1864.13 | 0.39959 | 0.012553 | 0.69951 | 2049.1377 | 0 | 3.4654 | 224.6623 | 10.94% | 2053.7148 | 2053.3152 | 2278.377 | 2277.9774
1864.245 | 0.10031 | 0.0033388 | 0.23346 | 2209.1834 | 4.945e-12 | 1.1551 | 224.9824 | 10.18% | 2210.6756 | 2210.5753 | 2435.658 | 2435.5577
1864.36 | 0.096959 | 0.0033619 | 0.26437 | 2148.574 | 0 | 1.306 | 225.3029 | 10.48% | 2150.2446 | 2150.1477 | 2375.5475 | 2375.4506
1864.475 | 0.17042 | 0.0057475 | 0.40637 | 2086.5268 | 0 | 2.0064 | 225.6238 | 10.8% | 2089.1157 | 2088.9453 | 2314.7395 | 2314.5691
1864.59 | 0.33251 | 0.010804 | 0.66225 | 2052.09 | 0 | 3.267 | 225.9452 | 10.99% | 2056.3625 | 2056.03 | 2282.3077 | 2281.9752
1864.705 | 0.6283 | 0.020119 | 1.1647 | 1912.8839 | 4.8064e-13 | 5.7424 | 226.2669 | 11.79% | 1920.4394 | 1919.8111 | 2146.7064 | 2146.0781
1864.82 | 0.9234 | 0.029221 | 1.6309 | 1778.0177 | 0 | 8.0357 | 226.5891 | 12.67% | 1788.637 | 1787.7136 | 2015.2261 | 2014.3027
1864.935 | 1.0454 | 0.032819 | 1.7904 | 1733.8775 | 0 | 8.817 | 226.9117 | 13.01% | 1745.5631 | 1744.5177 | 1972.4748 | 1971.4295
1865.05 | 0.90944 | 0.028534 | 1.5686 | 1789.2166 | 4.9009e-11 | 7.7207 | 227.2347 | 12.63% | 1799.4438 | 1798.5344 | 2026.6785 | 2025.7691
1865.165 | 1.1947 | 0.036626 | 1.8745 | 1756.7904 | 0 | 9.2207 | 227.5581 | 12.87% | 1769.117 | 1767.9223 | 1996.6751 | 1995.4805
1865.28 | 1.8694 | 0.056493 | 2.7246 | 1594.8561 | 0 | 13.4014 | 227.882 | 14.15% | 1612.908 | 1611.0386 | 1840.79 | 1838.9206
1865.395 | 2.3831 | 0.071494 | 3.3452 | 1470.327 | 1.4911e-11 | 16.462 | 228.2062 | 15.31% | 1492.5889 | 1490.2057 | 1720.7951 | 1718.412
1865.51 | 3.6074 | 0.10567 | 4.5702 | 1282.4509 | 3.1344e-11 | 22.5091 | 228.5309 | 17.45% | 1313.2432 | 1309.6358 | 1541.7741 | 1538.1667
1865.625 | 5.5681 | 0.15963 | 6.4172 | 1041.5637 | 0 | 31.6327 | 228.856 | 21.19% | 1085.3413 | 1079.7732 | 1314.1973 | 1308.6292
1865.74 | 6.8084 | 0.19362 | 7.542 | 913.9835 | 0 | 37.2129 | 229.1815 | 23.9% | 965.7405 | 958.9321 | 1194.922 | 1188.1136
1865.855 | 7.0939 | 0.20171 | 7.7924 | 891.4564 | 0 | 38.4982 | 229.5075 | 24.47% | 945.0427 | 937.9488 | 1174.5502 | 1167.4562
1865.97 | 7.7936 | 0.22069 | 8.3582 | 825.7369 | 0 | 41.3504 | 229.8338 | 26.25% | 883.4597 | 875.6662 | 1113.2936 | 1105.5
1866.085 | 8.6475 | 0.24371 | 9.0456 | 741.3981 | 4.8344e-11 | 44.7968 | 230.1606 | 28.93% | 804.1318 | 795.4843 | 1034.2923 | 1025.6448
1866.2 | 8.7416 | 0.24656 | 9.1237 | 725.5145 | 6.5958e-12 | 45.2195 | 230.4878 | 29.55% | 788.8458 | 780.1042 | 1019.3336 | 1010.592
1866.315 | 8.2197 | 0.23295 | 8.7 | 770.1346 | 0 | 43.1465 | 230.8154 | 28.07% | 830.4337 | 822.214 | 1061.2491 | 1053.0294
1866.43 | 7.0594 | 0.20174 | 7.6998 | 892.7536 | 0 | 38.2002 | 231.1434 | 24.62% | 945.9147 | 938.8553 | 1177.0581 | 1169.9987
1866.545 | 5.1853 | 0.15013 | 5.9628 | 1130.6574 | 0 | 29.5856 | 231.4719 | 19.85% | 1171.5412 | 1166.356 | 1403.0131 | 1397.8278
1866.66 | 3.7459 | 0.11025 | 4.6021 | 1317.7981 | 4.1112e-11 | 22.8316 | 231.8008 | 17.23% | 1349.0879 | 1345.342 | 1580.8887 | 1577.1428
1866.775 | 3.811 | 0.11275 | 4.7489 | 1268.2277 | 2.2242e-11 | 23.5545 | 232.1301 | 17.9% | 1300.4547 | 1296.6437 | 1532.5848 | 1528.7738
1866.89 | 3.6236 | 0.10769 | 4.5902 | 1265.617 | 7.9296e-11 | 22.7619 | 232.4598 | 17.98% | 1296.7004 | 1293.0768 | 1529.1602 | 1525.5366
1867.005 | 2.2803 | 0.068971 | 3.124 | 1483.3419 | 4.6007e-11 | 15.4872 | 232.79 | 15.5% | 1504.3025 | 1502.0221 | 1737.0924 | 1734.8121
1867.12 | 0.97113 | 0.03045 | 1.5669 | 1758.9051 | 2.4231e-11 | 7.7643 | 233.1205 | 13.18% | 1769.2378 | 1768.2667 | 2002.3584 | 2001.3872
1867.235 | 0.34071 | 0.011241 | 0.68646 | 2003.2852 | 0 | 3.3993 | 233.4515 | 11.63% | 2007.7229 | 2007.3822 | 2241.1744 | 2240.8337
1867.35 | 0.10488 | 0.0035805 | 0.24487 | 2246.1558 | 1.2459e-11 | 1.2119 | 233.783 | 10.4% | 2247.721 | 2247.6162 | 2481.504 | 2481.3991
1867.465 | 0.019763 | 0.00068401 | 0.050151 | 2404.089 | 1.0944e-12 | 0.24814 | 234.1148 | 9.737% | 2404.4078 | 2404.388 | 2638.5226 | 2638.5028
1867.58 | 0.00173 | 6.067e-05 | 0.0050438 | 2443.6808 | 0 | 0.024946 | 234.4471 | 9.594% | 2443.7125 | 2443.7108 | 2678.1596 | 2678.1579
1867.695 | 7.2278e-05 | 2.6281e-06 | 0.00036699 | 2468.3742 | 0 | 0.0018111 | 234.7798 | 9.512% | 2468.3764 | 2468.3764 | 2703.1563 | 2703.1562
1867.81 | 3.4582e-06 | 1.3948e-07 | 5.6832e-05 | 2502.0801 | 0 | 0.00027951 | 235.1129 | 9.397% | 2502.0805 | 2502.0805 | 2737.1934 | 2737.1934
1867.925 | 1.3544e-06 | 5.2321e-08 | 1.3532e-05 | 2512.8325 | 4.6361e-12 | 6.6182e-05 | 235.4465 | 9.37% | 2512.8326 | 2512.8326 | 2748.2791 | 2748.2791
1868.04 | 5.5095e-05 | 1.9745e-06 | 0.00020492 | 2519.8836 | 5.2307e-11 | 0.00099311 | 235.7805 | 9.357% | 2519.8849 | 2519.8848 | 2755.6654 | 2755.6653
1868.155 | 0.0014792 | 5.1412e-05 | 0.0043879 | 2521.2911 | 0 | 0.021253 | 236.1149 | 9.365% | 2521.3183 | 2521.3168 | 2757.4332 | 2757.4317
1868.27 | 0.019066 | 0.00064572 | 0.04765 | 2462.0841 | 0 | 0.23065 | 236.4498 | 9.603% | 2462.3821 | 2462.3631 | 2698.8319 | 2698.8128
1868.385 | 0.12376 | 0.0040815 | 0.26778 | 2281.7344 | 0 | 1.2952 | 236.7851 | 10.37% | 2283.4253 | 2283.3015 | 2520.2103 | 2520.0866
1868.5 | 0.43623 | 0.014035 | 0.83486 | 2013.0102 | 2.9207e-11 | 4.0343 | 237.1208 | 11.75% | 2018.3296 | 2017.8934 | 2255.4503 | 2255.0141
1868.615 | 0.87655 | 0.027746 | 1.5508 | 1784.5095 | 1.402e-11 | 7.4857 | 237.4569 | 13.24% | 1794.4503 | 1793.5738 | 2031.9072 | 2031.0307
1868.73 | 1.0301 | 0.032454 | 1.7879 | 1725.2928 | 7.7123e-12 | 8.6202 | 237.7935 | 13.7% | 1736.7634 | 1735.7333 | 1974.5569 | 1973.5268
1868.845 | 0.75685 | 0.024031 | 1.3722 | 1848.8069 | 3.4802e-11 | 6.6055 | 238.1305 | 12.82% | 1857.5655 | 1856.8086 | 2095.696 | 2094.9391
1868.96 | 0.57586 | 0.018401 | 1.0899 | 1946.2083 | 4.3106e-12 | 5.2287 | 238.4679 | 12.21% | 1953.1212 | 1952.5454 | 2191.5891 | 2191.0133
1869.075 | 0.78112 | 0.024694 | 1.4148 | 1851.8866 | 3.2055e-11 | 6.7678 | 238.8058 | 12.84% | 1860.875 | 1860.0939 | 2099.6808 | 2098.8997
1869.19 | 0.89016 | 0.028043 | 1.5898 | 1782.8495 | 0 | 7.5961 | 239.1441 | 13.34% | 1792.9536 | 1792.0635 | 2032.0977 | 2031.2076
1869.305 | 0.59015 | 0.018748 | 1.1024 | 1927.6728 | 5.9947e-12 | 5.2634 | 239.4828 | 12.38% | 1934.6475 | 1934.0573 | 2174.1303 | 2173.5402
1869.42 | 0.21736 | 0.0070335 | 0.44792 | 2204.4711 | 0 | 2.1372 | 239.822 | 10.87% | 2207.2806 | 2207.0633 | 2447.1027 | 2446.8853
1869.535 | 0.043565 | 0.0014484 | 0.10445 | 2434.3256 | 0 | 0.4981 | 240.1616 | 9.863% | 2434.9732 | 2434.9296 | 2675.1348 | 2675.0912
1869.65 | 0.010015 | 0.00035251 | 0.032074 | 2489.9087 | 7.2168e-05 | 0.15266 | 240.5017 | 9.658% | 2490.1038 | 2490.0938 | 2730.6055 | 2730.5955
1869.765 | 0.027107 | 0.00096817 | 0.0895 | 2377.4187 | 0.0056958 | 0.42555 | 240.8421 | 10.13% | 2377.9676 | 2377.9404 | 2618.8097 | 2618.7826
1869.88 | 0.05901 | 0.0021018 | 0.18986 | 2241.7877 | 0.17028 | 0.90268 | 241.183 | 10.75% | 2243.1116 | 2243.0526 | 2484.2946 | 2484.2356
1869.995 | 0.063111 | 0.0022459 | 0.20222 | 2238.8786 | 1.9283 | 0.96143 | 241.5244 | 10.77% | 2242.0359 | 2241.9728 | 2483.5603 | 2483.4972
1870.11 | 0.037325 | 0.0013383 | 0.12633 | 2318.7339 | 8.2715 | 0.60058 | 241.8662 | 10.39% | 2327.771 | 2327.7336 | 2569.6372 | 2569.5998
1870.225 | 0.027946 | 0.0010062 | 0.098683 | 2335.4783 | 13.4395 | 0.46904 | 242.2084 | 10.31% | 2349.5145 | 2349.4866 | 2591.7229 | 2591.695
1870.34 | 0.058398 | 0.0020477 | 0.17556 | 2280.1124 | 8.2715 | 0.8343 | 242.5511 | 10.59% | 2289.4541 | 2289.3957 | 2532.0052 | 2531.9468
1870.455 | 0.098122 | 0.0034225 | 0.28168 | 2196.1556 | 1.9283 | 1.3385 | 242.8942 | 11.04% | 2199.8056 | 2199.7075 | 2442.6998 | 2442.6017
1870.57 | 0.08207 | 0.0028812 | 0.24334 | 2216.7329 | 0.17028 | 1.1562 | 243.2377 | 10.97% | 2218.3877 | 2218.3056 | 2461.6254 | 2461.5433
1870.685 | 0.033802 | 0.0012 | 0.10762 | 2365.1928 | 0.0056958 | 0.51137 | 243.5817 | 10.3% | 2365.8525 | 2365.8186 | 2609.4342 | 2609.4004
1870.8 | 0.0068637 | 0.00024723 | 0.024411 | 2527.6722 | 7.2168e-05 | 0.11599 | 243.9261 | 9.65% | 2527.8198 | 2527.8129 | 2771.7459 | 2771.7391
1870.915 | 0.00067673 | 2.4871e-05 | 0.0028314 | 2623.0444 | 0 | 0.013453 | 244.271 | 9.312% | 2623.0614 | 2623.0607 | 2867.3324 | 2867.3317
1871.03 | 3.3118e-05 | 1.2496e-06 | 0.00017409 | 2644.1053 | 0 | 0.00082721 | 244.6163 | 9.251% | 2644.1064 | 2644.1063 | 2888.7227 | 2888.7226
1871.145 | 2.6132e-06 | 1.0712e-07 | 4.8846e-05 | 2613.252 | 1.463e-11 | 0.00023239 | 244.9621 | 9.374% | 2613.2523 | 2613.2523 | 2858.2143 | 2858.2143
1871.26 | 7.3057e-06 | 3.0164e-07 | 0.00012719 | 2569.09 | 1.9757e-11 | 0.00060574 | 245.3082 | 9.548% | 2569.0908 | 2569.0908 | 2814.399 | 2814.399
1871.375 | 4.3994e-05 | 1.7833e-06 | 0.00046953 | 2557.394 | 3.5638e-11 | 0.0022399 | 245.6549 | 9.606% | 2557.3968 | 2557.3968 | 2803.0517 | 2803.0516
1871.49 | 0.00019672 | 7.8565e-06 | 0.0017477 | 2548.0042 | 1.6523e-12 | 0.0083436 | 246.002 | 9.655% | 2548.0145 | 2548.0143 | 2794.0164 | 2794.0162
1871.605 | 0.00099426 | 3.6674e-05 | 0.0048502 | 2510.7404 | 2.2627e-12 | 0.023216 | 246.3495 | 9.812% | 2510.7695 | 2510.7685 | 2757.119 | 2757.118
1871.72 | 0.010731 | 0.00037326 | 0.029194 | 2493.9044 | 3.1974e-11 | 0.14026 | 246.6974 | 9.891% | 2494.0849 | 2494.0742 | 2740.7824 | 2740.7716
1871.835 | 0.079332 | 0.0026773 | 0.17957 | 2421.7606 | 0 | 0.86358 | 247.0459 | 10.2% | 2422.8858 | 2422.8065 | 2669.9317 | 2669.8523
1871.95 | 0.32423 | 0.010661 | 0.64055 | 2186.6788 | 1.8256e-12 | 3.0828 | 247.3947 | 11.29% | 2190.7371 | 2190.4128 | 2438.1318 | 2437.8075
1872.065 | 0.77439 | 0.024983 | 1.3828 | 1903.4766 | 0 | 6.6612 | 247.744 | 12.96% | 1912.32 | 1911.5456 | 2160.064 | 2159.2896
1872.18 | 1.1901 | 0.037983 | 2.0037 | 1726.6869 | 3.1949e-11 | 9.6623 | 248.0938 | 14.27% | 1739.581 | 1738.3909 | 1987.6747 | 1986.4847
1872.295 | 1.2981 | 0.041392 | 2.1605 | 1685.9427 | 0 | 10.429 | 248.444 | 14.63% | 1699.8716 | 1698.5735 | 1948.3156 | 1947.0175
1872.41 | 1.0721 | 0.034508 | 1.8515 | 1750.8243 | 0 | 8.9448 | 248.7946 | 14.12% | 1762.7272 | 1761.655 | 2011.5218 | 2010.4496
1872.525 | 0.68006 | 0.022296 | 1.2744 | 1892.6386 | 4.2524e-10 | 6.1604 | 249.1457 | 13.11% | 1900.7758 | 1900.0958 | 2149.9215 | 2149.2415
1872.64 | 0.31794 | 0.010693 | 0.67202 | 2090.2672 | 1.179e-08 | 3.2501 | 249.4972 | 11.91% | 2094.5179 | 2094.2 | 2344.0151 | 2343.6972
1872.755 | 0.10076 | 0.0034916 | 0.24776 | 2310.5193 | 1.3374e-07 | 1.1987 | 249.8492 | 10.81% | 2312.0701 | 2311.9693 | 2561.9193 | 2561.8185
1872.87 | 0.019582 | 0.00070088 | 0.057692 | 2505.5687 | 5.7388e-07 | 0.27921 | 250.2017 | 9.984% | 2505.9259 | 2505.9063 | 2756.1275 | 2756.1079
1872.985 | 0.0021616 | 8.0069e-05 | 0.0078354 | 2640.6924 | 9.3239e-07 | 0.03793 | 250.5545 | 9.488% | 2640.7404 | 2640.7382 | 2891.2949 | 2891.2928
1873.1 | 0.00012874 | 4.9175e-06 | 0.00057947 | 2706.4775 | 5.7387e-07 | 0.0028058 | 250.9079 | 9.271% | 2706.4811 | 2706.4809 | 2957.3889 | 2957.3888
1873.215 | 5.5759e-06 | 2.2164e-07 | 3.8546e-05 | 2719.4042 | 1.3379e-07 | 0.00018701 | 251.2617 | 9.24% | 2719.4044 | 2719.4044 | 2970.666 | 2970.666
1873.33 | 3.0652e-05 | 1.2632e-06 | 0.00026115 | 2705.1674 | 1.1821e-08 | 0.0012701 | 251.6159 | 9.301% | 2705.169 | 2705.1689 | 2956.7849 | 2956.7848
1873.445 | 0.00026221 | 1.0779e-05 | 0.0019737 | 2659.0933 | 3.8977e-10 | 0.0096007 | 251.9706 | 9.476% | 2659.1051 | 2659.1049 | 2911.0757 | 2911.0755
1873.56 | 0.00099602 | 4.0891e-05 | 0.0069667 | 2572.8607 | 4.4721e-07 | 0.033892 | 252.3257 | 9.807% | 2572.9026 | 2572.9016 | 2825.2284 | 2825.2274
1873.675 | 0.0015749 | 6.4643e-05 | 0.010792 | 2510.3212 | 3.5294e-05 | 0.052506 | 252.6813 | 10.07% | 2510.3862 | 2510.3846 | 2763.0675 | 2763.066
1873.79 | 0.0010523 | 4.3133e-05 | 0.0073048 | 2541.8434 | 0.0010552 | 0.035563 | 253.0374 | 9.955% | 2541.8885 | 2541.8874 | 2794.9259 | 2794.9248
1873.905 | 0.0012759 | 4.8655e-05 | 0.0052644 | 2622.1633 | 0.27012 | 0.025943 | 253.3939 | 9.662% | 2622.4659 | 2622.4647 | 2875.8598 | 2875.8586
1874.02 | 0.013107 | 0.00047854 | 0.035082 | 2623.372 | 20.4276 | 0.17467 | 253.7509 | 9.597% | 2644.023 | 2644.0099 | 2897.7738 | 2897.7607
1874.135 | 0.0843 | 0.0030132 | 0.19599 | 2462.295 | 609.2521 | 0.97867 | 254.1083 | 8.27% | 3072.809 | 3072.7247 | 3326.9173 | 3326.833
1874.25 | 0.27986 | 0.0098474 | 0.58741 | 2202.7491 | 6898.4104 | 2.9429 | 254.4661 | 2.795% | 9104.9796 | 9104.6997 | 9359.4457 | 9359.1658
1874.365 | 0.50278 | 0.017616 | 1.0031 | 2013.6153 | 29590.4019 | 5.0497 | 254.8245 | 0.8061% | 31610.5903 | 31610.0876 | 31865.4148 | 31864.912
1874.48 | 0.61809 | 0.021744 | 1.1991 | 1959.0061 | 48078.6568 | 6.0922 | 255.1833 | 0.5099% | 50045.5942 | 50044.9761 | 50300.7774 | 50300.1593
1874.595 | 0.78996 | 0.027696 | 1.4266 | 1908.0817 | 29590.39 | 7.3404 | 255.5425 | 0.8111% | 31508.0564 | 31507.2664 | 31763.5989 | 31762.8089
1874.71 | 0.93879 | 0.032865 | 1.6167 | 1847.7038 | 6898.3592 | 8.3982 | 255.9022 | 2.923% | 8757.0495 | 8756.1107 | 9012.9517 | 9012.0129
1874.825 | 0.83299 | 0.029641 | 1.4752 | 1867.3186 | 609.1688 | 7.7384 | 256.2624 | 10.31% | 2486.5637 | 2485.7307 | 2742.826 | 2741.993
1874.94 | 0.67968 | 0.02474 | 1.2614 | 1919.2449 | 20.3763 | 6.6873 | 256.623 | 13.18% | 1948.2744 | 1947.5947 | 2204.8974 | 2204.2177
1875.055 | 0.45875 | 0.016977 | 0.89037 | 2056.543 | 0.25817 | 4.7532 | 256.984 | 12.46% | 2062.9205 | 2062.4617 | 2319.9045 | 2319.4458
1875.17 | 0.18764 | 0.0070748 | 0.39482 | 2294.1083 | 0 | 2.1174 | 257.3456 | 11.21% | 2296.8152 | 2296.6276 | 2554.1608 | 2553.9731
1875.285 | 0.041082 | 0.0015942 | 0.10142 | 2527.2118 | 0.0097049 | 0.54616 | 257.7076 | 10.19% | 2527.9118 | 2527.8707 | 2785.6193 | 2785.5783
1875.4 | 0.0084478 | 0.00034409 | 0.026136 | 2662.1074 | 0.76596 | 0.14201 | 258.07 | 9.691% | 2663.0503 | 2663.0419 | 2921.1204 | 2921.1119
1875.515 | 0.036406 | 0.0014328 | 0.086034 | 2612.491 | 22.8991 | 0.4706 | 258.433 | 9.804% | 2635.9846 | 2635.9482 | 2894.4175 | 2894.3811
1875.63 | 0.19017 | 0.0072636 | 0.38219 | 2373.6725 | 259.3148 | 2.0886 | 258.7963 | 9.82% | 2635.6555 | 2635.4653 | 2894.4518 | 2894.2617
1875.745 | 0.54339 | 0.020308 | 0.98304 | 2066.1474 | 1112.3262 | 5.3624 | 259.1602 | 8.137% | 3185.3827 | 3184.8393 | 3444.5429 | 3443.9995
1875.86 | 0.87161 | 0.03221 | 1.5049 | 1865.79 | 1807.3147 | 8.1855 | 259.5245 | 7.047% | 3683.6989 | 3682.8273 | 3943.2234 | 3942.3518
1875.975 | 0.84166 | 0.031122 | 1.4808 | 1876.3767 | 1112.3549 | 8.0175 | 259.8892 | 8.668% | 2999.1027 | 2998.261 | 3258.9919 | 3258.1502
1876.09 | 0.61257 | 0.022716 | 1.1382 | 2022.6188 | 261.5845 | 6.1093 | 260.2545 | 11.36% | 2292.086 | 2291.4734 | 2552.3405 | 2551.7279
1876.205 | 0.64609 | 0.023305 | 1.1521 | 2064.0886 | 90.7545 | 6.0807 | 260.6202 | 12.05% | 2162.7453 | 2162.0992 | 2423.3655 | 2422.7194
1876.32 | 0.96179 | 0.033876 | 1.6054 | 1916.0255 | 769.1748 | 8.3737 | 260.9863 | 9.683% | 2696.1751 | 2695.2133 | 2957.1615 | 2956.1997
1876.435 | 0.97612 | 0.034267 | 1.6458 | 1880.5607 | 3296.086 | 8.5218 | 261.353 | 5.039% | 5187.8247 | 5186.8486 | 5449.1777 | 5448.2015
1876.55 | 0.58402 | 0.02065 | 1.0491 | 2091.768 | 5355.486 | 5.3944 | 261.7201 | 3.511% | 7454.3022 | 7453.7182 | 7716.0223 | 7715.4382
1876.665 | 0.20322 | 0.0072917 | 0.40709 | 2361.7213 | 3296.0763 | 2.0794 | 262.0876 | 4.63% | 5660.4946 | 5660.2914 | 5922.5822 | 5922.379
1876.78 | 0.040933 | 0.001512 | 0.10281 | 2531.8362 | 768.4089 | 0.52028 | 262.4556 | 7.951% | 3300.9106 | 3300.8697 | 3563.3663 | 3563.3253
1876.895 | 0.0060882 | 0.00023869 | 0.022769 | 2665.1402 | 67.8554 | 0.11378 | 262.8241 | 9.616% | 2733.1385 | 2733.1324 | 2995.9626 | 2995.9565
1877.01 | 0.00082756 | 3.3872e-05 | 0.0039271 | 2779.5146 | 2.2697 | 0.019495 | 263.1931 | 9.461% | 2781.8086 | 2781.8078 | 3045.0017 | 3045.0009
1877.125 | 0.00030081 | 1.133e-05 | 0.0011158 | 2821.333 | 0.028758 | 0.0053402 | 263.5625 | 9.342% | 2821.3686 | 2821.3683 | 3084.9311 | 3084.9308
1877.24 | 0.0045902 | 0.00016186 | 0.01272 | 2789.8061 | 1.2906e-11 | 0.059891 | 263.9324 | 9.46% | 2789.8835 | 2789.8789 | 3053.8159 | 3053.8113
1877.355 | 0.04629 | 0.0015704 | 0.10547 | 2671.2846 | 1.2527e-11 | 0.49571 | 264.3028 | 9.892% | 2671.9337 | 2671.8874 | 2936.2365 | 2936.1902
1877.47 | 0.25357 | 0.0083123 | 0.48746 | 2411.4627 | 0 | 2.2867 | 264.6736 | 10.96% | 2414.4987 | 2414.2451 | 2679.1723 | 2678.9187
1877.585 | 0.82223 | 0.026103 | 1.3672 | 2061.6748 | 0 | 6.3995 | 265.045 | 12.81% | 2070.2898 | 2069.4676 | 2335.3348 | 2334.5125
1877.7 | 1.7645 | 0.054476 | 2.6094 | 1741.9685 | 0 | 12.1823 | 265.4167 | 15.11% | 1758.5792 | 1756.8147 | 2023.9959 | 2022.2314
1877.815 | 2.7378 | 0.08286 | 3.7455 | 1521.572 | 0 | 17.4384 | 265.789 | 17.23% | 1545.5766 | 1542.8388 | 1811.3655 | 1808.6278
1877.93 | 3.1812 | 0.095414 | 4.2235 | 1444.0449 | 2.3703e-11 | 19.6125 | 266.1617 | 18.13% | 1471.1576 | 1467.9763 | 1737.3193 | 1734.1381
1878.045 | 2.6732 | 0.080423 | 3.6272 | 1576.1242 | 0.011516 | 16.8063 | 266.5349 | 16.69% | 1599.3228 | 1596.6496 | 1865.8577 | 1863.1846
1878.16 | 1.5205 | 0.046411 | 2.2194 | 1922.9491 | 0.90894 | 10.2639 | 266.9086 | 13.78% | 1937.9082 | 1936.3877 | 2204.8168 | 2203.2963
1878.275 | 0.82511 | 0.025363 | 1.2797 | 2203.7397 | 27.1736 | 5.8948 | 267.2827 | 11.94% | 2238.9382 | 2238.1131 | 2506.2209 | 2505.3958
1878.39 | 1.559 | 0.046174 | 2.0924 | 2038.0043 | 307.7192 | 9.5929 | 267.6574 | 11.35% | 2359.0139 | 2357.455 | 2626.6713 | 2625.1123
1878.505 | 3.3701 | 0.09817 | 4.1722 | 1579.578 | 1319.9561 | 19.1022 | 268.0325 | 9.17% | 2926.2768 | 2922.9067 | 3194.3092 | 3190.9392
1878.62 | 4.8073 | 0.1388 | 5.7319 | 1267.0181 | 2144.6732 | 26.2137 | 268.408 | 7.794% | 3448.583 | 3443.7757 | 3716.991 | 3712.1837
1878.735 | 5.9029 | 0.16839 | 6.7321 | 1117.3476 | 1319.9561 | 30.7474 | 268.7841 | 10.86% | 2480.8545 | 2474.9516 | 2749.6386 | 2743.7357
1878.85 | 7.4193 | 0.20853 | 7.9982 | 959.6744 | 307.7192 | 36.4883 | 269.1606 | 20.51% | 1319.5079 | 1312.0886 | 1588.6685 | 1581.2492
1878.965 | 8.5301 | 0.23784 | 8.9145 | 844.7163 | 27.1736 | 40.6328 | 269.5376 | 29.24% | 930.205 | 921.6749 | 1199.7426 | 1191.2126
1879.08 | 8.4599 | 0.236 | 8.8616 | 851.4862 | 1.0351 | 40.3614 | 269.9151 | 29.92% | 910.4403 | 901.9803 | 1180.3554 | 1171.8954
1879.195 | 7.3366 | 0.20598 | 7.8904 | 994.9939 | 9.9672 | 35.9145 | 270.293 | 25.77% | 1056.3085 | 1048.9719 | 1326.6015 | 1319.265
1879.31 | 5.1209 | 0.14552 | 5.8076 | 1350.7828 | 297.6332 | 26.4203 | 270.6715 | 16.1% | 1685.9103 | 1680.7894 | 1956.5818 | 1951.4609
1879.425 | 2.8127 | 0.081669 | 3.5243 | 1774.0722 | 3370.4624 | 16.0206 | 271.0504 | 5.249% | 5166.9739 | 5164.1611 | 5438.0243 | 5435.2115
1879.54 | 2.8505 | 0.082564 | 3.5443 | 1778.9486 | 14457.5389 | 16.0863 | 271.4298 | 1.67% | 16259.0513 | 16256.2007 | 16530.4811 | 16527.6305
1879.655 | 5.4588 | 0.15411 | 6.0565 | 1334.2504 | 23490.7022 | 27.4603 | 271.8097 | 1.093% | 24864.0823 | 24858.6235 | 25135.892 | 25130.4332
1879.77 | 8.2212 | 0.2287 | 8.5687 | 925.9501 | 14457.5389 | 38.8168 | 272.19 | 1.764% | 15439.3245 | 15431.1032 | 15711.5145 | 15703.2933
1879.885 | 9.6609 | 0.26674 | 9.7843 | 753.7356 | 3370.4624 | 44.2736 | 272.5709 | 6.523% | 4188.1835 | 4178.5226 | 4460.7544 | 4451.0935
1880 | 9.9792 | 0.27488 | 10.0404 | 724.3726 | 297.6332 | 45.37 | 272.9522 | 25.33% | 1087.6703 | 1077.6911 | 1360.6225 | 1350.6433
1880.115 | 9.3512 | 0.25821 | 9.5353 | 792.5811 | 9.9557 | 43.0214 | 273.334 | 31.96% | 864.7029 | 855.3517 | 1138.0369 | 1128.6857
1880.23 | 7.4563 | 0.20771 | 7.9146 | 1020.5284 | 0.12614 | 35.6539 | 273.7163 | 25.71% | 1071.8871 | 1064.4308 | 1345.6034 | 1338.1471
1880.345 | 4.4718 | 0.12658 | 5.1024 | 1477.5763 | 0 | 22.9538 | 274.0991 | 18.2% | 1510.2309 | 1505.7591 | 1784.33 | 1779.8581
1880.46 | 1.8541 | 0.053845 | 2.3937 | 1997.1494 | 0 | 10.7491 | 274.4823 | 13.65% | 2012.2002 | 2010.3461 | 2286.6825 | 2284.8284
1880.575 | 0.99126 | 0.029872 | 1.5135 | 2179.4001 | 0 | 6.7635 | 274.8661 | 12.56% | 2188.6982 | 2187.7069 | 2463.5643 | 2462.573
1880.69 | 1.1624 | 0.035356 | 1.8301 | 2061.344 | 2.7292e-11 | 8.1559 | 275.2503 | 13.29% | 2072.5277 | 2071.3654 | 2347.778 | 2346.6157
1880.805 | 0.90312 | 0.027782 | 1.4979 | 2138.0612 | 4.9717e-11 | 6.6685 | 275.635 | 12.84% | 2147.1584 | 2146.2553 | 2422.7934 | 2421.8903
1880.92 | 0.38093 | 0.011991 | 0.71026 | 2437.1666 | 2.4317e-11 | 3.157 | 276.0202 | 11.31% | 2441.4268 | 2441.0458 | 2717.447 | 2717.066
1881.035 | 0.26287 | 0.0082347 | 0.4966 | 2569.9911 | 1.3312e-11 | 2.1946 | 276.4059 | 10.74% | 2572.9534 | 2572.6905 | 2849.3593 | 2849.0964
1881.15 | 0.76287 | 0.02308 | 1.2239 | 2311.4851 | 4.7468e-11 | 5.392 | 276.7921 | 11.94% | 2318.8869 | 2318.1241 | 2595.679 | 2594.9161
1881.265 | 1.6015 | 0.04784 | 2.4064 | 1913.4816 | 1.0009e-11 | 10.5921 | 277.1787 | 14.39% | 1928.1294 | 1926.5279 | 2205.3081 | 2203.7066
1881.38 | 2.1438 | 0.063473 | 3.1027 | 1729.0672 | 1.1809e-12 | 13.6432 | 277.5659 | 15.9% | 1748.0204 | 1745.8766 | 2025.5863 | 2023.4424
1881.495 | 1.9673 | 0.057888 | 2.7948 | 1871.4027 | 1.466e-11 | 12.2785 | 277.9535 | 14.73% | 1888.5012 | 1886.5338 | 2166.4547 | 2164.4874
1881.61 | 1.1497 | 0.033946 | 1.6854 | 2211.1127 | 1.6491e-11 | 7.3989 | 278.3416 | 12.54% | 2221.3806 | 2220.2309 | 2499.7222 | 2498.5726
1881.725 | 1.1726 | 0.034103 | 1.6323 | 2261.2009 | 1.3914e-11 | 7.153 | 278.7303 | 12.28% | 2271.193 | 2270.0203 | 2549.9232 | 2548.7506
1881.84 | 3.1698 | 0.089038 | 3.7753 | 1822.8508 | 7.177e-12 | 16.5303 | 279.1194 | 15.14% | 1846.4152 | 1843.2454 | 2125.5345 | 2122.3647
1881.955 | 6.2857 | 0.1731 | 6.8537 | 1247.7732 | 0.0074914 | 29.9984 | 279.509 | 21.75% | 1291.0916 | 1284.8059 | 1570.6006 | 1564.3149
1882.07 | 8.4586 | 0.23069 | 8.8411 | 912.1679 | 0.59126 | 38.6801 | 279.8991 | 29.14% | 968.9696 | 960.511 | 1248.8686 | 1240.41
1882.185 | 9.4028 | 0.25516 | 9.6304 | 794.8561 | 17.6761 | 42.1071 | 280.2896 | 32.42% | 873.9278 | 864.525 | 1154.2175 | 1144.8146
1882.3 | 10.1221 | 0.27339 | 10.1822 | 729.639 | 200.1685 | 44.4866 | 280.6807 | 28.5% | 994.8718 | 984.7497 | 1275.5525 | 1265.4304
1882.415 | 10.3692 | 0.27957 | 10.3631 | 715.5225 | 858.6191 | 45.2424 | 281.0723 | 17.24% | 1640.3958 | 1630.0266 | 1921.4681 | 1911.0989
1882.53 | 9.4166 | 0.25487 | 9.5671 | 831.0089 | 1395.0898 | 41.7365 | 281.4644 | 12.36% | 2287.0737 | 2277.6572 | 2568.5381 | 2559.1215
1882.645 | 7.0439 | 0.19271 | 7.4985 | 1145.1778 | 858.6191 | 32.6879 | 281.8569 | 13.79% | 2051.2199 | 2044.176 | 2333.0768 | 2326.0329
1882.76 | 4.9979 | 0.13898 | 5.7017 | 1420.1922 | 200.1685 | 24.8261 | 282.25 | 17.1% | 1656.0252 | 1651.0273 | 1938.2752 | 1933.2773
1882.875 | 5.693 | 0.15788 | 6.4082 | 1290.5485 | 17.6761 | 27.8639 | 282.6435 | 21.05% | 1348.3477 | 1342.6547 | 1630.9912 | 1625.2982
1882.99 | 7.5398 | 0.20675 | 8.0934 | 1021.5424 | 0.59126 | 35.1592 | 283.0376 | 26.56% | 1073.1328 | 1065.593 | 1356.1704 | 1348.6306
1883.105 | 8.1942 | 0.22398 | 8.685 | 929.6763 | 0.014714 | 37.6965 | 283.4321 | 29.03% | 984.4906 | 976.2965 | 1267.9227 | 1259.7286
1883.22 | 7.6181 | 0.20913 | 8.221 | 989.2299 | 0.57001 | 35.6479 | 283.8272 | 27.45% | 1041.496 | 1033.8779 | 1325.3232 | 1317.705
1883.335 | 6.4202 | 0.17799 | 7.2121 | 1124.7293 | 17.0408 | 31.2413 | 284.2227 | 24.08% | 1186.8216 | 1180.4015 | 1471.0443 | 1464.6242
1883.45 | 4.9334 | 0.13859 | 5.8547 | 1326.8565 | 192.9743 | 25.3371 | 284.6187 | 18.35% | 1556.0946 | 1551.1611 | 1840.7133 | 1835.7799
1883.565 | 3.0939 | 0.088457 | 3.9669 | 1654.9435 | 827.7597 | 17.1535 | 285.0153 | 11.38% | 2507.006 | 2503.912 | 2792.0213 | 2788.9273
1883.68 | 1.3653 | 0.040166 | 2.0018 | 2054.2874 | 1344.9493 | 8.6508 | 285.4123 | 8.37% | 3411.2948 | 3409.9295 | 3696.7071 | 3695.3418
1883.795 | 0.43075 | 0.013324 | 0.79482 | 2390.9468 | 827.7597 | 3.4326 | 285.8099 | 8.868% | 3223.378 | 3222.9472 | 3509.1878 | 3508.7571
1883.91 | 0.11261 | 0.0036725 | 0.26228 | 2685.5672 | 192.9743 | 1.1322 | 286.2079 | 9.938% | 2880.0521 | 2879.9395 | 3166.26 | 3166.1474
1884.025 | 0.020743 | 0.00069877 | 0.05716 | 2924.6134 | 17.0408 | 0.24667 | 286.6064 | 9.742% | 2941.9796 | 2941.9588 | 3228.586 | 3228.5653
1884.14 | 0.0029924 | 0.00010261 | 0.0092719 | 3024.5662 | 0.57001 | 0.039996 | 287.0055 | 9.487% | 3025.1886 | 3025.1856 | 3312.194 | 3312.191
1884.255 | 0.015815 | 0.00051278 | 0.035973 | 2965.2438 | 0.0072221 | 0.15508 | 287.405 | 9.692% | 2965.4584 | 2965.4426 | 3252.8634 | 3252.8476
1884.37 | 0.13509 | 0.0042233 | 0.25617 | 2764.824 | 1.6806e-11 | 1.1043 | 287.8051 | 10.4% | 2766.3237 | 2766.1886 | 3054.1288 | 3053.9937
1884.485 | 0.62031 | 0.018831 | 1.0146 | 2418.0037 | 7.3265e-11 | 4.3738 | 288.2056 | 11.89% | 2424.0313 | 2423.411 | 2712.237 | 2711.6166
1884.6 | 1.5901 | 0.047279 | 2.3485 | 2004.7614 | 2.1517e-12 | 10.1243 | 288.6067 | 14.31% | 2018.8715 | 2017.2815 | 2307.4782 | 2305.8881
1884.715 | 2.5378 | 0.074439 | 3.5156 | 1709.3352 | 1.7752e-12 | 15.1598 | 289.0082 | 16.72% | 1730.6228 | 1728.085 | 2019.6311 | 2017.0932
1884.83 | 3.1001 | 0.089765 | 4.059 | 1476.3737 | 0 | 17.5107 | 289.4103 | 19.32% | 1501.1332 | 1498.0332 | 1790.5435 | 1787.4435
1884.945 | 2.8896 | 0.082609 | 3.5808 | 1007.8431 | 0 | 15.4533 | 289.8129 | 28.22% | 1029.8495 | 1026.9599 | 1319.6624 | 1316.7728

## Limiting Mag
Limiting Mag/SB [AB] |  | MOS-LR |  | mIFU-LR |  | Wavelength [µm] | MOS-HR |  | mIFU-HR
Wavelength [µm] |  | Point-Source | Extended Sources | Point-Source | Extended Sources |  | Point-Source | Extended Sources | Point-Source | Extended Sources
VIS | 0.5 | 26.1 | 25.8 |  |  | 0.415 | 23.8186 | 23.5906
| 0.75 | 26.1 | 25.6 |  |  | 0.535 | 24.5204 | 24.1812
NIR | 1.21 | 25.7 | 25 | 24.9 | 23.2 | 0.65 | 24.366 | 23.9469
| 1.6 | 25.4 | 24.5 | 25 | 22.9 | 0.85 | 24.5798 | 24.068
[6 empty] | 1.575 | 23.8 | 22.9 | 23.4 | 21.3
Limiting Magnitudes
Limiting magnitudes are calculated for S/N=5 and Texp=5hr with DITs of 300s in the NIR and 3600s in the VIS
Assumptions: thermal background included ; no moon = dark time
Optimisation is done thru Data > Scenarios analysis > Target value

## SNR regimes
MOS-LR | 500 nm
DIT [s] | RON | Dark | Sky | Sky rms | Thermal | Total rms
30s | 39.6863 | 3.873 | 36 | 6 | 0 | 40.3237
100s | 39.6863 | 7 | 120 | 10.9545 | 0 | 41.7612
300s | 39.6863 | 12.083 | 359 | 18.9473 | 0 | 45.607
600s | 39.6863 | 17.088 | 719 | 26.8142 | 0 | 50.8527
900s | 39.6863 | 20.9284 | 1078 | 32.8329 | 0 | 55.5968
1200s | 39.6863 | 24.1454 | 1437 | 37.9078 | 0 | 59.9583
1500s | 39.6863 | 27 | 1796 | 42.3792 | 0 | 64.0312
3000s | 39.6863 | 38.1881 | 3593 | 59.9416 | 0 | 81.4023
MOS-LR | 1200 nm
DIT [s] | RON | Dark | Sky | Sky rms | Thermal | Total rms
30s | 30.7409 | 4.3474 | 160 | 12.6491 | 0 | 33.5246
100s | 23.8118 | 7.9373 | 532 | 23.0651 | 0 | 34.0881
300s | 23.8118 | 13.7477 | 1597 | 39.9625 | 0 | 48.5077
600s | 23.8118 | 19.4422 | 3194 | 56.5155 | 0 | 64.3351
900s | 23.8118 | 23.8118 | 4791 | 69.217 | 0 | 76.974
1200s | 23.8118 | 27.4955 | 6388 | 79.925 | 0 | 87.8123
1500s | 23.8118 | 30.7409 | 7986 | 89.3644 | 0 | 97.4577
3000s | 23.8118 | 43.4741 | 15971 | 126.3764 | 0 | 135.7498
MOS-LR | 1600 nm
DIT [s] | RON | Dark | Sky | Sky rms | Thermal | Total rms
30s | 30.7409 | 4.3589 | 545 | 23.3452 | 2.4495 | 38.8774
100s | 23.8118 | 7.9373 | 1816 | 42.6146 | 4.5826 | 49.5034
300s | 23.8118 | 13.7477 | 5447 | 73.8038 | 7.874 | 78.8091
600s | 23.8118 | 19.4422 | 10894 | 104.3743 | 11.1355 | 108.8583
900s | 23.8118 | 23.8118 | 16341 | 127.8319 | 13.6382 | 132.2446
1200s | 23.8118 | 27.4955 | 21787 | 147.6042 | 15.748 | 152.0715
1500s | 23.8118 | 30.7409 | 27234 | 165.0273 | 17.5784 | 169.5983
3000s | 23.8118 | 43.4741 | 54469 | 233.3859 | 24.8797 | 238.6438
mIFU-LR | 1600 nm
DIT [s] | RON | Dark | Sky | Sky rms | Thermal | Total rms
30s | 20.1246 | 2.846 | 22 | 4.6904 | 4.6904 | 20.9712
100s | 15.5885 | 5.1962 | 72 | 8.4853 | 8.6023 | 18.7244
300s | 15.5885 | 9 | 222 | 14.8997 | 14.8997 | 23.6833
600s | 15.5885 | 12.7279 | 443 | 21.0476 | 21.0476 | 29.4796
900s | 15.5885 | 15.5885 | 665 | 25.7876 | 25.7876 | 34.3043
1200s | 15.5885 | 18 | 886 | 29.7658 | 29.7658 | 38.5067
1500s | 15.5885 | 20.1246 | 1108 | 33.2866 | 33.2866 | 42.3
3000s | 15.5885 | 28.4605 | 2215 | 47.0638 | 47.0638 | 57.5766
MOS-LR | 1800 nm
DIT [s] | RON | Dark | Sky | Sky rms | Thermal | Total rms
30s | 30.7409 | 4.3474 | 519 | 22.7816 | 11.8322 | 38.6618
100s | 23.8118 | 7.9373 | 1731 | 41.6053 | 21.6333 | 48.8122
300s | 23.8118 | 13.7477 | 5193 | 72.0625 | 37.4566 | 77.3722
600s | 23.8118 | 19.4422 | 10385 | 101.9068 | 52.9623 | 106.691
900s | 23.8118 | 23.8118 | 15578 | 124.8119 | 64.8691 | 129.5256
1200s | 23.8118 | 27.4955 | 20770 | 144.118 | 74.9066 | 148.8889
1500s | 23.8118 | 30.7409 | 25963 | 161.1304 | 83.7496 | 166.0083
3000s | 23.8118 | 43.4741 | 51926 | 227.8728 | 118.4356 | 233.4554
MOS-HR | 850 nm
DIT [s] | RON | Dark | Sky | Sky rms | Thermal | Total rms
30s | 52.3068 | 5.0299 | 61 | 7.8102 | 0 | 53.1253
100s | 52.3068 | 9.1869 | 203 | 14.2478 | 0 | 54.9855
300s | 52.3068 | 15.9154 | 609 | 24.6779 | 0 | 59.9858
600s | 52.3068 | 22.5093 | 1217 | 34.8855 | 0 | 66.7808
900s | 52.3068 | 27.5681 | 1826 | 42.7317 | 0 | 72.952
1200s | 52.3068 | 31.8324 | 2434 | 49.3356 | 0 | 78.634
1500s | 52.3068 | 35.5903 | 3043 | 55.1634 | 0 | 83.9385
3000s | 52.3068 | 50.3322 | 6085 | 78.0064 | 0 | 106.5567
MOS-HR | 535 nm
DIT [s] | RON | Dark | Sky | Sky rms | Thermal | Total rms
30s | 52.3068 | 5.0299 | 9 | 3 | 0 | 52.6336
100s | 52.3068 | 9.1869 | 32 | 5.6569 | 0 | 53.4079
300s | 52.3068 | 15.9154 | 95 | 9.7468 | 0 | 55.5365
600s | 52.3068 | 22.5093 | 189 | 13.7477 | 0 | 58.5805
900s | 52.3068 | 27.5681 | 284 | 16.8523 | 0 | 61.4817
1200s | 52.3068 | 31.8324 | 378 | 19.4422 | 0 | 64.2441
1500s | 52.3068 | 35.5903 | 473 | 21.7486 | 0 | 66.9004
3000s | 52.3068 | 50.3322 | 946 | 30.7571 | 0 | 78.8374